## Scenario List
| NPV | Delta to PRS | Deterministic Case | High NG Prices | Low NG Prices | National CO2 Price
1- Preferred Resource Strategy | 14981.1464 |  | 14973.196 | 15243.0274 | 14520.0389 | 14958.2629
2- Alternative Lowest Reasonable Cost Portfolio | 14891.1503 | -89.9961
3- Baseline Portfolio | 14846.5437 | -134.6027 | 14849.3688 | 15154.9994 | 14375.0595 | 14840.786
4- No Resource Additions | 14683.8496 | -297.2968
5- No CETA/ No new NG | 14966.1418 | -15.0046
6- WRAP PRM | 14980.6135 | -0.53288
7- WRAP PRM No QCC Changes | 14881.4497 | -99.6967
8- VERs Assigned to Washington | 15008.0766 | 26.9303
9- Low Economic Growth Loads | 14812.3829 | -168.7635
10- High Economic Growth Loads | 15123.8427 | 142.6963
11- High Electric Vehicle Growth | 15317.1102 | 335.9639
12- WA Space/ Water Electrification | 16043.4834 | 1062.337
13- WA Space/ Water Electrification w/NG Backup | 15536.6734 | 555.5271
14- Combined Electrification | 16425.9793 | 1444.8329
15- Clean Portfolio by 2045 | 15106.883 | 125.7366 | 15087.5542 | 15326.891 | 14653.8186 | 15067.2176
16- Social Cost Included for Idaho | 15004.4069 | 23.2606
17- WA Maximum Customer Benefits | 15326.0659 | 344.9195
18- National GHG Pricing
Note on A5: No CETA/ NCF/ SCGHG/ Energy Target

## Sensitivities
| 6.51% |  | Deterministic Expected Case | [21 empty] | High Natural Gas Prices | [21 empty] | Low Natural Gas Prices | [21 empty] | National CO2 Tax
| Scenario |  | Rev. Req. |  |  | Optmized Cost |  |  | Rates |  | Stdev |  | 95th V@R |  | System GHG MMT |  | Winter Capacity MW |  | New Energy (aMW) |  | New Dispatch GWh |  | Sales GWh |  | Rev. Req. |  |  | Optmized Cost |  |  | Rates |  | Stdev |  | 95th V@R |  | System GHG MMT |  | Winter Capacity MW |  | New Energy (aMW) |  | New Dispatch GWh |  | Sales GWh |  | Rev. Req. |  |  | Optmized Cost |  |  | Rates |  | Stdev |  | 95th V@R |  | System GHG MMT |  | Winter Capacity MW |  | New Energy (aMW) |  | New Dispatch GWh |  | Sales GWh |  | Rev. Req. |  |  | Optmized Cost |  |  | Rates |  | Stdev |  | 95th V@R |  | System GHG MMT |  | Winter Capacity MW |  | New Energy (aMW) |  | New Dispatch GWh |  | Sales GWh
|  | Year | WA | ID | Total | WA | ID | Total | WA | ID | WA | ID | WA | ID | Net | Gross | WA | ID | WA | ID | WA | ID | WA | ID | WA | ID | Total | WA | ID | Total | WA | ID | WA | ID | WA | ID | Net | Gross | WA | ID | WA | ID | WA | ID | WA | ID | WA | ID | Total | WA | ID | Total | WA | ID | WA | ID | WA | ID | Net | Gross | WA | ID | WA | ID | WA | ID | WA | ID | WA | ID | Total | WA | ID | Total | WA | ID | WA | ID | WA | ID | Net | Gross | WA | ID | WA | ID | WA | ID | WA | ID
1- Preferred Resource Strategy&2023 | 1- Preferred Resource Strategy | 2023 | 652.8285 | 320.4897 | 973.3182 | 428.5859 | 129.9262 | 558.5121 | 0.11376 | 0.10375 | 4.8398e-13 | 5.9785e-13 | -4.8317e-13 | -5.9686e-13 | 2.6469 | 3.019 | 0 | 0 | 0 | 0 | 0 | 0 | 5738.7007 | 3475.0273 | 660.338 | 324.249 | 984.587 | 440.5835 | 133.6856 | 574.269 | 0.11507 | 0.10496 | 8.5408e-14 | 5.1245e-13 | 0 | 5.1159e-13 | 2.7009 | 3.0729 | 0 | 0 | 0 | 0 | 0 | 0 | 5738.7007 | 3475.0273 | 641.8817 | 314.6203 | 956.502 | 417.152 | 124.0568 | 541.2089 | 0.11185 | 0.10185 | 3.701e-13 | 1.9928e-13 | -3.6948e-13 | 1.9895e-13 | 2.6454 | 3.0175 | 0 | 0 | 0 | 0 | 0 | 0 | 5738.7007 | 3475.0273 | 649.8825 | 318.8955 | 968.778 | 435.0485 | 128.332 | 563.3805 | 0.11325 | 0.10323 | 2.8469e-13 | 3.1316e-13 | 2.8422e-13 | 3.1264e-13 | 2.7648 | 3.1368 | 0 | 0 | 0 | 0 | 0 | 0 | 5738.7007 | 3475.0273
1- Preferred Resource Strategy&2024 | 1- Preferred Resource Strategy | 2024 | 655.7934 | 320.618 | 976.4114 | 429.3653 | 125.6515 | 555.0169 | 0.11327 | 0.10347 | 5.6938e-14 | 2.4199e-13 | 0 | 2.4158e-13 | 2.6335 | 3.1476 | 0.01038 | 0 | 0.11416 | 0 | 0.99755 | 0 | 5789.8249 | 3486.474 | 666.8029 | 326.1751 | 992.9779 | 439.436 | 131.2086 | 570.6446 | 0.11517 | 0.10526 | 2.8469e-14 | 3.5586e-13 | 0 | -3.5527e-13 | 2.6069 | 3.1209 | 0.01038 | 0 | 0.11416 | 0 | 0.99329 | 0 | 5789.8249 | 3486.474 | 649.6695 | 317.4765 | 967.146 | 416.1087 | 122.5101 | 538.6187 | 0.11221 | 0.10245 | 3.4163e-13 | 3.1316e-13 | 3.4106e-13 | 3.1264e-13 | 2.5426 | 3.0566 | 0.01038 | 0 | 0.11416 | 0 | 0.9767 | 0 | 5789.8249 | 3486.474 | 660.4644 | 323.3038 | 983.7682 | 434.9072 | 128.3373 | 563.2445 | 0.11407 | 0.10433 | 2.2775e-13 | 4.2704e-13 | 2.2737e-13 | -4.2633e-13 | 2.631 | 3.1451 | 0.01038 | 0 | 0.11416 | 0 | 0.98768 | 0 | 5789.8249 | 3486.474
1- Preferred Resource Strategy&2025 | 1- Preferred Resource Strategy | 2025 | 683.416 | 330.45 | 1013.866 | 423.1464 | 127.9439 | 551.0903 | 0.11733 | 0.10633 | 5.4091e-13 | 3.8433e-13 | 5.4001e-13 | -3.8369e-13 | 2.3667 | 2.8187 | 0.45467 | 0 | 0.55976 | 0 | 1.9995 | 0 | 5824.7966 | 3498.6912 | 690.8226 | 333.9495 | 1024.772 | 436.9743 | 131.4434 | 568.4177 | 0.1186 | 0.10746 | 2.2775e-13 | 4.6974e-13 | -2.2737e-13 | 4.6896e-13 | 2.4343 | 2.8863 | 0.45467 | 0 | 0.55976 | 0 | 2.0076 | 0 | 5824.7966 | 3498.6912 | 672.6495 | 324.7677 | 997.4172 | 408.3857 | 122.2617 | 530.6474 | 0.11548 | 0.10451 | 1.5658e-13 | 4.2704e-14 | 1.5632e-13 | 0 | 2.3248 | 2.7768 | 0.45467 | 0 | 0.55976 | 0 | 2.0209 | 0 | 5824.7966 | 3498.6912 | 681.6689 | 329.5011 | 1011.17 | 433.6447 | 126.9951 | 560.6398 | 0.11703 | 0.10603 | 3.701e-13 | 5.1245e-13 | 3.6948e-13 | -5.1159e-13 | 2.5132 | 2.9651 | 0.45467 | 0 | 0.55976 | 0 | 2.0005 | 0 | 5824.7966 | 3498.6912
1- Preferred Resource Strategy&2026 | 1- Preferred Resource Strategy | 2026 | 693.9335 | 341.269 | 1035.2025 | 315.0416 | 130.8548 | 445.8964 | 0.11977 | 0.11074 | 3.4163e-13 | 4.2704e-13 | -3.4106e-13 | -4.2633e-13 | 1.3487 | 1.4833 | 1.4308 | 0 | 1.5898 | 0 | 2.9508 | 0 | 5793.6709 | 3474.0384 | 706.4053 | 347.4923 | 1053.8976 | 323.7873 | 137.0781 | 460.8654 | 0.12193 | 0.11276 | 7.6867e-13 | 1.4235e-13 | -7.6739e-13 | 1.4211e-13 | 1.2913 | 1.4259 | 1.4308 | 0 | 1.5898 | 0 | 3.019 | 0 | 5793.6709 | 3474.0384 | 661.646 | 324.0439 | 985.6898 | 289.1207 | 113.6297 | 402.7504 | 0.1142 | 0.10515 | 3.4163e-13 | 1.4235e-13 | -3.4106e-13 | -1.4211e-13 | 1.4432 | 1.5777 | 1.4308 | 0 | 1.5898 | 0 | 3.0145 | 0 | 5793.6709 | 3474.0384 | 692.7637 | 340.5859 | 1033.3495 | 312.0317 | 130.1717 | 442.2035 | 0.11957 | 0.11052 | 5.1245e-13 | 5.9785e-13 | -5.1159e-13 | -5.9686e-13 | 1.3225 | 1.457 | 1.4308 | 0 | 1.5898 | 0 | 3.0048 | 0 | 5793.6709 | 3474.0384
1- Preferred Resource Strategy&2027 | 1- Preferred Resource Strategy | 2027 | 712.3589 | 344.7035 | 1057.0625 | 318.1263 | 125.9935 | 444.1198 | 0.12215 | 0.11108 | 1.1388e-13 | 2.2775e-13 | 0 | 2.2737e-13 | 1.6067 | 1.5073 | 3.1284 | 0 | 3.3426 | 0 | 4.2073 | 0 | 5832.0201 | 3494.483 | 727.0519 | 352.2646 | 1079.3164 | 325.4688 | 133.5545 | 459.0233 | 0.12467 | 0.11352 | 4.8398e-13 | 3.5586e-13 | -4.8317e-13 | 3.5527e-13 | 1.5039 | 1.4045 | 3.1284 | 0 | 3.3426 | 0 | 4.175 | 0 | 5832.0201 | 3494.483 | 683.9129 | 329.5856 | 1013.4985 | 294.8373 | 110.8756 | 405.7128 | 0.11727 | 0.10621 | 3.4163e-13 | 4.5551e-13 | 3.4106e-13 | 4.5475e-13 | 1.6841 | 1.5848 | 3.1284 | 0 | 3.3426 | 0 | 4.1998 | 0 | 5832.0201 | 3494.483 | 715.267 | 346.1919 | 1061.4588 | 313.2402 | 127.4818 | 440.722 | 0.12264 | 0.11156 | 6.5479e-13 | 7.5443e-13 | -6.537e-13 | -7.5318e-13 | 1.5046 | 1.4052 | 3.1284 | 0 | 3.3426 | 0 | 4.1748 | 0 | 5832.0201 | 3494.483
1- Preferred Resource Strategy&2028 | 1- Preferred Resource Strategy | 2028 | 741.629 | 354.7696 | 1096.3985 | 320.7451 | 127.42 | 448.1651 | 0.12629 | 0.11357 | 4.2704e-13 | 5.6938e-13 | -4.2633e-13 | 5.6843e-13 | 1.5744 | 1.4197 | 3.7086 | 0 | 3.9785 | 0 | 5.2623 | 0 | 5872.1961 | 3513.3509 | 755.8778 | 362.0804 | 1117.9582 | 327.2652 | 134.7308 | 461.996 | 0.12872 | 0.11591 | 9.1101e-13 | 3.701e-13 | 9.0949e-13 | 3.6948e-13 | 1.467 | 1.3123 | 3.7086 | 0 | 3.9785 | 0 | 5.4174 | 0 | 5872.1961 | 3513.3509 | 710.6931 | 338.2726 | 1048.9657 | 295.8426 | 110.9231 | 406.7657 | 0.12103 | 0.10829 | 4.9821e-13 | 4.9821e-13 | 4.9738e-13 | -4.9738e-13 | 1.6603 | 1.5056 | 3.7086 | 0 | 3.9785 | 0 | 5.2937 | 0 | 5872.1961 | 3513.3509 | 742.621 | 355.2079 | 1097.8289 | 314.2653 | 127.8584 | 442.1237 | 0.12646 | 0.11371 | 5.9785e-13 | 7.6867e-13 | 5.9686e-13 | -7.6739e-13 | 1.4798 | 1.3251 | 3.7086 | 0 | 3.9785 | 0 | 5.3841 | 0 | 5872.1961 | 3513.3509
1- Preferred Resource Strategy&2029 | 1- Preferred Resource Strategy | 2029 | 761.2186 | 362.6255 | 1123.8442 | 321.1063 | 126.2764 | 447.3828 | 0.12883 | 0.11523 | 7.402e-13 | 6.2632e-13 | -7.3896e-13 | 6.2528e-13 | 1.6112 | 1.4388 | 3.871 | 0 | 4.1991 | 0 | 6.5825 | 0 | 5908.5585 | 3534.4216 | 776.9816 | 370.848 | 1147.8296 | 325.8809 | 134.4989 | 460.3798 | 0.1315 | 0.11784 | 7.402e-13 | 7.402e-13 | -7.3896e-13 | -7.3896e-13 | 1.4662 | 1.2937 | 3.871 | 0 | 4.1991 | 0 | 6.622 | 0 | 5908.5585 | 3534.4216 | 731.7435 | 346.82 | 1078.5636 | 298.9937 | 110.4709 | 409.4647 | 0.12384 | 0.11021 | 4.128e-13 | 4.4127e-13 | -4.1211e-13 | 4.4054e-13 | 1.7078 | 1.5354 | 3.871 | 0 | 4.1991 | 0 | 6.5014 | 0 | 5908.5585 | 3534.4216 | 764.7183 | 364.3601 | 1129.0784 | 313.9924 | 128.011 | 442.0034 | 0.12943 | 0.11578 | 9.6795e-13 | 4.4127e-13 | 9.6634e-13 | 4.4054e-13 | 1.4787 | 1.3062 | 3.871 | 0 | 4.1991 | 0 | 6.622 | 0 | 5908.5585 | 3534.4216
1- Preferred Resource Strategy&2030 | 1- Preferred Resource Strategy | 2030 | 789.8577 | 373.3209 | 1163.1786 | 326.5292 | 127.8551 | 454.3843 | 0.13288 | 0.11805 | 3.701e-13 | 4.4127e-13 | -3.6948e-13 | -4.4054e-13 | 1.4888 | 1.4836 | 18.1081 | 0 | 27.2283 | 0 | 552.3488 | 0 | 5944.1431 | 3553.6844 | 813.3646 | 388.8246 | 1202.1893 | 333.2326 | 143.3588 | 476.5914 | 0.13683 | 0.12295 | 6.8326e-13 | 6.5479e-13 | 6.8212e-13 | -6.537e-13 | 1.2789 | 1.2738 | 18.1081 | 0 | 27.2283 | 0 | 529.9886 | 0 | 5944.1431 | 3553.6844 | 763.411 | 357.7008 | 1121.1118 | 307.2024 | 112.235 | 419.4374 | 0.12843 | 0.11311 | 4.2704e-13 | 5.9785e-13 | -4.2633e-13 | -5.9686e-13 | 1.5854 | 1.5802 | 18.1081 | 0 | 27.2283 | 0 | 542.9498 | 0 | 5944.1431 | 3553.6844 | 788.0549 | 372.3729 | 1160.4278 | 314.6951 | 126.9071 | 441.6022 | 0.13258 | 0.11775 | 3.4163e-13 | 9.9642e-14 | -3.4106e-13 | 0 | 1.3601 | 1.3549 | 18.1081 | 0 | 27.2283 | 0 | 555.1901 | 0 | 5944.1431 | 3553.6844
1- Preferred Resource Strategy&2031 | 1- Preferred Resource Strategy | 2031 | 826.568 | 389.0054 | 1215.5734 | 330.8904 | 133.9275 | 464.8179 | 0.13797 | 0.12211 | 5.6938e-13 | 4.5551e-13 | 5.6843e-13 | 4.5475e-13 | 1.4187 | 1.3684 | 17.486 | 0 | 26.5586 | 0 | 547.3983 | 0 | 5990.8176 | 3577.0113 | 838.7037 | 398.8333 | 1237.5371 | 331.2682 | 143.7555 | 475.0236 | 0.14 | 0.12519 | 2.2775e-13 | 5.1245e-13 | -2.2737e-13 | -5.1159e-13 | 1.2723 | 1.222 | 17.486 | 0 | 26.5586 | 0 | 546.4312 | 0 | 5990.8176 | 3577.0113 | 795.245 | 370.7825 | 1166.0275 | 310.3109 | 115.7046 | 426.0155 | 0.13274 | 0.11639 | 4.2704e-13 | 2.9893e-13 | -4.2633e-13 | -2.9843e-13 | 1.5514 | 1.501 | 17.486 | 0 | 26.5586 | 0 | 546.3519 | 0 | 5990.8176 | 3577.0113 | 823.3357 | 387.2571 | 1210.5927 | 316.1611 | 132.1792 | 448.3403 | 0.13743 | 0.12156 | 1.9928e-13 | 5.1245e-13 | 0 | -5.1159e-13 | 1.2765 | 1.2262 | 17.486 | 0 | 26.5586 | 0 | 543.5537 | 0 | 5990.8176 | 3577.0113
1- Preferred Resource Strategy&2032 | 1- Preferred Resource Strategy | 2032 | 854.9294 | 400.2838 | 1255.2132 | 328.0249 | 135.2507 | 463.2756 | 0.14149 | 0.12474 | 4.2704e-14 | 1.4235e-13 | 0 | 1.4211e-13 | 1.2441 | 1.2554 | 67.0661 | 0 | 65.0631 | 0 | 1396.5604 | 0 | 6042.1367 | 3600.7603 | 854.1074 | 409.675 | 1263.7824 | 315.9396 | 144.6419 | 460.5815 | 0.14136 | 0.12767 | 1.9928e-13 | 2.9893e-13 | 1.9895e-13 | 2.9843e-13 | 1.1074 | 1.1187 | 67.0661 | 0 | 65.0631 | 0 | 1410.5159 | 0 | 6042.1367 | 3600.7603 | 830.9156 | 383.0319 | 1213.9475 | 313.3392 | 117.9988 | 431.338 | 0.13752 | 0.11937 | 3.4163e-13 | 3.1316e-13 | -3.4106e-13 | 3.1264e-13 | 1.3556 | 1.3669 | 67.0661 | 0 | 65.0631 | 0 | 1387.8393 | 0 | 6042.1367 | 3600.7603 | 850.1435 | 398.1684 | 1248.3119 | 312.8955 | 133.1353 | 446.0308 | 0.1407 | 0.12409 | 5.2668e-13 | 6.1209e-13 | 5.258e-13 | 6.1107e-13 | 1.1206 | 1.1319 | 67.0661 | 0 | 65.0631 | 0 | 1410.6687 | 0 | 6042.1367 | 3600.7603
1- Preferred Resource Strategy&2033 | 1- Preferred Resource Strategy | 2033 | 883.2447 | 410.9752 | 1294.2199 | 327.4072 | 135.6065 | 463.0136 | 0.14507 | 0.12699 | 2.9893e-13 | 6.2632e-13 | 2.9843e-13 | -6.2528e-13 | 1.1204 | 1.197 | 66.2183 | 0 | 64.312 | 0 | 1385.7272 | 0 | 6088.5644 | 3626.6975 | 890.0723 | 424.1795 | 1314.2518 | 318.9507 | 148.8107 | 467.7614 | 0.14619 | 0.13107 | 1.2811e-13 | 5.2668e-13 | -1.279e-13 | 5.258e-13 | 0.94339 | 1.02 | 66.2183 | 0 | 64.312 | 0 | 1368.9136 | 0 | 6088.5644 | 3626.6975 | 859.1152 | 393.6936 | 1252.8089 | 312.1192 | 118.3249 | 430.4441 | 0.1411 | 0.12165 | 5.6938e-13 | 8.5408e-14 | -5.6843e-13 | 0 | 1.2227 | 1.2993 | 66.2183 | 0 | 64.312 | 0 | 1377.4871 | 0 | 6088.5644 | 3626.6975 | 877.7439 | 409.0056 | 1286.7495 | 309.5638 | 133.6368 | 443.2006 | 0.14416 | 0.12638 | 8.1137e-13 | 5.9785e-13 | -8.1002e-13 | 5.9686e-13 | 0.97679 | 1.0534 | 66.2183 | 0 | 64.312 | 0 | 1402.824 | 0 | 6088.5644 | 3626.6975
1- Preferred Resource Strategy&2034 | 1- Preferred Resource Strategy | 2034 | 896.952 | 425.3443 | 1322.2963 | 312.0504 | 139.0887 | 451.1391 | 0.14609 | 0.13031 | 3.8433e-13 | 3.274e-13 | -3.8369e-13 | 3.2685e-13 | 1.2571 | 1.2276 | 65.2696 | 88.6208 | 63.3996 | 83.5934 | 1395.0964 | 158.5008 | 6139.6747 | 3653.4639 | 902.7795 | 439.8953 | 1342.6747 | 302.9453 | 153.6396 | 456.585 | 0.14704 | 0.13477 | 0 | 8.8255e-13 | 0 | 8.8107e-13 | 1.0564 | 1.0269 | 65.2696 | 88.6208 | 63.3996 | 83.5934 | 1401.8415 | 95.1443 | 6139.6747 | 3653.4639 | 871.3115 | 405.6927 | 1277.0041 | 295.6455 | 119.437 | 415.0825 | 0.14191 | 0.12429 | 2.8469e-13 | 2.7046e-13 | 2.8422e-13 | 2.7001e-13 | 1.3815 | 1.3521 | 65.2696 | 88.6208 | 63.3996 | 83.5934 | 1396.9853 | 192.8799 | 6139.6747 | 3653.4639 | 893.9626 | 425.0901 | 1319.0527 | 293.4218 | 138.8345 | 432.2563 | 0.1456 | 0.13024 | 4.2704e-13 | 4.128e-13 | 4.2633e-13 | 4.1211e-13 | 1.056 | 1.0265 | 65.2696 | 88.6208 | 63.3996 | 83.5934 | 1394.0194 | 107.1238 | 6139.6747 | 3653.4639
1- Preferred Resource Strategy&2035 | 1- Preferred Resource Strategy | 2035 | 928.0414 | 438.9776 | 1367.019 | 314.0582 | 141.6192 | 455.6773 | 0.14986 | 0.13342 | 1.9928e-13 | 4.128e-13 | -1.9895e-13 | 4.1211e-13 | 1.2258 | 1.1837 | 64.431 | 88.6208 | 62.6033 | 83.5934 | 1378.6597 | 159.3606 | 6192.5859 | 3681.4347 | 937.0375 | 454.9069 | 1391.9444 | 308.162 | 157.5485 | 465.7105 | 0.15132 | 0.13827 | 6.1209e-13 | 5.4091e-13 | 6.1107e-13 | 5.4001e-13 | 1.0366 | 0.99437 | 64.431 | 88.6208 | 62.6033 | 83.5934 | 1388.1367 | 103.9249 | 6192.5859 | 3681.4347 | 904.0486 | 420.4641 | 1324.5126 | 298.8533 | 123.1056 | 421.9589 | 0.14599 | 0.1278 | 3.4163e-13 | 1.9928e-13 | 3.4106e-13 | 1.9895e-13 | 1.3468 | 1.3046 | 64.431 | 88.6208 | 62.6033 | 83.5934 | 1391.2248 | 199.8614 | 6192.5859 | 3681.4347 | 923.5879 | 438.4812 | 1362.069 | 294.8512 | 141.1227 | 435.9739 | 0.14914 | 0.13327 | 4.9821e-13 | 4.4127e-13 | -4.9738e-13 | -4.4054e-13 | 1.0371 | 0.99488 | 64.431 | 88.6208 | 62.6033 | 83.5934 | 1406.4775 | 107.575 | 6192.5859 | 3681.4347
1- Preferred Resource Strategy&2036 | 1- Preferred Resource Strategy | 2036 | 974.2289 | 453.8393 | 1428.0682 | 335.4373 | 144.9147 | 480.352 | 0.15586 | 0.13677 | 5.6938e-13 | 3.1316e-13 | -5.6843e-13 | -3.1264e-13 | 1.2714 | 1.2023 | 150.2411 | 88.6208 | 143.5438 | 83.6071 | 1407.2938 | 162.6417 | 6250.7741 | 3710.3811 | 984.0403 | 471.1597 | 1455.1999 | 327.5175 | 162.235 | 489.7526 | 0.15743 | 0.14199 | 3.1316e-13 | 2.4199e-13 | -3.1264e-13 | 2.4158e-13 | 1.0508 | 0.98165 | 150.2411 | 88.6208 | 143.5438 | 83.6071 | 1396.713 | 100.9875 | 6250.7741 | 3710.3811 | 948.6102 | 433.9675 | 1382.5776 | 319.6783 | 125.0428 | 444.7211 | 0.15176 | 0.13079 | 1.9928e-13 | 3.4163e-13 | 1.9895e-13 | 3.4106e-13 | 1.4045 | 1.3353 | 150.2411 | 88.6208 | 143.5438 | 83.6071 | 1407.2938 | 207.9648 | 6250.7741 | 3710.3811 | 971.1984 | 454.128 | 1425.3263 | 314.1714 | 145.2034 | 459.3747 | 0.15537 | 0.13686 | 1.9928e-13 | 5.4091e-13 | -1.9895e-13 | 5.4001e-13 | 1.0508 | 0.98168 | 150.2411 | 88.6208 | 143.5438 | 83.6071 | 1400.1635 | 108.8385 | 6250.7741 | 3710.3811
1- Preferred Resource Strategy&2037 | 1- Preferred Resource Strategy | 2037 | 1009.21 | 469.2583 | 1478.4683 | 340.8082 | 148.2582 | 489.0665 | 0.16006 | 0.14008 | 6.6903e-13 | 0 | 6.6791e-13 | 0 | 1.2614 | 1.1543 | 149.3884 | 88.6208 | 142.7252 | 83.5934 | 1388.9656 | 162.581 | 6305.0099 | 3741.6899 | 1019.7488 | 487.8392 | 1507.588 | 334.29 | 166.8391 | 501.1291 | 0.16174 | 0.14562 | 3.701e-13 | 2.9893e-13 | 3.6948e-13 | -2.9843e-13 | 1.0547 | 0.94753 | 149.3884 | 88.6208 | 142.7252 | 83.5934 | 1388.9656 | 99.313 | 6305.0099 | 3741.6899 | 982.269 | 448.8741 | 1431.1431 | 324.7917 | 127.874 | 452.6657 | 0.15579 | 0.13399 | 4.2704e-14 | 4.6974e-13 | 0 | 4.6896e-13 | 1.3975 | 1.2903 | 149.3884 | 88.6208 | 142.7252 | 83.5934 | 1394.1213 | 205.6289 | 6305.0099 | 3741.6899 | 1002.8691 | 468.4451 | 1471.3142 | 318.501 | 147.445 | 465.946 | 0.15906 | 0.13984 | 2.8469e-13 | 2.1352e-13 | -2.8422e-13 | -2.1316e-13 | 1.0683 | 0.96112 | 149.3884 | 88.6208 | 142.7252 | 83.5934 | 1404.3304 | 106.853 | 6305.0099 | 3741.6899
1- Preferred Resource Strategy&2038 | 1- Preferred Resource Strategy | 2038 | 1043.9694 | 485.1636 | 1529.1329 | 343.0964 | 151.6333 | 494.7297 | 0.16401 | 0.1434 | 8.5408e-14 | 8.5408e-13 | 0 | -8.5265e-13 | 1.2379 | 1.0972 | 148.6856 | 88.6208 | 142.0454 | 83.5934 | 1388.2546 | 157.2582 | 6365.1216 | 3774.3538 | 1055.8851 | 505.2032 | 1561.0884 | 340.0164 | 171.6729 | 511.6893 | 0.16589 | 0.14933 | 1.9928e-13 | 5.5515e-13 | 1.9895e-13 | 5.5422e-13 | 1.0586 | 0.91786 | 148.6856 | 88.6208 | 142.0454 | 83.5934 | 1392.4421 | 98.1427 | 6365.1216 | 3774.3538 | 1016.7868 | 464.588 | 1481.3748 | 325.0667 | 131.0577 | 456.1244 | 0.15974 | 0.13732 | 5.1245e-13 | 2.9893e-13 | 5.1159e-13 | 2.9843e-13 | 1.3497 | 1.2089 | 148.6856 | 88.6208 | 142.0454 | 83.5934 | 1387.0364 | 192.5374 | 6365.1216 | 3774.3538 | 1037.7052 | 484.1355 | 1521.8407 | 321.426 | 150.6052 | 472.0311 | 0.16303 | 0.1431 | 3.5586e-13 | 4.4127e-13 | 3.5527e-13 | -4.4054e-13 | 1.0569 | 0.9161 | 148.6856 | 88.6208 | 142.0454 | 83.5934 | 1391.0267 | 103.9651 | 6365.1216 | 3774.3538
1- Preferred Resource Strategy&2039 | 1- Preferred Resource Strategy | 2039 | 1096.9925 | 504.9672 | 1601.9598 | 365.5001 | 158.483 | 523.9831 | 0.17065 | 0.14778 | 5.5515e-13 | 4.4127e-13 | -5.5422e-13 | -4.4054e-13 | 1.3094 | 1.0721 | 198.9624 | 88.6208 | 192.3594 | 83.5934 | 1125.5451 | 155.0753 | 6428.4663 | 3808.6605 | 1111.1767 | 527.0504 | 1638.2271 | 360.9782 | 180.5661 | 541.5443 | 0.17285 | 0.15425 | 1.4235e-13 | 1.7082e-13 | 0 | 0 | 1.0984 | 0.86104 | 198.9624 | 88.6208 | 192.3594 | 83.5934 | 1120.9855 | 95.2251 | 6428.4663 | 3808.6605 | 1073.4613 | 485.2935 | 1558.7548 | 351.7518 | 138.8092 | 490.5611 | 0.16699 | 0.14203 | 5.8362e-13 | 1.4235e-13 | 5.8265e-13 | 1.4211e-13 | 1.4265 | 1.1892 | 198.9624 | 88.6208 | 192.3594 | 83.5934 | 1115.9087 | 193.6848 | 6428.4663 | 3808.6605 | 1093.9024 | 505.9786 | 1599.881 | 346.1168 | 159.4944 | 505.6112 | 0.17017 | 0.14808 | 2.5622e-13 | 1.5658e-13 | -2.558e-13 | 1.5632e-13 | 1.1251 | 0.88772 | 198.9624 | 88.6208 | 192.3594 | 83.5934 | 1705.1027 | 103.5139 | 6428.4663 | 3808.6605
1- Preferred Resource Strategy&2040 | 1- Preferred Resource Strategy | 2040 | 1126.9035 | 519.2507 | 1646.1542 | 365.0136 | 159.3457 | 524.3593 | 0.1734 | 0.15043 | 6.4056e-13 | 7.2596e-13 | -6.3949e-13 | -7.2475e-13 | 1.3489 | 1.0643 | 198.1674 | 88.6208 | 191.6101 | 83.6071 | 1122.4534 | 165.0734 | 6498.8762 | 3844.8728 | 1137.4655 | 539.6158 | 1677.0814 | 359.8962 | 179.7108 | 539.6071 | 0.17502 | 0.15633 | 7.6867e-13 | 5.6938e-14 | 7.6739e-13 | 0 | 1.1728 | 0.88824 | 198.1674 | 88.6208 | 191.6101 | 83.6071 | 1121.5726 | 108.2527 | 6498.8762 | 3844.8728 | 1104.3202 | 499.6611 | 1603.9813 | 352.9833 | 139.7561 | 492.7394 | 0.16992 | 0.14475 | 2.2775e-13 | 4.6974e-13 | -2.2737e-13 | 4.6896e-13 | 1.4684 | 1.1839 | 198.1674 | 88.6208 | 191.6101 | 83.6071 | 1115.6342 | 202.2464 | 6498.8762 | 3844.8728 | 1123.9931 | 520.2381 | 1644.2312 | 346.2933 | 160.3331 | 506.6264 | 0.17295 | 0.15071 | 3.8433e-13 | 6.2632e-13 | 3.8369e-13 | 6.2528e-13 | 1.1725 | 0.88794 | 198.1674 | 88.6208 | 191.6101 | 83.6071 | 1711.1266 | 110.102 | 6498.8762 | 3844.8728
1- Preferred Resource Strategy&2041 | 1- Preferred Resource Strategy | 2041 | 1177.073 | 531.5479 | 1708.621 | 377.6793 | 157.7715 | 535.4508 | 0.17924 | 0.15221 | 1.4235e-14 | 4.9821e-13 | 0 | -4.9738e-13 | 1.1581 | 1.0638 | 292.062 | 133.8399 | 282.754 | 128.8124 | 1518.4612 | 278.1989 | 6567.124 | 3884.1002 | 1188.8051 | 558.0051 | 1746.8102 | 372.6862 | 184.2286 | 556.9149 | 0.18102 | 0.15979 | 1.4235e-13 | 6.5479e-13 | 1.4211e-13 | 6.537e-13 | 0.96382 | 0.86949 | 292.062 | 133.8399 | 282.754 | 128.8124 | 1520.1027 | 191.2827 | 6567.124 | 3884.1002 | 1152.3864 | 508.7797 | 1661.1661 | 364.7756 | 135.0032 | 499.7788 | 0.17548 | 0.14569 | 2.2775e-13 | 4.2704e-14 | 2.2737e-13 | 0 | 1.2885 | 1.1941 | 292.062 | 133.8399 | 282.754 | 128.8124 | 1521.1802 | 322.2772 | 6567.124 | 3884.1002 | 1179.0931 | 535.8374 | 1714.9306 | 361.6443 | 162.061 | 523.7053 | 0.17954 | 0.15344 | 3.8433e-13 | 5.4091e-13 | -3.8369e-13 | -5.4001e-13 | 0.94926 | 0.85493 | 292.062 | 133.8399 | 282.754 | 128.8124 | 2093.4594 | 185.1042 | 6567.124 | 3884.1002
1- Preferred Resource Strategy&2042 | 1- Preferred Resource Strategy | 2042 | 1267.4789 | 564.3186 | 1831.7975 | 390.3378 | 175.9306 | 566.2684 | 0.19078 | 0.15968 | 2.7046e-13 | 1.2811e-13 | -2.7001e-13 | -1.279e-13 | 0.8469 | 0.8128 | 482.2088 | 233.7099 | 464.596 | 223.0169 | 1826.9439 | 482.5034 | 6643.619 | 3925.6346 | 1276.2112 | 594.2028 | 1870.414 | 385.8765 | 205.8148 | 591.6913 | 0.1921 | 0.16814 | 1.9928e-13 | 5.9785e-13 | -1.9895e-13 | 5.9686e-13 | 0.63571 | 0.6016 | 482.2088 | 233.7099 | 464.596 | 223.0169 | 1841.8236 | 304.1795 | 6643.619 | 3925.6346 | 1246.6956 | 539.8622 | 1786.5578 | 377.966 | 151.4742 | 529.4401 | 0.18765 | 0.15276 | 4.9821e-14 | 1.9928e-13 | 0 | -1.9895e-13 | 0.96239 | 0.92828 | 482.2088 | 233.7099 | 464.596 | 223.0169 | 1828.1524 | 556.0982 | 6643.619 | 3925.6346 | 1261.9596 | 566.5338 | 1828.4933 | 374.9891 | 178.1457 | 553.1348 | 0.18995 | 0.16031 | 4.6974e-13 | 1.2811e-13 | 4.6896e-13 | 1.279e-13 | 0.66899 | 0.63488 | 482.2088 | 233.7099 | 464.596 | 223.0169 | 2449.0919 | 316.3389 | 6643.619 | 3925.6346
1- Preferred Resource Strategy&2043 | 1- Preferred Resource Strategy | 2043 | 1331.372 | 593.3094 | 1924.6814 | 422.0963 | 189.9506 | 612.0469 | 0.19795 | 0.16581 | 2.5622e-13 | 4.6974e-13 | 2.558e-13 | 4.6896e-13 | 0.93668 | 0.82031 | 523.906 | 257.3233 | 506.2727 | 246.6303 | 1607.1348 | 347.6447 | 6725.8074 | 3969.9415 | 1344.6625 | 626.1758 | 1970.8383 | 419.6446 | 222.817 | 642.4616 | 0.19993 | 0.17499 | 1.5658e-13 | 4.8398e-13 | 1.5632e-13 | 4.8317e-13 | 0.7084 | 0.59203 | 523.906 | 257.3233 | 506.2727 | 246.6303 | 1660.6924 | 170.4797 | 6725.8074 | 3969.9415 | 1305.5827 | 565.5219 | 1871.1047 | 405.6624 | 162.1632 | 567.8256 | 0.19412 | 0.15804 | 0 | 1.9928e-13 | 0 | 1.9895e-13 | 1.0601 | 0.94371 | 523.906 | 257.3233 | 506.2727 | 246.6303 | 1617.8281 | 427.7649 | 6725.8074 | 3969.9415 | 1329.5554 | 597.2331 | 1926.7884 | 407.5322 | 193.8743 | 601.4065 | 0.19768 | 0.1669 | 5.6938e-13 | 3.274e-13 | 5.6843e-13 | 3.2685e-13 | 0.7373 | 0.62093 | 523.906 | 257.3233 | 506.2727 | 246.6303 | 2711.5296 | 455.6158 | 6725.8074 | 3969.9415
1- Preferred Resource Strategy&2044 | 1- Preferred Resource Strategy | 2044 | 1393.9218 | 619.1041 | 2013.0259 | 454.9143 | 200.1255 | 655.0398 | 0.20445 | 0.17079 | 1.8505e-13 | 2.8469e-13 | -1.8474e-13 | -2.8422e-13 | 1.0126 | 0.90364 | 560.5656 | 274.7963 | 546.6506 | 264.1326 | 1798.5184 | 315.4833 | 6817.9656 | 4017.9528 | 1396.7874 | 651.9078 | 2048.6952 | 439.8932 | 232.9292 | 672.8224 | 0.20487 | 0.17984 | 3.701e-13 | 1.1103e-12 | -3.6948e-13 | -1.1084e-12 | 0.74949 | 0.64054 | 560.5656 | 274.7963 | 546.6506 | 264.1326 | 2012.7624 | 96.1207 | 6817.9656 | 4017.9528 | 1371.2637 | 589.5224 | 1960.786 | 442.9842 | 170.5437 | 613.5279 | 0.20113 | 0.16263 | 2.8469e-13 | 3.701e-13 | 2.8422e-13 | -3.6948e-13 | 1.1452 | 1.0362 | 560.5656 | 274.7963 | 546.6506 | 264.1326 | 1776.8503 | 393.6817 | 6817.9656 | 4017.9528 | 1391.3331 | 624.0745 | 2015.4076 | 436.6351 | 205.0958 | 641.731 | 0.20407 | 0.17216 | 7.1173e-14 | 9.9642e-14 | 0 | 0 | 0.77367 | 0.66472 | 560.5656 | 274.7963 | 546.6506 | 264.1326 | 3239.3181 | 581.5922 | 6817.9656 | 4017.9528
1- Preferred Resource Strategy&2045 | 1- Preferred Resource Strategy | 2045 | 1599.1336 | 676.1322 | 2275.2658 | 541.1693 | 240.7079 | 781.8772 | 0.23138 | 0.1838 | 2.5622e-13 | 5.8362e-13 | -2.558e-13 | -5.8265e-13 | 0.65077 | 0.53297 | 913.3311 | 342.647 | 887.162 | 331.954 | 2607.6819 | 523.3 | 6911.1545 | 4070.4274 | 1580.3386 | 709.3601 | 2289.6987 | 521.9611 | 273.9358 | 795.8969 | 0.22866 | 0.19283 | 2.5622e-13 | 5.9785e-13 | 2.558e-13 | 5.9686e-13 | 0.48661 | 0.36881 | 913.3311 | 342.647 | 887.162 | 331.954 | 3193.162 | 242.3885 | 6911.1545 | 4070.4274 | 1585.4649 | 646.0829 | 2231.5478 | 527.5229 | 210.6586 | 738.1815 | 0.22941 | 0.17563 | 9.9642e-14 | 4.2704e-14 | 0 | 0 | 0.71769 | 0.59989 | 913.3311 | 342.647 | 887.162 | 331.954 | 2509.2476 | 628.7684 | 6911.1545 | 4070.4274 | 1594.774 | 681.9066 | 2276.6806 | 536.8792 | 246.4823 | 783.3615 | 0.23075 | 0.18537 | 4.2704e-13 | 3.5586e-13 | -4.2633e-13 | 3.5527e-13 | 0.4652 | 0.3474 | 913.3311 | 342.647 | 887.162 | 331.954 | 4032.1252 | 678.9082 | 6911.1545 | 4070.4274
1- Preferred Resource Strategy&NPV | 1- Preferred Resource Strategy | NPV | 10188.5434 | 4784.6525 | 14973.196 | 4257.5497 | 1653.784 | 5911.3337 |  |  | 4.2333e-12 | 4.9769e-12 | -1.5438e-12 | -1.042e-12 | 18.7471 | 19.301 | [8 empty] | 10309.0776 | 4933.9498 | 15243.0274 | 4273.762 | 1803.0813 | 6076.8433 |  |  | 4.2606e-12 | 5.452e-12 | -6.602e-14 | 1.6349e-12 | 17.3464 | 17.9002 | [8 empty] | 9921.4798 | 4598.5591 | 14520.0389 | 4055.4932 | 1467.6906 | 5523.1838 |  |  | 3.8859e-12 | 3.378e-12 | -3.8011e-15 | 1.0131e-12 | 19.6181 | 20.172 | [8 empty] | 10169.9134 | 4788.3494 | 14958.2629 | 4155.9764 | 1657.4809 | 5813.4573 |  |  | 5.1592e-12 | 5.4002e-12 | 6.1991e-13 | -1.1506e-12 | 17.6369 | 18.1908
1- Preferred Resource Strategy&Levelized | 1- Preferred Resource Strategy | Levelized | 866.3844 | 406.8637 | 1273.2481 | 362.0414 | 140.6298 | 502.6712 |  |  | 3.5998e-13 | 4.2321e-13 | -1.3128e-13 | -8.8606e-14 | 1.5942 | 1.6413 | [8 empty] | 876.634 | 419.5592 | 1296.1932 | 363.42 | 153.3253 | 516.7453 |  |  | 3.623e-13 | 4.6362e-13 | -5.614e-15 | 1.3902e-13 | 1.4751 | 1.5221 | [8 empty] | 843.6746 | 391.0392 | 1234.7138 | 344.8595 | 124.8053 | 469.6648 |  |  | 3.3044e-13 | 2.8724e-13 | -3.2323e-16 | 8.6146e-14 | 1.6682 | 1.7153 | [8 empty] | 864.8002 | 407.178 | 1271.9782 | 353.4041 | 140.9442 | 494.3483 |  |  | 4.3871e-13 | 4.592e-13 | 5.2715e-14 | -9.7838e-14 | 1.4998 | 1.5469
&
&
&
2- Alternative Lowest Reasonable Cost Portfolio& | 2- Alternative Lowest Reasonable Cost Portfolio
2- Alternative Lowest Reasonable Cost Portfolio& | 2- Alternative Lowest Reasonable Cost Portfolio
2- Alternative Lowest Reasonable Cost Portfolio& | 2- Alternative Lowest Reasonable Cost Portfolio
2- Alternative Lowest Reasonable Cost Portfolio& | 2- Alternative Lowest Reasonable Cost Portfolio
2- Alternative Lowest Reasonable Cost Portfolio& | 2- Alternative Lowest Reasonable Cost Portfolio
2- Alternative Lowest Reasonable Cost Portfolio& | 2- Alternative Lowest Reasonable Cost Portfolio
2- Alternative Lowest Reasonable Cost Portfolio& | 2- Alternative Lowest Reasonable Cost Portfolio
2- Alternative Lowest Reasonable Cost Portfolio& | 2- Alternative Lowest Reasonable Cost Portfolio
2- Alternative Lowest Reasonable Cost Portfolio& | 2- Alternative Lowest Reasonable Cost Portfolio
2- Alternative Lowest Reasonable Cost Portfolio& | 2- Alternative Lowest Reasonable Cost Portfolio
2- Alternative Lowest Reasonable Cost Portfolio& | 2- Alternative Lowest Reasonable Cost Portfolio
2- Alternative Lowest Reasonable Cost Portfolio& | 2- Alternative Lowest Reasonable Cost Portfolio
2- Alternative Lowest Reasonable Cost Portfolio& | 2- Alternative Lowest Reasonable Cost Portfolio
2- Alternative Lowest Reasonable Cost Portfolio& | 2- Alternative Lowest Reasonable Cost Portfolio
2- Alternative Lowest Reasonable Cost Portfolio& | 2- Alternative Lowest Reasonable Cost Portfolio
2- Alternative Lowest Reasonable Cost Portfolio& | 2- Alternative Lowest Reasonable Cost Portfolio
2- Alternative Lowest Reasonable Cost Portfolio& | 2- Alternative Lowest Reasonable Cost Portfolio
2- Alternative Lowest Reasonable Cost Portfolio& | 2- Alternative Lowest Reasonable Cost Portfolio
2- Alternative Lowest Reasonable Cost Portfolio& | 2- Alternative Lowest Reasonable Cost Portfolio
2- Alternative Lowest Reasonable Cost Portfolio& | 2- Alternative Lowest Reasonable Cost Portfolio
2- Alternative Lowest Reasonable Cost Portfolio& | 2- Alternative Lowest Reasonable Cost Portfolio
2- Alternative Lowest Reasonable Cost Portfolio& | 2- Alternative Lowest Reasonable Cost Portfolio
2- Alternative Lowest Reasonable Cost Portfolio& | 2- Alternative Lowest Reasonable Cost Portfolio
2- Alternative Lowest Reasonable Cost Portfolio& | 2- Alternative Lowest Reasonable Cost Portfolio
2- Alternative Lowest Reasonable Cost Portfolio& | 2- Alternative Lowest Reasonable Cost Portfolio
&
&
&
&
3- Baseline Portfolio& | 3- Baseline Portfolio |  | 652.8285 | 320.4897 | 973.3182 | 245.7006 | 129.9262 | 375.6268 | 0.11376 | 0.10375 | 1.7082e-13 | 5.9785e-13 | 0 | -5.9686e-13 | 2.6469 | 3.019 | 0 | 0 | 0 | 0 | 0 | 0 | 5738.7007 | 3475.0273 | 660.338 | 324.249 | 984.587 | 254.706 | 133.6856 | 388.3915 | 0.11507 | 0.10496 | 3.4163e-13 | 5.1245e-13 | -3.4106e-13 | 5.1159e-13 | 2.7009 | 3.0729 | 0 | 0 | 0 | 0 | 0 | 0 | 5738.7007 | 3475.0273 | 641.8817 | 314.6203 | 956.502 | 234.2292 | 124.0568 | 358.2861 | 0.11185 | 0.10185 | 3.4163e-13 | 1.9928e-13 | -3.4106e-13 | 1.9895e-13 | 2.6454 | 3.0175 | 0 | 0 | 0 | 0 | 0 | 0 | 5738.7007 | 3475.0273 | 649.8825 | 318.8955 | 968.778 | 245.7588 | 128.332 | 374.0908 | 0.11325 | 0.10323 | 1.1388e-13 | 3.1316e-13 | 0 | 3.1264e-13 | 2.7648 | 3.1368 | 0 | 0 | 0 | 0 | 0 | 0 | 5738.7007 | 3475.0273
3- Baseline Portfolio& | 3- Baseline Portfolio |  | 655.801 | 320.6165 | 976.4175 | 231.9197 | 125.65 | 357.5698 | 0.11327 | 0.10347 | 1.2811e-13 | 2.4199e-13 | -1.279e-13 | 2.4158e-13 | 2.6338 | 3.1476 | 0 | 0 | 0 | 0 | 0 | 0 | 5789.8249 | 3486.474 | 666.8179 | 326.1735 | 992.9914 | 243.96 | 131.2071 | 375.1671 | 0.11517 | 0.10526 | 1.7082e-13 | 3.5586e-13 | 0 | -3.5527e-13 | 2.6071 | 3.1209 | 0 | 0 | 0 | 0 | 0 | 0 | 5789.8249 | 3486.474 | 649.6732 | 317.475 | 967.1483 | 224.2404 | 122.5086 | 346.7489 | 0.11221 | 0.10245 | 7.9714e-13 | 3.1316e-13 | -7.9581e-13 | 3.1264e-13 | 2.5428 | 3.0566 | 0 | 0 | 0 | 0 | 0 | 0 | 5789.8249 | 3486.474 | 660.47 | 323.3023 | 983.7723 | 238.1595 | 128.3358 | 366.4953 | 0.11407 | 0.10433 | 7.402e-13 | 4.2704e-13 | -7.3896e-13 | -4.2633e-13 | 2.6313 | 3.1451 | 0 | 0 | 0 | 0 | 0 | 0 | 5789.8249 | 3486.474
3- Baseline Portfolio& | 3- Baseline Portfolio |  | 683.4142 | 330.4468 | 1013.8611 | 237.6124 | 127.9408 | 365.5532 | 0.11733 | 0.10633 | 4.2704e-13 | 3.8433e-13 | -4.2633e-13 | -3.8369e-13 | 2.3671 | 2.8187 | 0.43373 | 0 | 0.43373 | 0 | 0 | 0 | 5824.7966 | 3498.6912 | 690.8373 | 333.9463 | 1024.7836 | 247.3396 | 131.4403 | 378.7799 | 0.1186 | 0.10746 | 2.5622e-13 | 4.6974e-13 | 2.558e-13 | 4.6896e-13 | 2.4347 | 2.8863 | 0.43373 | 0 | 0.43373 | 0 | 0 | 0 | 5824.7966 | 3498.6912 | 672.6426 | 324.7646 | 997.4072 | 225.3619 | 122.2586 | 347.6204 | 0.11548 | 0.10451 | 5.2668e-13 | 4.2704e-14 | -5.258e-13 | 0 | 2.3252 | 2.7768 | 0.43373 | 0 | 0.43373 | 0 | 0 | 0 | 5824.7966 | 3498.6912 | 681.665 | 329.498 | 1011.163 | 239.0861 | 126.992 | 366.078 | 0.11703 | 0.10603 | 4.5551e-13 | 5.1245e-13 | -4.5475e-13 | -5.1159e-13 | 2.5136 | 2.9651 | 0.43373 | 0 | 0.43373 | 0 | 0 | 0 | 5824.7966 | 3498.6912
3- Baseline Portfolio& | 3- Baseline Portfolio |  | 693.9138 | 341.2642 | 1035.178 | 211.6379 | 130.85 | 342.4879 | 0.11977 | 0.11074 | 5.1245e-13 | 4.2704e-13 | -5.1159e-13 | -4.2633e-13 | 1.3491 | 1.4833 | 1.3991 | 0 | 1.3991 | 0 | 0 | 0 | 5793.6709 | 3474.0384 | 706.4135 | 347.4875 | 1053.901 | 224.1476 | 137.0733 | 361.2209 | 0.12193 | 0.11276 | 6.2632e-13 | 1.4235e-13 | 6.2528e-13 | 1.4211e-13 | 1.2917 | 1.4259 | 1.3991 | 0 | 1.3991 | 0 | 0 | 0 | 5793.6709 | 3474.0384 | 661.6199 | 324.0391 | 985.6589 | 179.1968 | 113.6249 | 292.8217 | 0.1142 | 0.10515 | 8.2561e-13 | 1.4235e-13 | 8.2423e-13 | -1.4211e-13 | 1.4436 | 1.5777 | 1.3991 | 0 | 1.3991 | 0 | 0 | 0 | 5793.6709 | 3474.0384 | 692.7434 | 340.5811 | 1033.3245 | 210.427 | 130.1669 | 340.5939 | 0.11957 | 0.11052 | 1.1388e-13 | 5.9785e-13 | 0 | -5.9686e-13 | 1.3229 | 1.457 | 1.3991 | 0 | 1.3991 | 0 | 0 | 0 | 5793.6709 | 3474.0384
3- Baseline Portfolio& | 3- Baseline Portfolio |  | 712.3196 | 344.6969 | 1057.0165 | 209.9193 | 125.9869 | 335.9062 | 0.12214 | 0.11108 | 5.4091e-13 | 2.2775e-13 | 5.4001e-13 | 2.2737e-13 | 1.6077 | 1.5073 | 3.0857 | 0 | 3.0857 | 0 | 0 | 0 | 5832.0201 | 3494.483 | 727.0391 | 352.2579 | 1079.2971 | 224.4639 | 133.5479 | 358.0118 | 0.12466 | 0.11351 | 5.9785e-13 | 3.5586e-13 | -5.9686e-13 | 3.5527e-13 | 1.5049 | 1.4045 | 3.0857 | 0 | 3.0857 | 0 | 0 | 0 | 5832.0201 | 3494.483 | 683.8634 | 329.579 | 1013.4423 | 181.2579 | 110.869 | 292.1268 | 0.11726 | 0.10621 | 2.1352e-13 | 4.5551e-13 | 2.1316e-13 | 4.5475e-13 | 1.6851 | 1.5848 | 3.0857 | 0 | 3.0857 | 0 | 0 | 0 | 5832.0201 | 3494.483 | 715.2226 | 346.1852 | 1061.4078 | 212.451 | 127.4752 | 339.9262 | 0.12264 | 0.11156 | 2.8469e-14 | 7.5443e-13 | 0 | -7.5318e-13 | 1.5055 | 1.4052 | 3.0857 | 0 | 3.0857 | 0 | 0 | 0 | 5832.0201 | 3494.483
3- Baseline Portfolio& | 3- Baseline Portfolio |  | 741.5639 | 354.761 | 1096.3249 | 216.2274 | 127.4115 | 343.6389 | 0.12628 | 0.11357 | 6.2632e-13 | 5.6938e-13 | -6.2528e-13 | 5.6843e-13 | 1.5756 | 1.4197 | 3.6547 | 0 | 3.6547 | 0 | 0 | 0 | 5872.1961 | 3513.3509 | 755.8518 | 362.0718 | 1117.9237 | 230.4528 | 134.7223 | 365.1751 | 0.12872 | 0.11591 | 5.6938e-14 | 3.701e-13 | 0 | 3.6948e-13 | 1.4683 | 1.3123 | 3.6547 | 0 | 3.6547 | 0 | 0 | 0 | 5872.1961 | 3513.3509 | 710.6157 | 338.2641 | 1048.8798 | 185.1401 | 110.9146 | 296.0547 | 0.12101 | 0.10829 | 3.1316e-13 | 4.9821e-13 | 3.1264e-13 | -4.9738e-13 | 1.6615 | 1.5056 | 3.6547 | 0 | 3.6547 | 0 | 0 | 0 | 5872.1961 | 3513.3509 | 742.5496 | 355.1994 | 1097.7491 | 216.7577 | 127.8499 | 344.6076 | 0.12645 | 0.11371 | 1.4235e-13 | 7.6867e-13 | 0 | -7.6739e-13 | 1.481 | 1.3251 | 3.6547 | 0 | 3.6547 | 0 | 0 | 0 | 5872.1961 | 3513.3509
3- Baseline Portfolio& | 3- Baseline Portfolio |  | 761.1302 | 362.615 | 1123.7452 | 212.1942 | 126.2659 | 338.4601 | 0.12882 | 0.11523 | 4.8398e-13 | 6.2632e-13 | -4.8317e-13 | 6.2528e-13 | 1.6128 | 1.4388 | 3.8056 | 0 | 3.8056 | 0 | 0 | 0 | 5908.5585 | 3534.4216 | 776.9331 | 370.8375 | 1147.7706 | 227.8717 | 134.4884 | 362.3601 | 0.13149 | 0.11784 | 3.9857e-13 | 7.402e-13 | -3.979e-13 | -7.3896e-13 | 1.4677 | 1.2937 | 3.8056 | 0 | 3.8056 | 0 | 0 | 0 | 5908.5585 | 3534.4216 | 731.6395 | 346.8095 | 1078.4489 | 182.7348 | 110.4604 | 293.1952 | 0.12383 | 0.1102 | 1.1388e-13 | 4.4127e-13 | -1.1369e-13 | 4.4054e-13 | 1.7094 | 1.5354 | 3.8056 | 0 | 3.8056 | 0 | 0 | 0 | 5908.5585 | 3534.4216 | 764.6213 | 364.3495 | 1128.9708 | 215.2784 | 128.0004 | 343.2788 | 0.12941 | 0.11578 | 4.8398e-13 | 4.4127e-13 | 4.8317e-13 | 4.4054e-13 | 1.4802 | 1.3062 | 3.8056 | 0 | 3.8056 | 0 | 0 | 0 | 5908.5585 | 3534.4216
3- Baseline Portfolio& | 3- Baseline Portfolio |  | 789.7559 | 373.3082 | 1163.0641 | 213.8487 | 127.8423 | 341.6911 | 0.13286 | 0.11804 | 1.0818e-12 | 4.4127e-13 | 1.08e-12 | -4.4054e-13 | 1.49 | 1.4836 | 18.0311 | 0 | 26.765 | 0 | 544.573 | 0 | 5944.1431 | 3553.6844 | 813.2979 | 388.8119 | 1202.1098 | 236.7868 | 143.3461 | 380.1329 | 0.13682 | 0.12295 | 5.6938e-14 | 6.5479e-13 | 0 | -6.537e-13 | 1.2802 | 1.2738 | 18.0311 | 0 | 26.765 | 0 | 522.6782 | 0 | 5944.1431 | 3553.6844 | 763.2906 | 357.6881 | 1120.9787 | 187.3792 | 112.2223 | 299.6015 | 0.12841 | 0.11311 | 4.9821e-13 | 5.9785e-13 | -4.9738e-13 | -5.9686e-13 | 1.5866 | 1.5802 | 18.0311 | 0 | 26.765 | 0 | 535.33 | 0 | 5944.1431 | 3553.6844 | 787.9558 | 372.3602 | 1160.316 | 211.8827 | 126.8944 | 338.7771 | 0.13256 | 0.11775 | 5.6938e-14 | 9.9642e-14 | 0 | 0 | 1.3613 | 1.3549 | 18.0311 | 0 | 26.765 | 0 | 547.3281 | 0 | 5944.1431 | 3553.6844
3- Baseline Portfolio& | 3- Baseline Portfolio |  | 826.431 | 389.5365 | 1215.9676 | 225.0024 | 134.4733 | 359.4757 | 0.13795 | 0.12227 | 5.9785e-13 | 4.5551e-13 | -5.9686e-13 | 4.5475e-13 | 1.4201 | 1.3684 | 17.3972 | 0.31713 | 26.0238 | 0.31713 | 538.4739 | 0 | 5990.8176 | 3577.0113 | 838.6206 | 399.3645 | 1237.9851 | 236.9021 | 144.3012 | 381.2033 | 0.13998 | 0.12536 | 2.8469e-14 | 5.1245e-13 | 0 | -5.1159e-13 | 1.2737 | 1.222 | 17.3972 | 0.31713 | 26.0238 | 0.31713 | 537.4164 | 0 | 5990.8176 | 3577.0113 | 795.0904 | 371.3136 | 1166.4041 | 193.9443 | 116.2504 | 310.1947 | 0.13272 | 0.11655 | 4.5551e-13 | 2.9893e-13 | -4.5475e-13 | -2.9843e-13 | 1.5527 | 1.501 | 17.3972 | 0.31713 | 26.0238 | 0.31713 | 537.3415 | 0 | 5990.8176 | 3577.0113 | 823.2015 | 387.7882 | 1210.9897 | 221.5655 | 132.7249 | 354.2905 | 0.13741 | 0.12172 | 1.1388e-13 | 5.1245e-13 | 0 | -5.1159e-13 | 1.2779 | 1.2262 | 17.3972 | 0.31713 | 26.0238 | 0.31713 | 534.6 | 0 | 5990.8176 | 3577.0113
3- Baseline Portfolio& | 3- Baseline Portfolio |  | 854.6943 | 401.3168 | 1256.011 | 227.6671 | 136.3296 | 363.9967 | 0.14146 | 0.12507 | 6.2632e-13 | 3.701e-13 | -6.2528e-13 | -3.6948e-13 | 1.2193 | 1.2554 | 58.0466 | 9.8838 | 57.5 | 7.9222 | 1236.2303 | 149.9309 | 6042.1367 | 3600.7603 | 855.9658 | 408.7239 | 1264.6897 | 228.6453 | 143.7368 | 372.3821 | 0.14167 | 0.12738 | 0 | 2.1352e-13 | 0 | -2.1316e-13 | 1.0826 | 1.1187 | 58.0466 | 9.8838 | 57.5 | 7.9222 | 1248.4861 | 151.5561 | 6042.1367 | 3600.7603 | 829.768 | 384.931 | 1214.6989 | 203.0029 | 119.9438 | 322.9467 | 0.13733 | 0.11996 | 6.4056e-13 | 0 | -6.3949e-13 | 0 | 1.3308 | 1.3669 | 58.0466 | 9.8838 | 57.5 | 7.9222 | 1228.3515 | 149.1306 | 6042.1367 | 3600.7603 | 850.0112 | 399.104 | 1249.1152 | 222.7042 | 134.1168 | 356.821 | 0.14068 | 0.12438 | 3.5586e-13 | 6.975e-13 | -3.5527e-13 | -6.9633e-13 | 1.0958 | 1.1319 | 58.0466 | 9.8838 | 57.5 | 7.9222 | 1248.6864 | 151.5136 | 6042.1367 | 3600.7603
3- Baseline Portfolio& | 3- Baseline Portfolio |  | 882.0121 | 412.8561 | 1294.8682 | 228.5738 | 137.5153 | 366.0892 | 0.14486 | 0.12757 | 2.8469e-14 | 3.9857e-13 | 0 | 3.979e-13 | 1.1723 | 1.197 | 57.296 | 11.0203 | 56.7601 | 9.0818 | 1225.6938 | 148.5482 | 6088.5644 | 3626.6975 | 890.8594 | 424.1457 | 1315.0051 | 236.9905 | 148.8049 | 385.7954 | 0.14632 | 0.13106 | 5.9785e-13 | 6.6903e-13 | 5.9686e-13 | 6.6791e-13 | 0.99529 | 1.02 | 57.296 | 11.0203 | 56.7601 | 9.0818 | 1210.272 | 147.3049 | 6088.5644 | 3626.6975 | 856.9965 | 396.4167 | 1253.4132 | 203.852 | 121.0759 | 324.928 | 0.14076 | 0.12249 | 5.6938e-13 | 3.8433e-13 | -5.6843e-13 | -3.8369e-13 | 1.2746 | 1.2993 | 57.296 | 11.0203 | 56.7601 | 9.0818 | 1218.0535 | 148.029 | 6088.5644 | 3626.6975 | 876.6904 | 410.7179 | 1287.4083 | 223.0283 | 135.3771 | 358.4054 | 0.14399 | 0.12691 | 5.6938e-14 | 1.4235e-13 | 0 | 1.4211e-13 | 1.0287 | 1.0534 | 57.296 | 11.0203 | 56.7601 | 9.0818 | 1240.8392 | 150.1608 | 6088.5644 | 3626.6975
3- Baseline Portfolio& | 3- Baseline Portfolio |  | 894.5369 | 415.6699 | 1310.2067 | 214.3537 | 129.5616 | 343.9153 | 0.1457 | 0.12735 | 6.8326e-13 | 4.128e-13 | -6.8212e-13 | -4.1211e-13 | 1.2204 | 1.1417 | 56.4527 | 11.4433 | 55.9234 | 9.5287 | 1233.5022 | 149.6038 | 6139.6747 | 3653.4639 | 902.4852 | 426.9842 | 1329.4695 | 221.68 | 140.8759 | 362.556 | 0.14699 | 0.13082 | 6.975e-13 | 4.6974e-13 | 6.9633e-13 | 4.6896e-13 | 1.054 | 0.97527 | 56.4527 | 11.4433 | 55.9234 | 9.5287 | 1239.6323 | 150.1856 | 6139.6747 | 3653.4639 | 867.9832 | 398.4528 | 1266.436 | 187.9247 | 112.3445 | 300.2692 | 0.14137 | 0.12208 | 1.9928e-13 | 4.5551e-13 | -1.9895e-13 | 4.5475e-13 | 1.3262 | 1.2474 | 56.4527 | 11.4433 | 55.9234 | 9.5287 | 1235.5876 | 149.3908 | 6139.6747 | 3653.4639 | 891.7558 | 414.9044 | 1306.6602 | 211.1246 | 128.796 | 339.9207 | 0.14524 | 0.12712 | 3.9857e-13 | 6.1209e-13 | -3.979e-13 | -6.1107e-13 | 1.0471 | 0.96838 | 56.4527 | 11.4433 | 55.9234 | 9.5287 | 1232.6224 | 149.3776 | 6139.6747 | 3653.4639
3- Baseline Portfolio& | 3- Baseline Portfolio |  | 925.9981 | 430.1126 | 1356.1106 | 218.2237 | 132.9308 | 351.1544 | 0.14953 | 0.13073 | 4.6974e-13 | 4.4127e-13 | 4.6896e-13 | -4.4054e-13 | 1.1961 | 1.1014 | 58.8777 | 13.323 | 58.1755 | 11.3327 | 1222.937 | 150.3258 | 6192.5859 | 3681.4347 | 937.0004 | 442.6063 | 1379.6067 | 228.4699 | 145.4245 | 373.8944 | 0.15131 | 0.13453 | 1.9928e-13 | 6.6903e-13 | 1.9895e-13 | -6.6791e-13 | 1.0345 | 0.93981 | 58.8777 | 13.323 | 58.1755 | 11.3327 | 1229.1208 | 149.7421 | 6192.5859 | 3681.4347 | 901.0826 | 413.7042 | 1314.7868 | 193.3659 | 116.5224 | 309.8883 | 0.14551 | 0.12574 | 4.6974e-13 | 2.2775e-13 | -4.6896e-13 | 2.2737e-13 | 1.2957 | 1.201 | 58.8777 | 13.323 | 58.1755 | 11.3327 | 1234.9409 | 151.7978 | 6192.5859 | 3681.4347 | 921.8142 | 428.7166 | 1350.5308 | 213.6502 | 131.5347 | 345.185 | 0.14886 | 0.1303 | 4.6974e-13 | 3.274e-13 | 4.6896e-13 | 3.2685e-13 | 1.0329 | 0.93819 | 58.8777 | 13.323 | 58.1755 | 11.3327 | 1245.0927 | 151.5723 | 6192.5859 | 3681.4347
3- Baseline Portfolio& | 3- Baseline Portfolio |  | 965.6624 | 449.3789 | 1415.0413 | 230.0673 | 140.6366 | 370.7039 | 0.15449 | 0.13543 | 4.9821e-13 | 2.7046e-13 | 4.9738e-13 | 2.7001e-13 | 1.2859 | 1.2299 | 130.2266 | 52.8975 | 125.4439 | 48.6742 | 1380.3302 | 226.8803 | 6250.7741 | 3710.3811 | 978.9627 | 463.8625 | 1442.8252 | 242.566 | 155.1202 | 397.6861 | 0.15661 | 0.13979 | 7.2596e-13 | 5.1245e-13 | -7.2475e-13 | 5.1159e-13 | 1.0539 | 0.99793 | 130.2266 | 52.8975 | 125.4439 | 48.6742 | 1317.364 | 196.0827 | 6250.7741 | 3710.3811 | 937.5866 | 431.3302 | 1368.9168 | 202.2048 | 122.5879 | 324.7927 | 0.15 | 0.12999 | 2.9893e-13 | 4.2704e-13 | 2.9843e-13 | -4.2633e-13 | 1.4262 | 1.3701 | 130.2266 | 52.8975 | 125.4439 | 48.6742 | 1417.9648 | 247.6845 | 6250.7741 | 3710.3811 | 963.1316 | 449.252 | 1412.3835 | 226.8175 | 140.5097 | 367.3272 | 0.15408 | 0.13539 | 4.128e-13 | 3.4163e-13 | 4.1211e-13 | -3.4106e-13 | 1.0549 | 0.99886 | 130.2266 | 52.8975 | 125.4439 | 48.6742 | 1327.3554 | 200.3083 | 6250.7741 | 3710.3811
3- Baseline Portfolio& | 3- Baseline Portfolio |  | 1000.1657 | 465.146 | 1465.3117 | 235.4561 | 144.3335 | 379.7897 | 0.15863 | 0.13885 | 3.4163e-13 | 1.8505e-13 | -3.4106e-13 | 1.8474e-13 | 1.2752 | 1.1818 | 129.4725 | 52.6399 | 124.6882 | 48.4321 | 1364.8329 | 223.6568 | 6305.0099 | 3741.6899 | 1014.4846 | 480.6215 | 1495.1061 | 248.9182 | 159.8091 | 408.7273 | 0.1609 | 0.14347 | 1.4235e-13 | 5.1245e-13 | 1.4211e-13 | 5.1159e-13 | 1.0571 | 0.96367 | 129.4725 | 52.6399 | 124.6882 | 48.4321 | 1310.8172 | 193.7971 | 6305.0099 | 3741.6899 | 970.8802 | 446.4846 | 1417.3648 | 206.53 | 125.6721 | 332.2021 | 0.15399 | 0.13328 | 3.8433e-13 | 1.9928e-13 | 3.8369e-13 | -1.9895e-13 | 1.4182 | 1.3248 | 129.4725 | 52.6399 | 124.6882 | 48.4321 | 1404.9539 | 244.3199 | 6305.0099 | 3741.6899 | 994.4589 | 463.776 | 1458.2349 | 229.1499 | 142.9635 | 372.1134 | 0.15773 | 0.13844 | 4.4127e-13 | 3.274e-13 | -4.4054e-13 | -3.2685e-13 | 1.0715 | 0.97811 | 129.4725 | 52.6399 | 124.6882 | 48.4321 | 1329.8064 | 199.2862 | 6305.0099 | 3741.6899
3- Baseline Portfolio& | 3- Baseline Portfolio |  | 1042.7006 | 485.8548 | 1528.5554 | 248.4448 | 152.527 | 400.9718 | 0.16381 | 0.14361 | 3.701e-13 | 2.4199e-13 | -3.6948e-13 | -2.4158e-13 | 1.2819 | 1.2095 | 186.0351 | 84.075 | 178.0064 | 78.0929 | 1460.4634 | 278.1643 | 6365.1216 | 3774.3538 | 1060.0073 | 503.2407 | 1563.248 | 264.6591 | 169.9129 | 434.5719 | 0.16653 | 0.14875 | 2.5622e-13 | 2.5622e-13 | 2.558e-13 | 2.558e-13 | 1.0596 | 0.98718 | 186.0351 | 84.075 | 178.0064 | 78.0929 | 1375.1426 | 229.195 | 6365.1216 | 3774.3538 | 1012.0507 | 466.3973 | 1478.448 | 218.1499 | 133.0695 | 351.2194 | 0.159 | 0.13786 | 3.8433e-13 | 7.1173e-14 | 3.8369e-13 | 0 | 1.4187 | 1.3463 | 186.0351 | 84.075 | 178.0064 | 78.0929 | 1511.5577 | 307.2577 | 6365.1216 | 3774.3538 | 1037.3172 | 484.3724 | 1521.6896 | 242.2886 | 151.0446 | 393.3332 | 0.16297 | 0.14317 | 1.9928e-13 | 7.1173e-14 | -1.9895e-13 | 0 | 1.0615 | 0.98911 | 186.0351 | 84.075 | 178.0064 | 78.0929 | 1382.1945 | 234.0504 | 6365.1216 | 3774.3538
3- Baseline Portfolio& | 3- Baseline Portfolio |  | 1083.9713 | 505.5629 | 1589.5342 | 258.8469 | 159.2464 | 418.0933 | 0.16862 | 0.14796 | 2.8469e-14 | 4.5551e-13 | 0 | 4.5475e-13 | 1.3013 | 1.1828 | 185.3097 | 83.8434 | 177.2871 | 77.8837 | 1477.756 | 278.9193 | 6428.4663 | 3808.6605 | 1105.8656 | 525.1244 | 1630.9901 | 279.6261 | 178.8079 | 458.434 | 0.17203 | 0.15368 | 3.1316e-13 | 2.8469e-14 | 3.1264e-13 | 0 | 1.0467 | 0.92823 | 185.3097 | 83.8434 | 177.2871 | 77.8837 | 1376.4662 | 227.3349 | 6428.4663 | 3808.6605 | 1055.7931 | 487.1643 | 1542.9575 | 231.0927 | 140.8478 | 371.9405 | 0.16424 | 0.14257 | 1.4235e-14 | 4.8398e-13 | 0 | -4.8317e-13 | 1.4457 | 1.3272 | 185.3097 | 83.8434 | 177.2871 | 77.8837 | 1525.1664 | 308.8521 | 6428.4663 | 3808.6605 | 1082.2336 | 506.113 | 1588.3466 | 256.3247 | 159.7965 | 416.1212 | 0.16835 | 0.14812 | 3.8433e-13 | 5.4091e-13 | -3.8369e-13 | 5.4001e-13 | 1.0787 | 0.96023 | 185.3097 | 83.8434 | 177.2871 | 77.8837 | 1397.9198 | 235.4463 | 6428.4663 | 3808.6605
3- Baseline Portfolio& | 3- Baseline Portfolio |  | 1124.9242 | 521.3244 | 1646.2486 | 267.8526 | 161.6024 | 429.4549 | 0.1731 | 0.15103 | 2.7046e-13 | 5.5515e-13 | 2.7001e-13 | 5.5422e-13 | 1.3991 | 1.2717 | 273.2187 | 84.327 | 260.2056 | 78.4017 | 1659.939 | 287.5221 | 6498.8762 | 3844.8728 | 1145.6152 | 539.1232 | 1684.7384 | 287.2491 | 179.4012 | 466.6503 | 0.17628 | 0.15619 | 7.402e-13 | 1.7082e-13 | 7.3896e-13 | 1.7053e-13 | 1.1515 | 1.024 | 273.2187 | 84.327 | 260.2056 | 78.4017 | 1518.3265 | 240.6497 | 6498.8762 | 3844.8728 | 1095.1455 | 503.0591 | 1598.2046 | 238.8039 | 143.3371 | 382.141 | 0.16851 | 0.14574 | 1.9928e-13 | 5.1245e-13 | -1.9895e-13 | 5.1159e-13 | 1.5654 | 1.4379 | 273.2187 | 84.327 | 260.2056 | 78.4017 | 1741.6238 | 316.6104 | 6498.8762 | 3844.8728 | 1123.5138 | 521.9155 | 1645.4293 | 265.3346 | 162.1934 | 427.528 | 0.17288 | 0.1512 | 6.1209e-13 | 8.5408e-13 | 6.1107e-13 | 8.5265e-13 | 1.153 | 1.0255 | 273.2187 | 84.327 | 260.2056 | 78.4017 | 1515.7247 | 240.8653 | 6498.8762 | 3844.8728
3- Baseline Portfolio& | 3- Baseline Portfolio |  | 1143.7466 | 538.4395 | 1682.1861 | 253.6611 | 164.6702 | 418.3313 | 0.17416 | 0.15419 | 2.8469e-13 | 2.9893e-13 | 2.8422e-13 | -2.9843e-13 | 1.5622 | 1.2308 | 272.5202 | 145.4492 | 259.4824 | 139.5335 | 1666.0228 | -68.8248 | 6567.124 | 3884.1002 | 1173.1586 | 557.7416 | 1730.9002 | 281.5636 | 183.9723 | 465.5359 | 0.17864 | 0.15971 | 1.7082e-13 | 5.6938e-13 | 0 | 5.6843e-13 | 1.2996 | 0.96824 | 272.5202 | 145.4492 | 259.4824 | 139.5335 | 1506.8598 | -120.3635 | 6567.124 | 3884.1002 | 1109.398 | 519.3465 | 1628.7445 | 220.0075 | 145.5773 | 365.5848 | 0.16893 | 0.14872 | 1.9928e-13 | 3.1316e-13 | -1.9895e-13 | -3.1264e-13 | 1.7317 | 1.4003 | 272.5202 | 145.4492 | 259.4824 | 139.5335 | 1751.5114 | -37.0392 | 6567.124 | 3884.1002 | 1148.2533 | 541.5754 | 1689.8287 | 256.8333 | 167.8062 | 424.6395 | 0.17485 | 0.15508 | 9.5372e-13 | 3.4163e-13 | -9.5213e-13 | 3.4106e-13 | 1.2913 | 0.95985 | 272.5202 | 145.4492 | 259.4824 | 139.5335 | 1492.9044 | 605.7428 | 6567.124 | 3884.1002
3- Baseline Portfolio& | 3- Baseline Portfolio |  | 1212.0274 | 569.3852 | 1781.4125 | 285.3755 | 181.0745 | 466.4501 | 0.18243 | 0.16111 | 4.9821e-13 | 1.5658e-13 | 4.9738e-13 | 1.5632e-13 | 1.4122 | 1.1949 | 482.1898 | 234.7617 | 457.5241 | 223.7892 | 2029.8857 | 109.4866 | 6643.619 | 3925.6346 | 1248.976 | 591.6713 | 1840.6473 | 320.1646 | 203.3607 | 523.5253 | 0.188 | 0.16742 | 1.4235e-13 | 3.1316e-13 | 0 | -3.1264e-13 | 1.0358 | 0.81848 | 482.1898 | 234.7617 | 457.5241 | 223.7892 | 1698.6699 | -24.5499 | 6643.619 | 3925.6346 | 1174.5762 | 549.0003 | 1723.5764 | 248.8019 | 160.6896 | 409.4915 | 0.1768 | 0.15535 | 4.2704e-14 | 4.6974e-13 | 0 | 4.6896e-13 | 1.604 | 1.3867 | 482.1898 | 234.7617 | 457.5241 | 223.7892 | 2172.9671 | 170.7195 | 6643.619 | 3925.6346 | 1211.3712 | 570.3834 | 1781.7546 | 283.1739 | 182.0728 | 465.2467 | 0.18234 | 0.1614 | 2.9893e-13 | 2.4199e-13 | 2.9843e-13 | -2.4158e-13 | 1.0937 | 0.87637 | 482.1898 | 234.7617 | 457.5241 | 223.7892 | 1760.8116 | 725.9657 | 6643.619 | 3925.6346
3- Baseline Portfolio& | 3- Baseline Portfolio |  | 1274.5375 | 599.8613 | 1874.3987 | 312.7861 | 196.468 | 509.2541 | 0.1895 | 0.16764 | 2.4199e-13 | 2.7046e-13 | -2.4158e-13 | 2.7001e-13 | 1.5973 | 1.2046 | 523.906 | 258.2 | 499.2463 | 247.2488 | 1837.1753 | -23.3506 | 6725.8074 | 3969.9415 | 1316.2451 | 625.1109 | 1941.356 | 352.0538 | 221.7177 | 573.7715 | 0.1957 | 0.17469 | 1.4235e-13 | 2.1352e-13 | 0 | 2.1316e-13 | 1.2024 | 0.80972 | 523.906 | 258.2 | 499.2463 | 247.2488 | 1477.6335 | -155.2726 | 6725.8074 | 3969.9415 | 1230.4159 | 576.3407 | 1806.7566 | 269.698 | 172.9475 | 442.6455 | 0.18294 | 0.16106 | 2.4911e-13 | 1.8505e-13 | 2.4869e-13 | -1.8474e-13 | 1.798 | 1.4053 | 523.906 | 258.2 | 499.2463 | 247.2488 | 2001.2956 | 40.7961 | 6725.8074 | 3969.9415 | 1277.4248 | 602.5563 | 1879.9811 | 313.8641 | 199.1631 | 513.0271 | 0.18993 | 0.16839 | 6.6903e-13 | 6.6903e-13 | 6.6791e-13 | -6.6791e-13 | 1.2567 | 0.86399 | 523.906 | 258.2 | 499.2463 | 247.2488 | 2037.3585 | 859.669 | 6725.8074 | 3969.9415
3- Baseline Portfolio& | 3- Baseline Portfolio |  | 1324.3874 | 626.3056 | 1950.693 | 326.5872 | 207.3562 | 533.9434 | 0.19425 | 0.17278 | 1.1388e-13 | 4.9821e-13 | -1.1369e-13 | 4.9738e-13 | 1.76 | 1.3381 | 560.5656 | 278.8295 | 535.9743 | 267.9255 | 1741.9582 | -84.3074 | 6817.9656 | 4017.9528 | 1365.1367 | 650.816 | 2015.9527 | 364.5193 | 231.8666 | 596.3859 | 0.20023 | 0.17954 | 9.9642e-13 | 9.1101e-13 | 9.9476e-13 | 9.0949e-13 | 1.299 | 0.87714 | 560.5656 | 278.8295 | 535.9743 | 267.9255 | 1323.1798 | -249.0315 | 6817.9656 | 4017.9528 | 1278.6064 | 601.5902 | 1880.1965 | 281.8535 | 182.6408 | 464.4943 | 0.18753 | 0.16596 | 9.2525e-14 | 7.1173e-14 | 9.2371e-14 | 0 | 1.9736 | 1.5517 | 560.5656 | 278.8295 | 535.9743 | 267.9255 | 1902.3876 | -19.6519 | 6817.9656 | 4017.9528 | 1329.6062 | 629.5115 | 1959.1177 | 329.5462 | 210.5622 | 540.1084 | 0.19502 | 0.17366 | 3.1316e-13 | 3.1316e-13 | 3.1264e-13 | -3.1264e-13 | 1.3497 | 0.92778 | 560.5656 | 278.8295 | 535.9743 | 267.9255 | 2292.8122 | 989.1737 | 6817.9656 | 4017.9528
3- Baseline Portfolio& | 3- Baseline Portfolio |  | 1405.297 | 665.3307 | 2070.6277 | 368.2154 | 230.0042 | 598.2196 | 0.20334 | 0.18086 | 1.9928e-13 | 5.1245e-13 | 1.9895e-13 | -5.1159e-13 | 2.0907 | 1.1879 | 710.8382 | 342.647 | 686.3693 | 331.8369 | 928.0869 | -430.853 | 6911.1545 | 4070.4274 | 1437.983 | 685.4844 | 2123.4674 | 398.2433 | 250.1579 | 648.4012 | 0.20807 | 0.18634 | 6.2632e-13 | 1.8505e-13 | 6.2528e-13 | -1.8474e-13 | 1.7019 | 0.79914 | 710.8382 | 342.647 | 686.3693 | 331.8369 | 473.6238 | -616.8871 | 6911.1545 | 4070.4274 | 1365.1871 | 643.7798 | 2008.9668 | 329.2092 | 208.4532 | 537.6625 | 0.19753 | 0.175 | 1.4946e-13 | 4.2704e-14 | 1.4921e-13 | 0 | 2.2666 | 1.3638 | 710.8382 | 342.647 | 686.3693 | 331.8369 | 1119.9811 | -351.31 | 6911.1545 | 4070.4274 | 1412.3752 | 668.317 | 2080.6922 | 372.7407 | 232.9905 | 605.7311 | 0.20436 | 0.18168 | 1.7082e-13 | 7.1173e-13 | 0 | -7.1054e-13 | 1.6802 | 0.77744 | 710.8382 | 342.647 | 686.3693 | 331.8369 | 3146.5324 | 1348.997 | 6911.1545 | 4070.4274
3- Baseline Portfolio& | 3- Baseline Portfolio |  | 10069.1982 | 4780.1706 | 14849.3688 | 2782.8974 | 1649.8791 | 4432.7765 |  |  | 4.9637e-12 | 4.7495e-12 | -1.1346e-12 | 2.7059e-14 | 19.7571 | 19.9148 | [8 empty] | 10247.0826 | 4907.9168 | 15154.9994 | 2958.3241 | 1777.6253 | 4735.9494 |  |  | 3.9851e-12 | 5.0893e-12 | 9.8674e-13 | 1.0458e-12 | 18.1082 | 18.2659 | [8 empty] | 9768.7343 | 4606.3253 | 14375.0595 | 2481.5281 | 1476.0338 | 3957.5619 |  |  | 4.7077e-12 | 3.5177e-12 | -1.5898e-12 | -4.6584e-14 | 20.7489 | 20.9066 | [8 empty] | 10060.6434 | 4780.1426 | 14840.786 | 2775.5582 | 1649.8511 | 4425.4093 |  |  | 3.7766e-12 | 5.4927e-12 | -8.4137e-13 | -2.6905e-12 | 18.4214 | 18.5791
3- Baseline Portfolio& | 3- Baseline Portfolio |  | 856.2359 | 406.4826 | 1262.7184 | 236.6441 | 140.2977 | 376.9418 |  |  | 4.2209e-13 | 4.0387e-13 | -9.6485e-14 | 2.3009e-15 | 1.68 | 1.6935 | [8 empty] | 871.3623 | 417.3455 | 1288.7078 | 251.5616 | 151.1606 | 402.7222 |  |  | 3.3887e-13 | 4.3277e-13 | 8.3908e-14 | 8.8933e-14 | 1.5398 | 1.5532 | [8 empty] | 830.6859 | 391.6996 | 1222.3855 | 211.0171 | 125.5148 | 336.5319 |  |  | 4.0032e-13 | 2.9913e-13 | -1.3519e-13 | -3.9613e-15 | 1.7644 | 1.7778 | [8 empty] | 855.5084 | 406.4802 | 1261.9886 | 236.02 | 140.2953 | 376.3154 |  |  | 3.2114e-13 | 4.6707e-13 | -7.1546e-14 | -2.2879e-13 | 1.5665 | 1.5799
&
&
&
&
&
4- No Resource Additions& | 4- No Resource Additions
4- No Resource Additions& | 4- No Resource Additions
4- No Resource Additions& | 4- No Resource Additions
4- No Resource Additions& | 4- No Resource Additions
4- No Resource Additions& | 4- No Resource Additions
4- No Resource Additions& | 4- No Resource Additions
4- No Resource Additions& | 4- No Resource Additions
4- No Resource Additions& | 4- No Resource Additions
4- No Resource Additions& | 4- No Resource Additions
4- No Resource Additions& | 4- No Resource Additions
4- No Resource Additions& | 4- No Resource Additions
4- No Resource Additions& | 4- No Resource Additions
4- No Resource Additions& | 4- No Resource Additions
4- No Resource Additions& | 4- No Resource Additions
4- No Resource Additions& | 4- No Resource Additions
4- No Resource Additions& | 4- No Resource Additions
4- No Resource Additions& | 4- No Resource Additions
4- No Resource Additions& | 4- No Resource Additions
4- No Resource Additions& | 4- No Resource Additions
4- No Resource Additions& | 4- No Resource Additions
4- No Resource Additions& | 4- No Resource Additions
4- No Resource Additions& | 4- No Resource Additions
4- No Resource Additions& | 4- No Resource Additions
4- No Resource Additions& | 4- No Resource Additions
4- No Resource Additions& | 4- No Resource Additions
&
&
5- No CETA/ No new NG& | 5- No CETA/ No new NG
5- No CETA/ No new NG& | 5- No CETA/ No new NG
5- No CETA/ No new NG& | 5- No CETA/ No new NG
5- No CETA/ No new NG& | 5- No CETA/ No new NG
5- No CETA/ No new NG& | 5- No CETA/ No new NG
5- No CETA/ No new NG& | 5- No CETA/ No new NG
5- No CETA/ No new NG& | 5- No CETA/ No new NG
5- No CETA/ No new NG& | 5- No CETA/ No new NG
5- No CETA/ No new NG& | 5- No CETA/ No new NG
5- No CETA/ No new NG& | 5- No CETA/ No new NG
5- No CETA/ No new NG& | 5- No CETA/ No new NG
5- No CETA/ No new NG& | 5- No CETA/ No new NG
5- No CETA/ No new NG& | 5- No CETA/ No new NG
5- No CETA/ No new NG& | 5- No CETA/ No new NG
5- No CETA/ No new NG& | 5- No CETA/ No new NG
5- No CETA/ No new NG& | 5- No CETA/ No new NG
5- No CETA/ No new NG& | 5- No CETA/ No new NG
5- No CETA/ No new NG& | 5- No CETA/ No new NG
5- No CETA/ No new NG& | 5- No CETA/ No new NG
5- No CETA/ No new NG& | 5- No CETA/ No new NG
5- No CETA/ No new NG& | 5- No CETA/ No new NG
5- No CETA/ No new NG& | 5- No CETA/ No new NG
5- No CETA/ No new NG& | 5- No CETA/ No new NG
&
&
&
&
6- WRAP PRM& | 6- WRAP PRM
6- WRAP PRM& | 6- WRAP PRM
6- WRAP PRM& | 6- WRAP PRM
6- WRAP PRM& | 6- WRAP PRM
6- WRAP PRM& | 6- WRAP PRM
6- WRAP PRM& | 6- WRAP PRM
6- WRAP PRM& | 6- WRAP PRM
6- WRAP PRM& | 6- WRAP PRM
6- WRAP PRM& | 6- WRAP PRM
6- WRAP PRM& | 6- WRAP PRM
6- WRAP PRM& | 6- WRAP PRM
6- WRAP PRM& | 6- WRAP PRM
6- WRAP PRM& | 6- WRAP PRM
6- WRAP PRM& | 6- WRAP PRM
6- WRAP PRM& | 6- WRAP PRM
6- WRAP PRM& | 6- WRAP PRM
6- WRAP PRM& | 6- WRAP PRM
6- WRAP PRM& | 6- WRAP PRM
6- WRAP PRM& | 6- WRAP PRM
6- WRAP PRM& | 6- WRAP PRM
6- WRAP PRM& | 6- WRAP PRM
6- WRAP PRM& | 6- WRAP PRM
6- WRAP PRM& | 6- WRAP PRM
6- WRAP PRM& | 6- WRAP PRM
6- WRAP PRM& | 6- WRAP PRM
&
&
7- WRAP PRM No QCC Changes& | 7- WRAP PRM No QCC Changes
7- WRAP PRM No QCC Changes& | 7- WRAP PRM No QCC Changes
7- WRAP PRM No QCC Changes& | 7- WRAP PRM No QCC Changes
7- WRAP PRM No QCC Changes& | 7- WRAP PRM No QCC Changes
7- WRAP PRM No QCC Changes& | 7- WRAP PRM No QCC Changes
7- WRAP PRM No QCC Changes& | 7- WRAP PRM No QCC Changes
7- WRAP PRM No QCC Changes& | 7- WRAP PRM No QCC Changes
7- WRAP PRM No QCC Changes& | 7- WRAP PRM No QCC Changes
7- WRAP PRM No QCC Changes& | 7- WRAP PRM No QCC Changes
7- WRAP PRM No QCC Changes& | 7- WRAP PRM No QCC Changes
7- WRAP PRM No QCC Changes& | 7- WRAP PRM No QCC Changes
7- WRAP PRM No QCC Changes& | 7- WRAP PRM No QCC Changes
7- WRAP PRM No QCC Changes& | 7- WRAP PRM No QCC Changes
7- WRAP PRM No QCC Changes& | 7- WRAP PRM No QCC Changes
7- WRAP PRM No QCC Changes& | 7- WRAP PRM No QCC Changes
7- WRAP PRM No QCC Changes& | 7- WRAP PRM No QCC Changes
7- WRAP PRM No QCC Changes& | 7- WRAP PRM No QCC Changes
7- WRAP PRM No QCC Changes& | 7- WRAP PRM No QCC Changes
7- WRAP PRM No QCC Changes& | 7- WRAP PRM No QCC Changes
7- WRAP PRM No QCC Changes& | 7- WRAP PRM No QCC Changes
7- WRAP PRM No QCC Changes& | 7- WRAP PRM No QCC Changes
7- WRAP PRM No QCC Changes& | 7- WRAP PRM No QCC Changes
7- WRAP PRM No QCC Changes& | 7- WRAP PRM No QCC Changes
7- WRAP PRM No QCC Changes& | 7- WRAP PRM No QCC Changes
7- WRAP PRM No QCC Changes& | 7- WRAP PRM No QCC Changes
&
&
8- VERs Assigned to Washington& | 8- VERs Assigned to Washington
8- VERs Assigned to Washington& | 8- VERs Assigned to Washington
8- VERs Assigned to Washington& | 8- VERs Assigned to Washington
8- VERs Assigned to Washington& | 8- VERs Assigned to Washington
8- VERs Assigned to Washington& | 8- VERs Assigned to Washington
8- VERs Assigned to Washington& | 8- VERs Assigned to Washington
8- VERs Assigned to Washington& | 8- VERs Assigned to Washington
8- VERs Assigned to Washington& | 8- VERs Assigned to Washington
8- VERs Assigned to Washington& | 8- VERs Assigned to Washington
8- VERs Assigned to Washington& | 8- VERs Assigned to Washington
8- VERs Assigned to Washington& | 8- VERs Assigned to Washington
8- VERs Assigned to Washington& | 8- VERs Assigned to Washington
8- VERs Assigned to Washington& | 8- VERs Assigned to Washington
8- VERs Assigned to Washington& | 8- VERs Assigned to Washington
8- VERs Assigned to Washington& | 8- VERs Assigned to Washington
8- VERs Assigned to Washington& | 8- VERs Assigned to Washington
8- VERs Assigned to Washington& | 8- VERs Assigned to Washington
8- VERs Assigned to Washington& | 8- VERs Assigned to Washington
8- VERs Assigned to Washington& | 8- VERs Assigned to Washington
8- VERs Assigned to Washington& | 8- VERs Assigned to Washington
8- VERs Assigned to Washington& | 8- VERs Assigned to Washington
8- VERs Assigned to Washington& | 8- VERs Assigned to Washington
8- VERs Assigned to Washington& | 8- VERs Assigned to Washington
8- VERs Assigned to Washington& | 8- VERs Assigned to Washington
8- VERs Assigned to Washington& | 8- VERs Assigned to Washington
&
&
9- Low Economic Growth Loads& | 9- Low Economic Growth Loads
9- Low Economic Growth Loads& | 9- Low Economic Growth Loads
9- Low Economic Growth Loads& | 9- Low Economic Growth Loads
9- Low Economic Growth Loads& | 9- Low Economic Growth Loads
9- Low Economic Growth Loads& | 9- Low Economic Growth Loads
9- Low Economic Growth Loads& | 9- Low Economic Growth Loads
9- Low Economic Growth Loads& | 9- Low Economic Growth Loads
9- Low Economic Growth Loads& | 9- Low Economic Growth Loads
9- Low Economic Growth Loads& | 9- Low Economic Growth Loads
9- Low Economic Growth Loads& | 9- Low Economic Growth Loads
9- Low Economic Growth Loads& | 9- Low Economic Growth Loads
9- Low Economic Growth Loads& | 9- Low Economic Growth Loads
9- Low Economic Growth Loads& | 9- Low Economic Growth Loads
9- Low Economic Growth Loads& | 9- Low Economic Growth Loads
9- Low Economic Growth Loads& | 9- Low Economic Growth Loads
9- Low Economic Growth Loads& | 9- Low Economic Growth Loads
9- Low Economic Growth Loads& | 9- Low Economic Growth Loads
9- Low Economic Growth Loads& | 9- Low Economic Growth Loads
9- Low Economic Growth Loads& | 9- Low Economic Growth Loads
9- Low Economic Growth Loads& | 9- Low Economic Growth Loads
9- Low Economic Growth Loads& | 9- Low Economic Growth Loads
9- Low Economic Growth Loads& | 9- Low Economic Growth Loads
9- Low Economic Growth Loads& | 9- Low Economic Growth Loads
9- Low Economic Growth Loads& | 9- Low Economic Growth Loads
9- Low Economic Growth Loads& | 9- Low Economic Growth Loads
&
&
10- High Economic Growth Loads& | 10- High Economic Growth Loads
10- High Economic Growth Loads& | 10- High Economic Growth Loads
10- High Economic Growth Loads& | 10- High Economic Growth Loads
10- High Economic Growth Loads& | 10- High Economic Growth Loads
10- High Economic Growth Loads& | 10- High Economic Growth Loads
10- High Economic Growth Loads& | 10- High Economic Growth Loads
10- High Economic Growth Loads& | 10- High Economic Growth Loads
10- High Economic Growth Loads& | 10- High Economic Growth Loads
10- High Economic Growth Loads& | 10- High Economic Growth Loads
10- High Economic Growth Loads& | 10- High Economic Growth Loads
10- High Economic Growth Loads& | 10- High Economic Growth Loads
10- High Economic Growth Loads& | 10- High Economic Growth Loads
10- High Economic Growth Loads& | 10- High Economic Growth Loads
10- High Economic Growth Loads& | 10- High Economic Growth Loads
10- High Economic Growth Loads& | 10- High Economic Growth Loads
10- High Economic Growth Loads& | 10- High Economic Growth Loads
10- High Economic Growth Loads& | 10- High Economic Growth Loads
10- High Economic Growth Loads& | 10- High Economic Growth Loads
10- High Economic Growth Loads& | 10- High Economic Growth Loads
10- High Economic Growth Loads& | 10- High Economic Growth Loads
10- High Economic Growth Loads& | 10- High Economic Growth Loads
10- High Economic Growth Loads& | 10- High Economic Growth Loads
10- High Economic Growth Loads& | 10- High Economic Growth Loads
10- High Economic Growth Loads& | 10- High Economic Growth Loads
10- High Economic Growth Loads& | 10- High Economic Growth Loads
11- High Electric Vehicle Growth& | 11- High Electric Vehicle Growth
11- High Electric Vehicle Growth& | 11- High Electric Vehicle Growth
11- High Electric Vehicle Growth& | 11- High Electric Vehicle Growth
11- High Electric Vehicle Growth& | 11- High Electric Vehicle Growth
11- High Electric Vehicle Growth& | 11- High Electric Vehicle Growth
11- High Electric Vehicle Growth& | 11- High Electric Vehicle Growth
11- High Electric Vehicle Growth& | 11- High Electric Vehicle Growth
11- High Electric Vehicle Growth& | 11- High Electric Vehicle Growth
11- High Electric Vehicle Growth& | 11- High Electric Vehicle Growth
11- High Electric Vehicle Growth& | 11- High Electric Vehicle Growth
11- High Electric Vehicle Growth& | 11- High Electric Vehicle Growth
11- High Electric Vehicle Growth& | 11- High Electric Vehicle Growth
11- High Electric Vehicle Growth& | 11- High Electric Vehicle Growth
11- High Electric Vehicle Growth& | 11- High Electric Vehicle Growth
11- High Electric Vehicle Growth& | 11- High Electric Vehicle Growth
11- High Electric Vehicle Growth& | 11- High Electric Vehicle Growth
11- High Electric Vehicle Growth& | 11- High Electric Vehicle Growth
11- High Electric Vehicle Growth& | 11- High Electric Vehicle Growth
11- High Electric Vehicle Growth& | 11- High Electric Vehicle Growth
11- High Electric Vehicle Growth& | 11- High Electric Vehicle Growth
11- High Electric Vehicle Growth& | 11- High Electric Vehicle Growth
11- High Electric Vehicle Growth& | 11- High Electric Vehicle Growth
11- High Electric Vehicle Growth& | 11- High Electric Vehicle Growth
11- High Electric Vehicle Growth& | 11- High Electric Vehicle Growth
11- High Electric Vehicle Growth& | 11- High Electric Vehicle Growth
12- WA Space/ Water Electrification& | 12- WA Space/ Water Electrification
12- WA Space/ Water Electrification& | 12- WA Space/ Water Electrification
12- WA Space/ Water Electrification& | 12- WA Space/ Water Electrification
12- WA Space/ Water Electrification& | 12- WA Space/ Water Electrification
12- WA Space/ Water Electrification& | 12- WA Space/ Water Electrification
12- WA Space/ Water Electrification& | 12- WA Space/ Water Electrification
12- WA Space/ Water Electrification& | 12- WA Space/ Water Electrification
12- WA Space/ Water Electrification& | 12- WA Space/ Water Electrification
12- WA Space/ Water Electrification& | 12- WA Space/ Water Electrification
12- WA Space/ Water Electrification& | 12- WA Space/ Water Electrification
12- WA Space/ Water Electrification& | 12- WA Space/ Water Electrification
12- WA Space/ Water Electrification& | 12- WA Space/ Water Electrification
12- WA Space/ Water Electrification& | 12- WA Space/ Water Electrification
12- WA Space/ Water Electrification& | 12- WA Space/ Water Electrification
12- WA Space/ Water Electrification& | 12- WA Space/ Water Electrification
12- WA Space/ Water Electrification& | 12- WA Space/ Water Electrification
12- WA Space/ Water Electrification& | 12- WA Space/ Water Electrification
12- WA Space/ Water Electrification& | 12- WA Space/ Water Electrification
12- WA Space/ Water Electrification& | 12- WA Space/ Water Electrification
12- WA Space/ Water Electrification& | 12- WA Space/ Water Electrification
12- WA Space/ Water Electrification& | 12- WA Space/ Water Electrification
12- WA Space/ Water Electrification& | 12- WA Space/ Water Electrification
12- WA Space/ Water Electrification& | 12- WA Space/ Water Electrification
12- WA Space/ Water Electrification& | 12- WA Space/ Water Electrification
12- WA Space/ Water Electrification& | 12- WA Space/ Water Electrification
13- WA Space/ Water Electrification w/NG Backup& | 13- WA Space/ Water Electrification w/NG Backup
13- WA Space/ Water Electrification w/NG Backup& | 13- WA Space/ Water Electrification w/NG Backup
13- WA Space/ Water Electrification w/NG Backup& | 13- WA Space/ Water Electrification w/NG Backup
13- WA Space/ Water Electrification w/NG Backup& | 13- WA Space/ Water Electrification w/NG Backup
13- WA Space/ Water Electrification w/NG Backup& | 13- WA Space/ Water Electrification w/NG Backup
13- WA Space/ Water Electrification w/NG Backup& | 13- WA Space/ Water Electrification w/NG Backup
13- WA Space/ Water Electrification w/NG Backup& | 13- WA Space/ Water Electrification w/NG Backup
13- WA Space/ Water Electrification w/NG Backup& | 13- WA Space/ Water Electrification w/NG Backup
13- WA Space/ Water Electrification w/NG Backup& | 13- WA Space/ Water Electrification w/NG Backup
13- WA Space/ Water Electrification w/NG Backup& | 13- WA Space/ Water Electrification w/NG Backup
13- WA Space/ Water Electrification w/NG Backup& | 13- WA Space/ Water Electrification w/NG Backup
13- WA Space/ Water Electrification w/NG Backup& | 13- WA Space/ Water Electrification w/NG Backup
13- WA Space/ Water Electrification w/NG Backup& | 13- WA Space/ Water Electrification w/NG Backup
13- WA Space/ Water Electrification w/NG Backup& | 13- WA Space/ Water Electrification w/NG Backup
13- WA Space/ Water Electrification w/NG Backup& | 13- WA Space/ Water Electrification w/NG Backup
13- WA Space/ Water Electrification w/NG Backup& | 13- WA Space/ Water Electrification w/NG Backup
13- WA Space/ Water Electrification w/NG Backup& | 13- WA Space/ Water Electrification w/NG Backup
13- WA Space/ Water Electrification w/NG Backup& | 13- WA Space/ Water Electrification w/NG Backup
13- WA Space/ Water Electrification w/NG Backup& | 13- WA Space/ Water Electrification w/NG Backup
13- WA Space/ Water Electrification w/NG Backup& | 13- WA Space/ Water Electrification w/NG Backup
13- WA Space/ Water Electrification w/NG Backup& | 13- WA Space/ Water Electrification w/NG Backup
13- WA Space/ Water Electrification w/NG Backup& | 13- WA Space/ Water Electrification w/NG Backup
13- WA Space/ Water Electrification w/NG Backup& | 13- WA Space/ Water Electrification w/NG Backup
13- WA Space/ Water Electrification w/NG Backup& | 13- WA Space/ Water Electrification w/NG Backup
13- WA Space/ Water Electrification w/NG Backup& | 13- WA Space/ Water Electrification w/NG Backup
14- Combined Electrification& | 14- Combined Electrification
14- Combined Electrification& | 14- Combined Electrification
14- Combined Electrification& | 14- Combined Electrification
14- Combined Electrification& | 14- Combined Electrification
14- Combined Electrification& | 14- Combined Electrification
14- Combined Electrification& | 14- Combined Electrification
14- Combined Electrification& | 14- Combined Electrification
14- Combined Electrification& | 14- Combined Electrification
14- Combined Electrification& | 14- Combined Electrification
14- Combined Electrification& | 14- Combined Electrification
14- Combined Electrification& | 14- Combined Electrification
14- Combined Electrification& | 14- Combined Electrification
14- Combined Electrification& | 14- Combined Electrification
14- Combined Electrification& | 14- Combined Electrification
14- Combined Electrification& | 14- Combined Electrification
14- Combined Electrification& | 14- Combined Electrification
14- Combined Electrification& | 14- Combined Electrification
14- Combined Electrification& | 14- Combined Electrification
14- Combined Electrification& | 14- Combined Electrification
14- Combined Electrification& | 14- Combined Electrification
14- Combined Electrification& | 14- Combined Electrification
14- Combined Electrification& | 14- Combined Electrification
14- Combined Electrification& | 14- Combined Electrification
14- Combined Electrification& | 14- Combined Electrification
14- Combined Electrification& | 14- Combined Electrification
15- Clean Portfolio by 2045& | 15- Clean Portfolio by 2045 |  | 652.8257 | 320.49 | 973.3157 | 428.5799 | 129.9248 | 558.5047 | 0.11376 | 0.10376 | 1.4235e-13 | 5.8362e-13 | 0 | 5.8265e-13 | 2.6469 | 3.019 | 0 | 0 | 0 | 0 | 0 | 0 | 5738.5365 | 3474.4803 | 660.334 | 324.2457 | 984.5797 | 440.5762 | 133.6804 | 574.2566 | 0.11507 | 0.10498 | 2.5622e-13 | 1.5658e-13 | 2.558e-13 | -1.5632e-13 | 2.7009 | 3.0729 | 0 | 0 | 0 | 0 | 0 | 0 | 5738.5365 | 3474.4803 | 641.8795 | 314.6226 | 956.5021 | 417.1467 | 124.0573 | 541.204 | 0.11185 | 0.10186 | 4.2704e-13 | 2.4199e-13 | -4.2633e-13 | 2.4158e-13 | 2.6454 | 3.0175 | 0 | 0 | 0 | 0 | 0 | 0 | 5738.5365 | 3474.4803 | 649.8802 | 318.8973 | 968.7775 | 435.043 | 128.332 | 563.375 | 0.11325 | 0.10325 | 5.9785e-13 | 4.5551e-13 | -5.9686e-13 | 4.5475e-13 | 2.7648 | 3.1368 | 0 | 0 | 0 | 0 | 0 | 0 | 5738.5365 | 3474.4803
15- Clean Portfolio by 2045& | 15- Clean Portfolio by 2045 |  | 655.7912 | 320.6353 | 976.4264 | 429.356 | 125.6647 | 555.0207 | 0.11327 | 0.10352 | 6.4056e-13 | 2.2775e-13 | 6.3949e-13 | 2.2737e-13 | 2.6335 | 3.1476 | 0.01038 | 0 | 0.11416 | 0 | 0.99755 | 0 | 5789.4393 | 3485.2347 | 666.7965 | 326.1794 | 992.9759 | 439.4222 | 131.2088 | 570.631 | 0.11517 | 0.1053 | 2.5622e-13 | 7.1173e-14 | 2.558e-13 | 0 | 2.6069 | 3.1209 | 0.01038 | 0 | 0.11416 | 0 | 0.99329 | 0 | 5789.4393 | 3485.2347 | 649.6689 | 317.499 | 967.1679 | 416.1012 | 122.5284 | 538.6296 | 0.11222 | 0.1025 | 2.8469e-13 | 3.9857e-13 | 2.8422e-13 | -3.979e-13 | 2.5426 | 3.0566 | 0.01038 | 0 | 0.11416 | 0 | 0.9767 | 0 | 5789.4393 | 3485.2347 | 660.463 | 323.3229 | 983.7859 | 434.8987 | 128.3523 | 563.251 | 0.11408 | 0.10438 | 8.5408e-13 | 5.9785e-13 | -8.5265e-13 | -5.9686e-13 | 2.631 | 3.1451 | 0.01038 | 0 | 0.11416 | 0 | 0.98768 | 0 | 5789.4393 | 3485.2347
15- Clean Portfolio by 2045& | 15- Clean Portfolio by 2045 |  | 683.4188 | 330.4671 | 1013.886 | 423.1369 | 127.9539 | 551.0908 | 0.11734 | 0.10641 | 2.2775e-13 | 4.2704e-14 | 2.2737e-13 | 0 | 2.3667 | 2.8187 | 0.45467 | 0 | 0.55976 | 0 | 1.9995 | 0 | 5824.1075 | 3496.5535 | 690.8174 | 333.9428 | 1024.7603 | 436.9562 | 131.4296 | 568.3858 | 0.11861 | 0.10753 | 5.9785e-13 | 4.5551e-13 | 5.9686e-13 | 4.5475e-13 | 2.4343 | 2.8863 | 0.45467 | 0 | 0.55976 | 0 | 2.0076 | 0 | 5824.1075 | 3496.5535 | 672.655 | 324.7934 | 997.4485 | 408.3793 | 122.2802 | 530.6595 | 0.11549 | 0.10459 | 5.8362e-13 | 1.4235e-14 | 5.8265e-13 | 0 | 2.3248 | 2.7768 | 0.45467 | 0 | 0.55976 | 0 | 2.0209 | 0 | 5824.1075 | 3496.5535 | 681.6729 | 329.5215 | 1011.1944 | 433.6367 | 127.0082 | 560.6449 | 0.11704 | 0.10611 | 5.1245e-13 | 3.701e-13 | -5.1159e-13 | 3.6948e-13 | 2.5132 | 2.9651 | 0.45467 | 0 | 0.55976 | 0 | 2.0005 | 0 | 5824.1075 | 3496.5535
15- Clean Portfolio by 2045& | 15- Clean Portfolio by 2045 |  | 694.089 | 341.1547 | 1035.2437 | 315.1796 | 130.7438 | 445.9234 | 0.11982 | 0.11082 | 7.402e-13 | 6.4056e-13 | -7.3896e-13 | -6.3949e-13 | 1.3487 | 1.4833 | 1.4308 | 0 | 1.5898 | 0 | 2.9508 | 0 | 5792.5735 | 3470.8329 | 706.5467 | 347.3389 | 1053.8856 | 323.91 | 136.928 | 460.838 | 0.12197 | 0.11283 | 4.5551e-13 | 3.1316e-13 | -4.5475e-13 | -3.1264e-13 | 1.2913 | 1.4259 | 1.4308 | 0 | 1.5898 | 0 | 3.019 | 0 | 5792.5735 | 3470.8329 | 661.8057 | 323.9422 | 985.7479 | 289.2634 | 113.5314 | 402.7948 | 0.11425 | 0.10523 | 1.8505e-13 | 1.8505e-13 | -1.8474e-13 | 1.8474e-13 | 1.4432 | 1.5777 | 1.4308 | 0 | 1.5898 | 0 | 3.0145 | 0 | 5792.5735 | 3470.8329 | 692.921 | 340.477 | 1033.398 | 312.1719 | 130.0661 | 442.238 | 0.11962 | 0.1106 | 5.4091e-13 | 3.4163e-13 | 5.4001e-13 | -3.4106e-13 | 1.3225 | 1.457 | 1.4308 | 0 | 1.5898 | 0 | 3.0048 | 0 | 5792.5735 | 3470.8329
15- Clean Portfolio by 2045& | 15- Clean Portfolio by 2045 |  | 712.3819 | 344.7878 | 1057.1697 | 318.1222 | 126.0624 | 444.1845 | 0.12218 | 0.11127 | 4.8398e-13 | 3.8433e-13 | -4.8317e-13 | 3.8369e-13 | 1.6067 | 1.5073 | 3.1284 | 0 | 3.3426 | 0 | 4.2073 | 0 | 5830.3869 | 3490.0366 | 727.056 | 352.2989 | 1079.355 | 325.4439 | 133.5735 | 459.0174 | 0.1247 | 0.11369 | 5.1245e-13 | 5.9785e-13 | 5.1159e-13 | 5.9686e-13 | 1.5039 | 1.4045 | 3.1284 | 0 | 3.3426 | 0 | 4.175 | 0 | 5830.3869 | 3490.0366 | 683.9424 | 329.6876 | 1013.63 | 294.8403 | 110.9621 | 405.8024 | 0.11731 | 0.10639 | 1.1388e-13 | 4.4127e-13 | -1.1369e-13 | 4.4054e-13 | 1.6841 | 1.5848 | 3.1284 | 0 | 3.3426 | 0 | 4.1998 | 0 | 5830.3869 | 3490.0366 | 715.2944 | 346.2868 | 1061.5812 | 313.2409 | 127.5613 | 440.8023 | 0.12268 | 0.11175 | 4.5551e-13 | 4.6974e-13 | -4.5475e-13 | -4.6896e-13 | 1.5046 | 1.4052 | 3.1284 | 0 | 3.3426 | 0 | 4.1748 | 0 | 5830.3869 | 3490.0366
15- Clean Portfolio by 2045& | 15- Clean Portfolio by 2045 |  | 741.6665 | 354.8915 | 1096.558 | 320.7449 | 127.5217 | 448.2665 | 0.12635 | 0.11382 | 0 | 2.7046e-13 | 0 | -2.7001e-13 | 1.5744 | 1.4197 | 3.7086 | 0 | 3.9785 | 0 | 5.2623 | 0 | 5869.8733 | 3507.5539 | 755.8872 | 362.134 | 1118.0213 | 327.2342 | 134.7642 | 461.9984 | 0.12877 | 0.11614 | 6.5479e-13 | 6.975e-13 | 6.537e-13 | -6.9633e-13 | 1.467 | 1.3123 | 3.7086 | 0 | 3.9785 | 0 | 5.4174 | 0 | 5869.8733 | 3507.5539 | 710.7411 | 338.4215 | 1049.1626 | 295.854 | 111.0517 | 406.9057 | 0.12108 | 0.10854 | 2.1352e-13 | 3.1316e-13 | 2.1316e-13 | 3.1264e-13 | 1.6603 | 1.5056 | 3.7086 | 0 | 3.9785 | 0 | 5.2937 | 0 | 5869.8733 | 3507.5539 | 742.6662 | 355.3483 | 1098.0145 | 314.2736 | 127.9784 | 442.252 | 0.12652 | 0.11397 | 2.8469e-13 | 3.274e-13 | -2.8422e-13 | 3.2685e-13 | 1.4798 | 1.3251 | 3.7086 | 0 | 3.9785 | 0 | 5.3841 | 0 | 5869.8733 | 3507.5539
15- Clean Portfolio by 2045& | 15- Clean Portfolio by 2045 |  | 761.2723 | 362.7847 | 1124.0571 | 321.1103 | 126.4101 | 447.5203 | 0.12891 | 0.11554 | 3.9857e-13 | 6.1209e-13 | -3.979e-13 | 6.1107e-13 | 1.6112 | 1.4388 | 3.871 | 0 | 4.1991 | 0 | 6.5825 | 0 | 5905.4157 | 3527.2168 | 776.9977 | 370.9225 | 1147.9202 | 325.8436 | 134.5479 | 460.3915 | 0.13157 | 0.11814 | 1.4235e-13 | 8.5408e-13 | 0 | -8.5265e-13 | 1.4662 | 1.2937 | 3.871 | 0 | 4.1991 | 0 | 6.622 | 0 | 5905.4157 | 3527.2168 | 731.8128 | 347.0154 | 1078.8282 | 299.0147 | 110.6407 | 409.6555 | 0.12392 | 0.11052 | 2.7046e-13 | 1.2811e-13 | -2.7001e-13 | -1.279e-13 | 1.7078 | 1.5354 | 3.871 | 0 | 4.1991 | 0 | 6.5014 | 0 | 5905.4157 | 3527.2168 | 764.784 | 364.5457 | 1129.3297 | 314.0095 | 128.171 | 442.1805 | 0.12951 | 0.1161 | 9.1101e-13 | 2.8469e-13 | -9.0949e-13 | -2.8422e-13 | 1.4787 | 1.3062 | 3.871 | 0 | 4.1991 | 0 | 6.622 | 0 | 5905.4157 | 3527.2168
15- Clean Portfolio by 2045& | 15- Clean Portfolio by 2045 |  | 789.9192 | 373.5259 | 1163.4451 | 326.5306 | 128.0287 | 454.5593 | 0.13298 | 0.11844 | 3.701e-13 | 3.701e-13 | -3.6948e-13 | -3.6948e-13 | 1.4888 | 1.4836 | 18.1081 | 0 | 27.2283 | 0 | 552.3488 | 0 | 5940.0602 | 3544.9233 | 813.3758 | 388.9205 | 1202.2963 | 333.1787 | 143.4234 | 476.6021 | 0.13693 | 0.12332 | 7.402e-13 | 5.8362e-13 | -7.3896e-13 | -5.8265e-13 | 1.2789 | 1.2738 | 18.1081 | 0 | 27.2283 | 0 | 529.9886 | 0 | 5940.0602 | 3544.9233 | 763.4911 | 357.9458 | 1121.4368 | 307.2242 | 112.4486 | 419.6728 | 0.12853 | 0.1135 | 5.6938e-13 | 1.9928e-13 | 5.6843e-13 | -1.9895e-13 | 1.5854 | 1.5802 | 18.1081 | 0 | 27.2283 | 0 | 542.9498 | 0 | 5940.0602 | 3544.9233 | 788.1188 | 372.5811 | 1160.7 | 314.699 | 127.084 | 441.783 | 0.13268 | 0.11814 | 5.1245e-13 | 7.2596e-13 | 5.1159e-13 | 7.2475e-13 | 1.3601 | 1.3549 | 18.1081 | 0 | 27.2283 | 0 | 555.1901 | 0 | 5940.0602 | 3544.9233
15- Clean Portfolio by 2045& | 15- Clean Portfolio by 2045 |  | 826.6557 | 389.6326 | 1216.2883 | 330.9077 | 134.5186 | 465.4263 | 0.1381 | 0.1227 | 1.9928e-13 | 3.1316e-13 | 0 | -3.1264e-13 | 1.4187 | 1.3684 | 17.486 | 0.22768 | 26.5586 | 0.22768 | 547.3983 | 0 | 5985.7388 | 3566.6842 | 838.7283 | 399.3328 | 1238.0612 | 331.2162 | 144.2189 | 475.4351 | 0.14012 | 0.12576 | 1.9928e-13 | 6.4056e-13 | 0 | 6.3949e-13 | 1.2723 | 1.222 | 17.486 | 0.22768 | 26.5586 | 0.22768 | 546.4312 | 0 | 5985.7388 | 3566.6842 | 795.3576 | 371.4597 | 1166.8173 | 310.3555 | 116.3458 | 426.7013 | 0.13288 | 0.11698 | 3.274e-13 | 4.9821e-13 | 3.2685e-13 | 4.9738e-13 | 1.5514 | 1.501 | 17.486 | 0.22768 | 26.5586 | 0.22768 | 546.3519 | 0 | 5985.7388 | 3566.6842 | 823.4241 | 387.8816 | 1211.3057 | 316.1792 | 132.7677 | 448.9469 | 0.13756 | 0.12215 | 5.4091e-13 | 4.8398e-13 | -5.4001e-13 | -4.8317e-13 | 1.2765 | 1.2262 | 17.486 | 0.22768 | 26.5586 | 0.22768 | 543.5537 | 0 | 5985.7388 | 3566.6842
15- Clean Portfolio by 2045& | 15- Clean Portfolio by 2045 |  | 854.9898 | 401.4345 | 1256.4243 | 327.7781 | 136.3614 | 464.1395 | 0.14165 | 0.12557 | 4.4127e-13 | 6.4056e-13 | 4.4054e-13 | -6.3949e-13 | 1.2179 | 1.2554 | 58.1475 | 9.5834 | 58.1061 | 7.6218 | 1246.6295 | 149.9309 | 6036.0431 | 3588.8647 | 856.1292 | 408.6903 | 1264.8195 | 317.6443 | 143.6173 | 461.2615 | 0.14184 | 0.12784 | 3.5586e-13 | 5.5515e-13 | 3.5527e-13 | 5.5422e-13 | 1.0812 | 1.1187 | 58.1475 | 9.5834 | 58.1061 | 7.6218 | 1258.9598 | 151.5561 | 6036.0431 | 3588.8647 | 830.1191 | 385.1141 | 1215.2332 | 312.24 | 120.041 | 432.281 | 0.13753 | 0.12046 | 6.2632e-13 | 1.8505e-13 | -6.2528e-13 | -1.8474e-13 | 1.3294 | 1.3669 | 58.1475 | 9.5834 | 58.1061 | 7.6218 | 1238.7087 | 149.1306 | 6036.0431 | 3588.8647 | 850.3049 | 399.2196 | 1249.5245 | 312.7475 | 134.1465 | 446.894 | 0.14087 | 0.12488 | 4.4127e-13 | 1.8505e-13 | -4.4054e-13 | 1.8474e-13 | 1.0944 | 1.1319 | 58.1475 | 9.5834 | 58.1061 | 7.6218 | 1259.1551 | 151.5136 | 6036.0431 | 3588.8647
15- Clean Portfolio by 2045& | 15- Clean Portfolio by 2045 |  | 882.3809 | 413.1021 | 1295.483 | 326.2303 | 137.607 | 463.8373 | 0.14509 | 0.12818 | 3.9857e-13 | 2.8469e-14 | 3.979e-13 | 0 | 1.1707 | 1.197 | 57.4093 | 10.3097 | 57.4415 | 8.3712 | 1237.179 | 148.5482 | 6081.5586 | 3613.3457 | 891.0855 | 424.2178 | 1315.3034 | 319.6439 | 148.7228 | 468.3667 | 0.14652 | 0.13162 | 7.6867e-13 | 3.1316e-13 | 7.6739e-13 | 3.1264e-13 | 0.99371 | 1.02 | 57.4093 | 10.3097 | 57.4415 | 8.3712 | 1221.6087 | 147.3049 | 6081.5586 | 3613.3457 | 857.4251 | 396.7363 | 1254.1614 | 310.1206 | 121.2413 | 431.3619 | 0.14099 | 0.1231 | 8.5408e-14 | 4.2704e-13 | 0 | -4.2633e-13 | 1.273 | 1.2993 | 57.4093 | 10.3097 | 57.4415 | 8.3712 | 1229.4581 | 148.029 | 6081.5586 | 3613.3457 | 877.0509 | 410.9548 | 1288.0057 | 308.5551 | 135.4597 | 444.0148 | 0.14421 | 0.12751 | 1.5658e-13 | 5.8362e-13 | 1.5632e-13 | 5.8265e-13 | 1.0271 | 1.0534 | 57.4093 | 10.3097 | 57.4415 | 8.3712 | 1252.6632 | 150.1608 | 6081.5586 | 3613.3457
15- Clean Portfolio by 2045& | 15- Clean Portfolio by 2045 |  | 894.9902 | 416.0266 | 1311.0168 | 309.7757 | 129.7283 | 439.5041 | 0.14596 | 0.12804 | 3.5586e-13 | 5.2668e-13 | 3.5527e-13 | 5.258e-13 | 1.2188 | 1.1417 | 56.5716 | 10.4884 | 56.6239 | 8.5738 | 1245.6367 | 149.6038 | 6131.8413 | 3638.667 | 902.7858 | 427.1476 | 1329.9334 | 302.6279 | 140.8494 | 443.4772 | 0.14723 | 0.13146 | 4.9821e-13 | 2.4199e-13 | 4.9738e-13 | 2.4158e-13 | 1.0524 | 0.97527 | 56.5716 | 10.4884 | 56.6239 | 8.5738 | 1251.8006 | 150.1856 | 6131.8413 | 3638.667 | 868.5009 | 398.8906 | 1267.3915 | 292.5266 | 112.5924 | 405.119 | 0.14164 | 0.12277 | 4.2704e-14 | 9.9642e-14 | 0 | 0 | 1.3245 | 1.2474 | 56.5716 | 10.4884 | 56.6239 | 8.5738 | 1247.7388 | 149.3908 | 6131.8413 | 3638.667 | 892.1982 | 415.2443 | 1307.4425 | 291.3444 | 128.946 | 420.2904 | 0.1455 | 0.1278 | 4.8398e-13 | 6.8326e-13 | -4.8317e-13 | -6.8212e-13 | 1.0455 | 0.96838 | 56.5716 | 10.4884 | 56.6239 | 8.5738 | 1244.7862 | 149.3776 | 6131.8413 | 3638.667
15- Clean Portfolio by 2045& | 15- Clean Portfolio by 2045 |  | 926.1596 | 430.433 | 1356.5926 | 311.8599 | 133.0268 | 444.8867 | 0.14977 | 0.13147 | 6.8326e-13 | 3.5586e-13 | -6.8212e-13 | 3.5527e-13 | 1.1923 | 1.0973 | 55.8398 | 10.664 | 55.9108 | 8.7729 | 1230.9156 | 147.8874 | 6184.0331 | 3665.2416 | 936.9655 | 442.7082 | 1379.6737 | 307.7621 | 145.302 | 453.064 | 0.15151 | 0.13522 | 0 | 4.4127e-13 | 0 | 4.4054e-13 | 1.033 | 0.93795 | 55.8398 | 10.664 | 55.9108 | 8.7729 | 1239.6331 | 148.648 | 6184.0331 | 3665.2416 | 901.34 | 414.1355 | 1315.4755 | 295.8316 | 116.7293 | 412.5609 | 0.14575 | 0.1265 | 2.2775e-13 | 2.8469e-13 | 2.2737e-13 | -2.8422e-13 | 1.2913 | 1.1962 | 55.8398 | 10.664 | 55.9108 | 8.7729 | 1242.3896 | 148.9806 | 6184.0331 | 3665.2416 | 921.9373 | 429.0149 | 1350.9522 | 292.8797 | 131.6087 | 424.4884 | 0.14908 | 0.13104 | 2.1352e-13 | 3.274e-13 | -2.1316e-13 | 3.2685e-13 | 1.0316 | 0.93658 | 55.8398 | 10.664 | 55.9108 | 8.7729 | 1256.0006 | 150.6236 | 6184.0331 | 3665.2416
15- Clean Portfolio by 2045& | 15- Clean Portfolio by 2045 |  | 970.4449 | 452.1167 | 1422.5616 | 332.5628 | 143.1402 | 475.703 | 0.15548 | 0.13698 | 1.7082e-13 | 4.2704e-14 | 1.7053e-13 | 0 | 1.2376 | 1.1141 | 126.8666 | 49.9646 | 122.8861 | 45.8504 | 1256.3066 | 151.1327 | 6241.5243 | 3692.7766 | 982.293 | 465.6684 | 1447.9614 | 326.6693 | 156.6919 | 483.3612 | 0.15738 | 0.14109 | 5.1245e-13 | 2.7046e-13 | -5.1159e-13 | 2.7001e-13 | 1.0503 | 0.92683 | 126.8666 | 49.9646 | 122.8861 | 45.8504 | 1247.0831 | 150.1109 | 6241.5243 | 3692.7766 | 944.0078 | 435.0095 | 1379.0173 | 315.9905 | 126.0329 | 442.0235 | 0.15125 | 0.1318 | 3.274e-13 | 1.4235e-13 | -3.2685e-13 | -1.4211e-13 | 1.346 | 1.2225 | 126.8666 | 49.9646 | 122.8861 | 45.8504 | 1256.3066 | 151.1327 | 6241.5243 | 3692.7766 | 967.7386 | 451.8737 | 1419.6123 | 311.621 | 142.8971 | 454.5181 | 0.15505 | 0.13691 | 6.5479e-13 | 5.1245e-13 | -6.537e-13 | -5.1159e-13 | 1.0462 | 0.92272 | 126.8666 | 49.9646 | 122.8861 | 45.8504 | 1249.9333 | 150.3744 | 6241.5243 | 3692.7766
15- Clean Portfolio by 2045& | 15- Clean Portfolio by 2045 |  | 1005.3912 | 468.1492 | 1473.5404 | 337.4114 | 147.0958 | 484.5073 | 0.15971 | 0.14054 | 5.9785e-13 | 5.5515e-13 | 5.9686e-13 | 5.5422e-13 | 1.2238 | 1.0661 | 126.2628 | 49.7631 | 122.2772 | 45.6648 | 1240.6578 | 147.9805 | 6295.2166 | 3722.8465 | 1018.0348 | 482.5616 | 1500.5963 | 332.9841 | 161.5082 | 494.4922 | 0.16172 | 0.14486 | 1.4235e-14 | 2.7046e-13 | 0 | -2.7001e-13 | 1.0513 | 0.89364 | 126.2628 | 49.7631 | 122.2772 | 45.6648 | 1240.6605 | 147.9805 | 6295.2166 | 3722.8465 | 977.7231 | 450.4193 | 1428.1424 | 320.6716 | 129.3659 | 450.0375 | 0.15531 | 0.13521 | 1.5658e-13 | 2.2775e-13 | -1.5632e-13 | 2.2737e-13 | 1.3365 | 1.1788 | 126.2628 | 49.7631 | 122.2772 | 45.6648 | 1244.9613 | 148.8333 | 6295.2166 | 3722.8465 | 999.548 | 466.6798 | 1466.2278 | 315.5962 | 145.6264 | 461.2226 | 0.15878 | 0.1401 | 4.8398e-13 | 8.5408e-14 | 4.8317e-13 | 0 | 1.0609 | 0.90325 | 126.2628 | 49.7631 | 122.2772 | 45.6648 | 1253.9649 | 150.1964 | 6295.2166 | 3722.8465
15- Clean Portfolio by 2045& | 15- Clean Portfolio by 2045 |  | 1050.2182 | 490.0585 | 1540.2767 | 350.1202 | 156.4735 | 506.5938 | 0.16526 | 0.14571 | 3.9857e-13 | 3.701e-13 | -3.979e-13 | -3.6948e-13 | 1.2082 | 1.0119 | 172.8003 | 75.6953 | 166.149 | 70.1377 | 1239.7218 | 148.9549 | 6354.8483 | 3754.4066 | 1064.3591 | 505.5631 | 1569.9222 | 349.2501 | 171.9781 | 521.2282 | 0.16749 | 0.15032 | 8.5408e-14 | 8.1137e-13 | 0 | -8.1002e-13 | 1.0609 | 0.86457 | 172.8003 | 75.6953 | 166.149 | 70.1377 | 1243.7857 | 149.3643 | 6354.8483 | 3754.4066 | 1022.2625 | 472.1174 | 1494.38 | 331.3229 | 138.5325 | 469.8554 | 0.16086 | 0.14038 | 2.7046e-13 | 1.7082e-13 | 2.7001e-13 | -1.7053e-13 | 1.3008 | 1.1045 | 172.8003 | 75.6953 | 166.149 | 70.1377 | 1238.2699 | 148.9984 | 6354.8483 | 3754.4066 | 1044.3737 | 488.3047 | 1532.6784 | 328.867 | 154.7197 | 483.5867 | 0.16434 | 0.14519 | 2.4199e-13 | 5.9785e-13 | 2.4158e-13 | -5.9686e-13 | 1.0561 | 0.85978 | 172.8003 | 75.6953 | 166.149 | 70.1377 | 1241.9192 | 149.164 | 6354.8483 | 3754.4066
15- Clean Portfolio by 2045& | 15- Clean Portfolio by 2045 |  | 1091.7621 | 509.6865 | 1601.4486 | 361.0436 | 163.1496 | 524.1933 | 0.17011 | 0.15009 | 1.1388e-13 | 6.975e-13 | 0 | 6.9633e-13 | 1.2239 | 0.988 | 172.0932 | 75.5115 | 165.4567 | 69.9763 | 1260.3273 | 151.2688 | 6417.8156 | 3787.7264 | 1110.5159 | 527.3619 | 1637.8777 | 361.0793 | 180.825 | 541.9043 | 0.17304 | 0.15529 | 1.4235e-13 | 3.4163e-13 | 0 | -3.4106e-13 | 1.0453 | 0.80941 | 172.0932 | 75.5115 | 165.4567 | 69.9763 | 1249.3634 | 149.6832 | 6417.8156 | 3787.7264 | 1066.4448 | 492.8983 | 1559.3431 | 345.5182 | 146.3615 | 491.8797 | 0.16617 | 0.14514 | 3.5586e-13 | 0 | 3.5527e-13 | 0 | 1.32 | 1.0841 | 172.0932 | 75.5115 | 165.4567 | 69.9763 | 1250.5135 | 149.6045 | 6417.8156 | 3787.7264 | 1089.472 | 509.9106 | 1599.3826 | 342.4587 | 163.3738 | 505.8325 | 0.16976 | 0.15015 | 9.9642e-14 | 3.8433e-13 | 0 | 3.8369e-13 | 1.0676 | 0.83167 | 172.0932 | 75.5115 | 165.4567 | 69.9763 | 1258.9354 | 151.0823 | 6417.8156 | 3787.7264
15- Clean Portfolio by 2045& | 15- Clean Portfolio by 2045 |  | 1132.0681 | 525.6108 | 1657.6789 | 371.2354 | 165.878 | 537.1134 | 0.17449 | 0.15324 | 2.5622e-13 | 5.4091e-13 | -2.558e-13 | -5.4001e-13 | 1.0904 | 0.97487 | 203.3091 | 92.9749 | 196.7003 | 87.4729 | 1080.4637 | 50.7833 | 6487.909 | 3823.0117 | 1145.81 | 540.5508 | 1686.3608 | 369.2826 | 180.818 | 550.1006 | 0.17661 | 0.1576 | 6.5479e-13 | 5.1245e-13 | 6.537e-13 | -5.1159e-13 | 0.94513 | 0.82957 | 203.3091 | 92.9749 | 196.7003 | 87.4729 | 1079.9778 | 50.5129 | 6487.909 | 3823.0117 | 1108.0852 | 509.4694 | 1617.5546 | 357.8141 | 149.7365 | 507.5507 | 0.17079 | 0.14854 | 2.1352e-13 | 4.2704e-14 | -2.1316e-13 | 0 | 1.1897 | 1.0741 | 203.3091 | 92.9749 | 196.7003 | 87.4729 | 1073.1252 | 51.2413 | 6487.909 | 3823.0117 | 1129.7301 | 525.7748 | 1655.5049 | 353.0872 | 166.042 | 519.1292 | 0.17413 | 0.15329 | 4.8398e-13 | 2.7046e-13 | 4.8317e-13 | 2.7001e-13 | 0.94386 | 0.8283 | 203.3091 | 92.9749 | 196.7003 | 87.4729 | 1446.6622 | 255.8197 | 6487.909 | 3823.0117
15- Clean Portfolio by 2045& | 15- Clean Portfolio by 2045 |  | 1174.9065 | 537.247 | 1712.1535 | 377.3891 | 163.4895 | 540.8785 | 0.17921 | 0.15485 | 5.2668e-13 | 5.4091e-13 | -5.258e-13 | 5.4001e-13 | 1.1172 | 0.9237 | 271.8652 | 118.9587 | 263.9325 | 111.9836 | 1479.4386 | 48.7168 | 6556.0115 | 3861.5133 | 1190.066 | 557.0142 | 1747.0803 | 375.8086 | 183.2567 | 559.0652 | 0.18152 | 0.16054 | 4.4127e-13 | 8.2561e-13 | -4.4054e-13 | -8.2423e-13 | 0.96762 | 0.77412 | 271.8652 | 118.9587 | 263.9325 | 111.9836 | 1481.6575 | 51.0892 | 6556.0115 | 3861.5133 | 1148.9282 | 518.9359 | 1667.864 | 363.1998 | 145.1783 | 508.3781 | 0.17525 | 0.14957 | 1.4235e-14 | 3.4163e-13 | 0 | -3.4106e-13 | 1.2245 | 1.031 | 271.8652 | 118.9587 | 263.9325 | 111.9836 | 1481.0727 | 49.6209 | 6556.0115 | 3861.5133 | 1177.5825 | 540.7931 | 1718.3756 | 362.0108 | 167.0356 | 529.0464 | 0.17962 | 0.15587 | 2.7046e-13 | 3.4163e-13 | -2.7001e-13 | 3.4106e-13 | 0.95558 | 0.76208 | 271.8652 | 118.9587 | 263.9325 | 111.9836 | 1832.1998 | 256.4393 | 6556.0115 | 3861.5133
15- Clean Portfolio by 2045& | 15- Clean Portfolio by 2045 |  | 1269.8915 | 600.4611 | 1870.3526 | 394.0648 | 212.0221 | 606.087 | 0.19147 | 0.17103 | 5.1245e-13 | 3.701e-13 | -5.1159e-13 | -3.6948e-13 | 0.69684 | 0.5621 | 482.0651 | 250.6425 | 464.6727 | 240.333 | 1789.9944 | 372.4993 | 6632.367 | 3902.3193 | 1281.9165 | 615.7213 | 1897.6378 | 392.881 | 227.2823 | 620.1633 | 0.19328 | 0.17538 | 3.1316e-13 | 3.5586e-13 | 3.1264e-13 | 3.5527e-13 | 0.5798 | 0.44507 | 482.0651 | 250.6425 | 464.6727 | 240.333 | 1807.2823 | 386.1285 | 6632.367 | 3902.3193 | 1247.6925 | 584.8906 | 1832.5831 | 380.2857 | 196.4516 | 576.7373 | 0.18812 | 0.1666 | 2.9893e-13 | 9.9642e-14 | -2.9843e-13 | 0 | 0.77274 | 0.63801 | 482.0651 | 250.6425 | 464.6727 | 240.333 | 1791.1966 | 373.4203 | 6632.367 | 3902.3193 | 1265.1081 | 600.1261 | 1865.2342 | 379.4465 | 211.6872 | 591.1336 | 0.19075 | 0.17094 | 1.4235e-13 | 8.5408e-14 | -1.4211e-13 | 0 | 0.60589 | 0.47116 | 482.0651 | 250.6425 | 464.6727 | 240.333 | 2185.125 | 586.6685 | 6632.367 | 3902.3193
15- Clean Portfolio by 2045& | 15- Clean Portfolio by 2045 |  | 1348.7566 | 640.3813 | 1989.1379 | 438.6809 | 236.8887 | 675.5695 | 0.20087 | 0.18016 | 2.5622e-13 | 1.4235e-14 | -2.558e-13 | 0 | 0.65856 | 0.56835 | 543.0384 | 256.652 | 529.3386 | 250.0363 | 1815.6154 | 696.1715 | 6714.5015 | 3946.0841 | 1360.0814 | 655.6141 | 2015.6955 | 434.2463 | 252.1214 | 686.3677 | 0.20256 | 0.18445 | 2.1352e-13 | 3.701e-13 | -2.1316e-13 | -3.6948e-13 | 0.52437 | 0.43417 | 543.0384 | 256.652 | 529.3386 | 250.0363 | 1872.9737 | 733.4179 | 6714.5015 | 3946.0841 | 1323.6511 | 623.2226 | 1946.8737 | 422.9369 | 219.7299 | 642.6668 | 0.19713 | 0.17534 | 2.6334e-13 | 3.5586e-13 | 2.629e-13 | 3.5527e-13 | 0.73965 | 0.64944 | 543.0384 | 256.652 | 529.3386 | 250.0363 | 1827.3579 | 701.4566 | 6714.5015 | 3946.0841 | 1346.4123 | 640.9533 | 1987.3656 | 423.5858 | 237.4606 | 661.0464 | 0.20052 | 0.18032 | 1.5658e-13 | 5.9785e-13 | 1.5632e-13 | -5.9686e-13 | 0.5469 | 0.45669 | 543.0384 | 256.652 | 529.3386 | 250.0363 | 2848.1265 | 907.6715 | 6714.5015 | 3946.0841
15- Clean Portfolio by 2045& | 15- Clean Portfolio by 2045 |  | 1415.451 | 670.2398 | 2085.6908 | 475.8739 | 251.1125 | 726.9864 | 0.20795 | 0.18615 | 1.4235e-14 | 1.1388e-13 | 0 | 1.1369e-13 | 0.63191 | 0.61922 | 560.4177 | 263.4112 | 550.3525 | 256.7525 | 2290.7347 | 778.1383 | 6806.5624 | 3993.5459 | 1416.3684 | 682.1347 | 2098.5031 | 458.8796 | 263.0073 | 721.8869 | 0.20809 | 0.18945 | 1.4235e-14 | 3.701e-13 | 0 | -3.6948e-13 | 0.48326 | 0.47058 | 560.4177 | 263.4112 | 550.3525 | 256.7525 | 2524.2648 | 915.1979 | 6806.5624 | 3993.5459 | 1393.8002 | 653.4022 | 2047.2024 | 464.9594 | 234.2749 | 699.2342 | 0.20477 | 0.18147 | 7.829e-14 | 1.9928e-13 | 7.816e-14 | 1.9895e-13 | 0.7231 | 0.71042 | 560.4177 | 263.4112 | 550.3525 | 256.7525 | 2265.4813 | 763.731 | 6806.5624 | 3993.5459 | 1412.5224 | 671.004 | 2083.5264 | 457.2512 | 251.8767 | 709.1279 | 0.20752 | 0.18636 | 3.9857e-13 | 3.1316e-13 | 3.979e-13 | 3.1264e-13 | 0.49909 | 0.48641 | 560.4177 | 263.4112 | 550.3525 | 256.7525 | 3299.9686 | 984.7956 | 6806.5624 | 3993.5459
15- Clean Portfolio by 2045& | 15- Clean Portfolio by 2045 |  | 1643.4557 | 936.1316 | 2579.5873 | 585.6591 | 500.5698 | 1086.2289 | 0.23819 | 0.2562 | 2.1352e-13 | 3.1316e-13 | -2.1316e-13 | 3.1264e-13 | -0.082597 | 0 | 913.1726 | 472.6902 | 891.8807 | 457.2695 | 3208.1098 | 1447.4437 | 6899.7441 | 4045.6965 | 1621.7953 | 928.834 | 2550.6294 | 563.5685 | 493.2723 | 1056.8408 | 0.23505 | 0.2542 | 1.7082e-13 | 3.274e-13 | 1.7053e-13 | 3.2685e-13 | -0.082597 | 0 | 913.1726 | 472.6902 | 891.8807 | 457.2695 | 3806.7912 | 1753.9448 | 6899.7441 | 4045.6965 | 1631.3742 | 925.7287 | 2557.1028 | 573.6019 | 490.1669 | 1063.7688 | 0.23644 | 0.25335 | 3.9857e-13 | 4.6974e-13 | -3.979e-13 | -4.6896e-13 | -0.082597 | 0 | 913.1726 | 472.6902 | 891.8807 | 457.2695 | 3101.4211 | 1360.7407 | 6899.7441 | 4045.6965 | 1638.7492 | 933.8548 | 2572.604 | 581.0232 | 498.293 | 1079.3162 | 0.23751 | 0.25558 | 1.9217e-13 | 1.0676e-13 | 1.9185e-13 | 1.0658e-13 | -0.082597 | 0 | 913.1726 | 472.6902 | 891.8807 | 457.2695 | 4205.5929 | 1667.3772 | 6899.7441 | 4045.6965
15- Clean Portfolio by 2045& | 15- Clean Portfolio by 2045 |  | 10206.1963 | 4881.358 | 15087.5542 | 4276.4596 | 1750.1359 | 6026.5955 |  |  | 4.3049e-12 | 4.4554e-12 | -7.008e-13 | 7.0625e-13 | 18.178 | 18.687 | [8 empty] | 10335.6298 | 4991.2612 | 15326.891 | 4301.4901 | 1860.0392 | 6161.5293 |  |  | 4.4261e-12 | 5.1803e-12 | 1.7244e-12 | -6.6541e-13 | 16.9986 | 17.5076 | [8 empty] | 9935.6075 | 4718.2112 | 14653.8186 | 4070.9113 | 1586.9891 | 5657.9004 |  |  | 3.4649e-12 | 2.8488e-12 | 2.4149e-13 | 9.685e-14 | 18.9352 | 19.4442 | [8 empty] | 10188.9596 | 4878.258 | 15067.2176 | 4176.2704 | 1747.0359 | 5923.3063 |  |  | 5.5667e-12 | 4.915e-12 | -2.6765e-12 | -1.4615e-13 | 17.279 | 17.7881
15- Clean Portfolio by 2045& | 15- Clean Portfolio by 2045 |  | 867.8855 | 415.087 | 1282.9726 | 363.6494 | 148.8231 | 512.4725 |  |  | 3.6607e-13 | 3.7886e-13 | -5.9593e-14 | 6.0056e-14 | 1.5458 | 1.5891 | [8 empty] | 878.8919 | 424.4327 | 1303.3246 | 365.7779 | 158.1687 | 523.9466 |  |  | 3.7638e-13 | 4.4051e-13 | 1.4663e-13 | -5.6584e-14 | 1.4455 | 1.4888 | [8 empty] | 844.8759 | 401.2138 | 1246.0898 | 346.1706 | 134.9499 | 481.1205 |  |  | 2.9464e-13 | 2.4225e-13 | 2.0535e-14 | 8.2357e-15 | 1.6102 | 1.6534 | [8 empty] | 866.4198 | 414.8234 | 1281.2432 | 355.1298 | 148.5595 | 503.6893 |  |  | 4.7336e-13 | 4.1795e-13 | -2.2759e-13 | -1.2428e-14 | 1.4693 | 1.5126
16- Social Cost Included for Idaho& | 16- Social Cost Included for Idaho
16- Social Cost Included for Idaho& | 16- Social Cost Included for Idaho
16- Social Cost Included for Idaho& | 16- Social Cost Included for Idaho
16- Social Cost Included for Idaho& | 16- Social Cost Included for Idaho
16- Social Cost Included for Idaho& | 16- Social Cost Included for Idaho
16- Social Cost Included for Idaho& | 16- Social Cost Included for Idaho
16- Social Cost Included for Idaho& | 16- Social Cost Included for Idaho
16- Social Cost Included for Idaho& | 16- Social Cost Included for Idaho
16- Social Cost Included for Idaho& | 16- Social Cost Included for Idaho
16- Social Cost Included for Idaho& | 16- Social Cost Included for Idaho
16- Social Cost Included for Idaho& | 16- Social Cost Included for Idaho
16- Social Cost Included for Idaho& | 16- Social Cost Included for Idaho
16- Social Cost Included for Idaho& | 16- Social Cost Included for Idaho
16- Social Cost Included for Idaho& | 16- Social Cost Included for Idaho
16- Social Cost Included for Idaho& | 16- Social Cost Included for Idaho
16- Social Cost Included for Idaho& | 16- Social Cost Included for Idaho
16- Social Cost Included for Idaho& | 16- Social Cost Included for Idaho
16- Social Cost Included for Idaho& | 16- Social Cost Included for Idaho
16- Social Cost Included for Idaho& | 16- Social Cost Included for Idaho
16- Social Cost Included for Idaho& | 16- Social Cost Included for Idaho
16- Social Cost Included for Idaho& | 16- Social Cost Included for Idaho
16- Social Cost Included for Idaho& | 16- Social Cost Included for Idaho
16- Social Cost Included for Idaho& | 16- Social Cost Included for Idaho
16- Social Cost Included for Idaho& | 16- Social Cost Included for Idaho
16- Social Cost Included for Idaho& | 16- Social Cost Included for Idaho
17- WA Maximum Customer Benefits& | 17- WA Maximum Customer Benefits
17- WA Maximum Customer Benefits& | 17- WA Maximum Customer Benefits
17- WA Maximum Customer Benefits& | 17- WA Maximum Customer Benefits
17- WA Maximum Customer Benefits& | 17- WA Maximum Customer Benefits
17- WA Maximum Customer Benefits& | 17- WA Maximum Customer Benefits
17- WA Maximum Customer Benefits& | 17- WA Maximum Customer Benefits
17- WA Maximum Customer Benefits& | 17- WA Maximum Customer Benefits
17- WA Maximum Customer Benefits& | 17- WA Maximum Customer Benefits
17- WA Maximum Customer Benefits& | 17- WA Maximum Customer Benefits
17- WA Maximum Customer Benefits& | 17- WA Maximum Customer Benefits
17- WA Maximum Customer Benefits& | 17- WA Maximum Customer Benefits
17- WA Maximum Customer Benefits& | 17- WA Maximum Customer Benefits
17- WA Maximum Customer Benefits& | 17- WA Maximum Customer Benefits
17- WA Maximum Customer Benefits& | 17- WA Maximum Customer Benefits
17- WA Maximum Customer Benefits& | 17- WA Maximum Customer Benefits
17- WA Maximum Customer Benefits& | 17- WA Maximum Customer Benefits
17- WA Maximum Customer Benefits& | 17- WA Maximum Customer Benefits
17- WA Maximum Customer Benefits& | 17- WA Maximum Customer Benefits
17- WA Maximum Customer Benefits& | 17- WA Maximum Customer Benefits
17- WA Maximum Customer Benefits& | 17- WA Maximum Customer Benefits
17- WA Maximum Customer Benefits& | 17- WA Maximum Customer Benefits
17- WA Maximum Customer Benefits& | 17- WA Maximum Customer Benefits
17- WA Maximum Customer Benefits& | 17- WA Maximum Customer Benefits
17- WA Maximum Customer Benefits& | 17- WA Maximum Customer Benefits
17- WA Maximum Customer Benefits& | 17- WA Maximum Customer Benefits
18- National GHG Pricing& | 18- National GHG Pricing | [67 empty] | 649.8823 | 319.8286 | 969.7109 | 435.048 | 129.2638 | 564.3118 | 0.11325 | 0.10353 | 6.5479e-13 | 1.7082e-13 | 6.537e-13 | 1.7053e-13 | 2.7181 | 3.1368 | 0 | 0 | 0 | 0 | 0 | 0 | 5738.6831 | 3474.9427
18- National GHG Pricing& | 18- National GHG Pricing | [67 empty] | 660.4642 | 323.7027 | 984.1669 | 434.9063 | 128.7334 | 563.6397 | 0.11407 | 0.10447 | 2.5622e-13 | 5.6938e-13 | -2.558e-13 | -5.6843e-13 | 2.6458 | 3.1451 | 0.01038 | 0 | 0.11416 | 0 | 0.98768 | 0 | 5789.7873 | 3486.3112
18- National GHG Pricing& | 18- National GHG Pricing | [67 empty] | 681.669 | 329.9677 | 1011.6367 | 433.6439 | 127.4572 | 561.1011 | 0.11703 | 0.10619 | 5.1245e-13 | 3.1316e-13 | -5.1159e-13 | -3.1264e-13 | 2.4904 | 2.9651 | 0.45467 | 0 | 0.55976 | 0 | 2.0005 | 0 | 5824.7358 | 3498.4602
18- National GHG Pricing& | 18- National GHG Pricing | [67 empty] | 692.7642 | 340.3301 | 1033.0942 | 312.0309 | 129.9094 | 441.9403 | 0.11957 | 0.11045 | 8.5408e-14 | 2.9893e-13 | 0 | 2.9843e-13 | 1.3942 | 1.457 | 1.4308 | 0 | 1.5898 | 0 | 3.0048 | 0 | 5793.582 | 3473.7468
18- National GHG Pricing& | 18- National GHG Pricing | [67 empty] | 715.2682 | 346.2462 | 1061.5143 | 313.2396 | 127.5275 | 440.7671 | 0.12265 | 0.11159 | 1.1388e-13 | 3.701e-13 | 0 | -3.6948e-13 | 1.6299 | 1.4052 | 3.1284 | 0 | 3.3426 | 0 | 4.1748 | 0 | 5831.8966 | 3494.1361
18- National GHG Pricing& | 18- National GHG Pricing | [67 empty] | 742.6228 | 355.2399 | 1097.8627 | 314.2648 | 127.8792 | 442.144 | 0.12647 | 0.11374 | 3.701e-13 | 2.9893e-13 | 3.6948e-13 | 2.9843e-13 | 1.6125 | 1.3251 | 3.7086 | 0 | 3.9785 | 0 | 5.3841 | 0 | 5872.0315 | 3512.953
18- National GHG Pricing& | 18- National GHG Pricing | [67 empty] | 764.7205 | 364.7153 | 1129.4358 | 313.9917 | 128.3523 | 442.344 | 0.12943 | 0.11591 | 6.8326e-13 | 6.975e-13 | 6.8212e-13 | -6.9633e-13 | 1.5765 | 1.3062 | 3.871 | 0 | 4.1991 | 0 | 6.622 | 0 | 5908.3464 | 3533.9842
18- National GHG Pricing& | 18- National GHG Pricing | [67 empty] | 784.5876 | 372.6039 | 1157.1915 | 313.3573 | 127.1215 | 440.4788 | 0.132 | 0.11784 | 9.1101e-13 | 1.7082e-13 | 9.0949e-13 | 1.7053e-13 | 1.6087 | 1.3549 | 3.4343 | 0 | 3.8206 | 0 | 7.862 | 0 | 5943.8753 | 3553.2086
18- National GHG Pricing& | 18- National GHG Pricing | [67 empty] | 819.2877 | 387.2083 | 1206.496 | 315.4556 | 132.1112 | 447.5668 | 0.13676 | 0.12156 | 8.1137e-13 | 2.9893e-13 | -8.1002e-13 | -2.9843e-13 | 1.3226 | 1.2262 | 53.7199 | 0 | 43.0028 | 0 | 844.5537 | 0 | 5990.4856 | 3576.5013
18- National GHG Pricing& | 18- National GHG Pricing | [67 empty] | 861.0238 | 401.0249 | 1262.0487 | 323.3151 | 135.9702 | 459.2852 | 0.14251 | 0.125 | 5.1245e-13 | 5.2668e-13 | 5.1159e-13 | -5.258e-13 | 1.1318 | 1.1319 | 127.5919 | 12.9704 | 125.5563 | 12.9704 | 1722.8324 | 4.6219 | 6041.7324 | 3600.2136
18- National GHG Pricing& | 18- National GHG Pricing | [67 empty] | 886.9825 | 412.3819 | 1299.3644 | 318.3251 | 136.9032 | 455.2283 | 0.14569 | 0.12745 | 2.8469e-14 | 3.701e-13 | 0 | -3.6948e-13 | 1.073 | 1.0534 | 126.7442 | 12.0665 | 124.8056 | 12.0665 | 1727.8395 | 5.0095 | 6088.0831 | 3626.0303
18- National GHG Pricing& | 18- National GHG Pricing | [67 empty] | 902.0451 | 416.2674 | 1318.3125 | 301.036 | 129.9869 | 431.0229 | 0.14693 | 0.12756 | 1.8505e-13 | 7.1173e-13 | 1.8474e-13 | -7.1054e-13 | 1.119 | 0.96838 | 125.7984 | 11.2255 | 123.904 | 11.2255 | 1724.9252 | 5.1884 | 6139.1139 | 3652.6783
18- National GHG Pricing& | 18- National GHG Pricing | [67 empty] | 931.4465 | 429.9564 | 1361.4029 | 302.4152 | 132.572 | 434.9872 | 0.15043 | 0.13072 | 2.7046e-13 | 4.9821e-13 | -2.7001e-13 | -4.9738e-13 | 1.0955 | 0.93819 | 128.1217 | 12.1911 | 126.0905 | 12.092 | 1746.1985 | 5.9881 | 6191.948 | 3680.5486
18- National GHG Pricing& | 18- National GHG Pricing | [67 empty] | 963.7348 | 455.5279 | 1419.2627 | 307.1335 | 146.5765 | 453.7101 | 0.1542 | 0.13732 | 1.8505e-13 | 3.5586e-13 | -1.8474e-13 | 3.5527e-13 | 1.1509 | 0.98325 | 127.185 | 100.0841 | 125.1882 | 94.9716 | 1738.429 | 114.7473 | 6250.0652 | 3709.4004
18- National GHG Pricing& | 18- National GHG Pricing | [67 empty] | 994.7043 | 470.0993 | 1464.8035 | 310.7901 | 149.0719 | 459.862 | 0.15778 | 0.14037 | 5.8362e-13 | 4.128e-13 | 5.8265e-13 | 4.1211e-13 | 1.1367 | 0.96278 | 126.3323 | 99.4071 | 124.3828 | 94.2805 | 1749.7906 | 112.5732 | 6304.2427 | 3740.6245
18- National GHG Pricing& | 18- National GHG Pricing | [67 empty] | 1040.4424 | 485.7894 | 1526.2319 | 324.2886 | 152.2315 | 476.52 | 0.16348 | 0.14364 | 3.1316e-13 | 6.6903e-13 | -3.1264e-13 | 6.6791e-13 | 1.1048 | 0.91765 | 174.4958 | 98.7772 | 172.5898 | 93.6506 | 2019.0923 | 109.5914 | 6364.3102 | 3773.2368
18- National GHG Pricing& | 18- National GHG Pricing | [67 empty] | 1084.2368 | 507.332 | 1591.5688 | 336.9039 | 160.8213 | 497.7252 | 0.16868 | 0.14853 | 6.2632e-13 | 4.4127e-13 | 6.2528e-13 | -4.4054e-13 | 1.0845 | 0.88912 | 173.7985 | 98.1912 | 171.9153 | 93.0646 | 2043.8156 | 109.2879 | 6427.6267 | 3807.4763
18- National GHG Pricing& | 18- National GHG Pricing | [67 empty] | 1123.9164 | 519.846 | 1643.7624 | 346.4481 | 160.0506 | 506.4986 | 0.17296 | 0.15066 | 5.5515e-13 | 6.2632e-13 | 5.5422e-13 | 6.2528e-13 | 0.96736 | 0.89017 | 221.9835 | 97.646 | 220.1407 | 92.5335 | 2351.8953 | 116.1567 | 6498.0229 | 3843.6036
18- National GHG Pricing& | 18- National GHG Pricing | [67 empty] | 1167.5088 | 531.4204 | 1698.9293 | 351.2716 | 157.713 | 508.9846 | 0.1778 | 0.15223 | 3.5586e-13 | 3.4163e-13 | 3.5527e-13 | -3.4106e-13 | 0.8364 | 0.82411 | 278.7333 | 116.8198 | 278.2898 | 111.6932 | 2935.1193 | 232.863 | 6566.273 | 3882.7459
18- National GHG Pricing& | 18- National GHG Pricing | [67 empty] | 1240.3223 | 560.9762 | 1801.2985 | 354.6519 | 172.557 | 527.2089 | 0.18672 | 0.1588 | 2.3487e-13 | 4.6974e-13 | -2.3448e-13 | 4.6896e-13 | 0.56726 | 0.62003 | 482.1898 | 240.2461 | 483.7942 | 228.0908 | 4368.9985 | 393.5456 | 6642.774 | 3924.1828
18- National GHG Pricing& | 18- National GHG Pricing | [67 empty] | 1317.5985 | 591.6985 | 1909.297 | 395.5171 | 188.3059 | 583.823 | 0.19593 | 0.16543 | 1.9928e-13 | 5.4091e-13 | -1.9895e-13 | -5.4001e-13 | 0.46307 | 0.60641 | 523.906 | 259.999 | 529.2089 | 247.8438 | 4964.2343 | 511.7856 | 6724.968 | 3968.3906
18- National GHG Pricing& | 18- National GHG Pricing | [67 empty] | 1384.8907 | 619.2409 | 2004.1317 | 428.879 | 200.2308 | 629.1098 | 0.20315 | 0.1709 | 4.2704e-14 | 1.4235e-13 | 0 | -1.4211e-13 | 0.43619 | 0.64867 | 566.5921 | 277.0347 | 579.1904 | 264.9127 | 5748.4737 | 631.8021 | 6817.1304 | 4016.2956
18- National GHG Pricing& | 18- National GHG Pricing | [67 empty] | 1628.6839 | 669.7919 | 2298.4758 | 574.7854 | 234.2998 | 809.0852 | 0.23569 | 0.18216 | 8.1849e-14 | 4.8398e-13 | -8.1712e-14 | 4.8317e-13 | 0.31899 | 0.32571 | 962.918 | 341.3229 | 965.1066 | 329.2668 | 6983.6664 | 727.9236 | 6910.3252 | 4068.6758
18- National GHG Pricing& | 18- National GHG Pricing | [67 empty] | 10168.1347 | 4779.2151 | 14947.3498 | 4158.492 | 1648.1746 | 5806.6666 |  |  | 4.6768e-12 | 4.8009e-12 | 1.3832e-12 | -1.3992e-12 | 17.9251 | 18.1152
18- National GHG Pricing& | 18- National GHG Pricing | [67 empty] | 864.6489 | 406.4013 | 1271.0502 | 353.618 | 140.1528 | 493.7708 |  |  | 3.9769e-13 | 4.0824e-13 | 1.1762e-13 | -1.1898e-13 | 1.5243 | 1.5404

## WA Sensitivities
PVRR
Portfolio | Stochastic Case | Expected Case | High NG Prices | Low NG Prices | National CO2 Price
1- Preferred Resource Strategy | 10212.5418 | 10198.9891 | 10319.8606 | 9925.4864 | 10182.0923
3- Baseline Portfolio | 10063.5461 | 10071.8745 | 10253.8297 | 9762.7972 | 10065.7087
15- Clean Portfolio by 2045 | 10227.1596 | 10217.794 | 10348.1453 | 9940.536 | 10202.3807
Portfolio | Change in PVRR vs Expected Case Market Pricing
| Washington |  |  | Idaho
| High NG Prices | Low NG Prices | National GHG Price | High NG Prices | Low NG Prices | National GHG Price
1- Preferred Resource Strategy | 1.185% | -2.682% | -0.1657% | 3.251% | -4.027% | 0.1158%
3- Baseline Portfolio | 1.807% | -3.069% | -0.06122% | 2.773% | -3.758% | 0.03279%
15- Clean Portfolio by 2045 | 1.276% | -2.713% | -0.1508% | 2.322% | -3.442% | -0.03503%

## ID Sensitivities
PVRR
Portfolio | Stochastic Case | Expected Case | High NG Prices | Low NG Prices | National CO2 Price
1- Preferred Resource Strategy | 4783.121 | 4775.6437 | 4930.9009 | 4583.305 | 4781.1755
3- Baseline Portfolio | 4788.7513 | 4770.87 | 4903.1731 | 4591.5767 | 4772.4344
15- Clean Portfolio by 2045 | 4902.4248 | 4878.6443 | 4991.9467 | 4710.7441 | 4876.9353
Change in PVRR vs Expected Case
Portfolio | High NG Prices | Low NG Prices | National GHG Price
1- Preferred Resource Strategy | 3.251% | -4.027% | 0.1158%
3- Baseline Portfolio | 2.773% | -3.758% | 0.03279%
15- Clean Portfolio by 2045 | 2.322% | -3.442% | -0.03503%

## Sensitivity Summary
| PVRR | [6 empty] | GHG Emissions (levelized)
Portfolio | Stochastic Case | Expected Case | High NG Prices | Low NG Prices | National CO2 Price |  |  | Stochastic Case | Expected Case | High NG Prices | Low NG Prices | National CO2 Price
1- Preferred Resource Strategy | 14995.6628 | 14974.6329 | 15250.7615 | 14508.7914 | 14963.2678 |  |  | 31.2575 | 30.8717 | 27.5883 | 32.8519 | 28.0029
3- Baseline Portfolio | 14852.2975 | 14842.7445 | 15157.0028 | 14354.3739 | 14838.1431 |  |  | 33.4583 | 32.7364 | 28.7014 | 35.0813 | 29.1849
15- Clean Portfolio by 2045 | 15129.5844 | 15096.4383 | 15340.092 | 14651.2802 | 15079.3159 |  |  | 29.2489 | 29.153 | 26.4858 | 30.8255 | 26.8779
18- National GHG Pricing |  |  |  |  | 14950.7113 | 12.5565 | 0.08392% |  |  |  |  | 27.8182
| Change in PVRR vs Expected Case Market Pricing |  |  |  | Change in Levelized GHG MT vs Expected Case Market Pricing
Portfolio | High NG Prices | Low NG Prices | National GHG Price |  | High NG Prices | Low NG Prices | National GHG Price
1- Preferred Resource Strategy | 1.844% | -3.111% | -0.0759% |  | -10.64% | 6.414% | -9.293%
3- Baseline Portfolio | 2.117% | -3.29% | -0.031% |  | -12.33% | 7.163% | -10.85%
15- Clean Portfolio by 2045 | 1.614% | -2.949% | -0.1134% |  | -9.149% | 5.737% | -7.804%
| Change in PVRR vs PRS |  |  |  | Change in Levelized GHG MT vs PRS
Portfolio | High NG Prices | Low NG Prices | National GHG Price |  | High NG Prices | Low NG Prices | National GHG Price
3- Baseline Portfolio | -0.6148% | -1.064% | -0.8362% |  | 4.035% | 6.786% | 4.221%
15- Clean Portfolio by 2045 | 0.5857% | 0.9821% | 0.7756% |  | -3.996% | -6.168% | -4.018%

## Summary Data
| 6.51% |  | Rev. Req. |  |  | Optmized Cost |  |  | Rates |  | Stdev |  | 95th V@R |  | System GHG MMT |  | Winter Capacity MW |  | New Energy (aMW) |  | New Dispatch GWh |  | Sales GWh
| Scenario | Year | WA | ID | Total | WA | ID | Total | WA | ID | WA | ID | WA | ID | Net | Gross | WA | ID | WA | ID | WA | ID | WA | ID
1- Preferred Resource Strategy&2023 | 1- Preferred Resource Strategy | 2023 | 644.3538 | 316.4024 | 960.7562 | 410.7738 | 125.8389 | 536.6127 | 0.11228 | 0.10242 | 16.8084 | 9.4395 | 27.7125 | 15.7489 | 2.5071 | 2.8792 | 0 | 0 | 0 | 0 | 0 | 0 | 5738.7007 | 3475.0273
1- Preferred Resource Strategy&2024 | 1- Preferred Resource Strategy | 2024 | 657.5143 | 322.0278 | 979.5421 | 417.6462 | 127.0613 | 544.7075 | 0.11356 | 0.10392 | 13.1183 | 7.2914 | 22.1897 | 12.6112 | 2.4532 | 2.9672 | 0.01038 | 0 | 0.11416 | 0 | 0.97729 | 0 | 5789.8249 | 3486.474
1- Preferred Resource Strategy&2025 | 1- Preferred Resource Strategy | 2025 | 681.5453 | 329.7297 | 1011.275 | 413.0574 | 127.2237 | 540.281 | 0.11701 | 0.1061 | 10.3115 | 5.6564 | 17.5999 | 9.6018 | 2.2677 | 2.7197 | 0.45467 | 0 | 0.55976 | 0 | 1.9714 | 0 | 5824.7966 | 3498.6912
1- Preferred Resource Strategy&2026 | 1- Preferred Resource Strategy | 2026 | 690.7408 | 339.8137 | 1030.5544 | 311.9876 | 129.3995 | 441.3871 | 0.11922 | 0.11027 | 13.3452 | 7.2074 | 23.1111 | 12.5832 | 1.3577 | 1.4922 | 1.4308 | 0 | 1.5898 | 0 | 2.9827 | 0 | 5793.6709 | 3474.0384
1- Preferred Resource Strategy&2027 | 1- Preferred Resource Strategy | 2027 | 710.4531 | 344.0157 | 1054.4688 | 309.7763 | 125.3057 | 435.082 | 0.12182 | 0.11086 | 10.969 | 6.0294 | 16.1149 | 8.7682 | 1.5322 | 1.4329 | 3.1284 | 0 | 3.3426 | 0 | 4.0266 | 0 | 5832.0201 | 3494.483
1- Preferred Resource Strategy&2028 | 1- Preferred Resource Strategy | 2028 | 737.2831 | 352.7713 | 1090.0543 | 315.4606 | 125.4217 | 440.8824 | 0.12555 | 0.11293 | 13.1839 | 7.2915 | 25.2812 | 14.1444 | 1.5731 | 1.4184 | 3.7086 | 0 | 3.9785 | 0 | 5.0762 | 0 | 5872.1961 | 3513.3509
1- Preferred Resource Strategy&2029 | 1- Preferred Resource Strategy | 2029 | 762.427 | 363.6217 | 1126.0488 | 317.3431 | 127.2726 | 444.6157 | 0.12904 | 0.11555 | 14.7332 | 8.1956 | 23.9873 | 13.4031 | 1.557 | 1.3845 | 3.871 | 0 | 4.1991 | 0 | 6.2331 | 0 | 5908.5585 | 3534.4216
1- Preferred Resource Strategy&2030 | 1- Preferred Resource Strategy | 2030 | 788.6308 | 375.0548 | 1163.6857 | 321.8936 | 129.589 | 451.4826 | 0.13267 | 0.1186 | 12.4831 | 9.0435 | 21.1997 | 16.4123 | 1.4534 | 1.4482 | 18.1081 | 0 | 27.2283 | 0 | 666.5248 | 0 | 5944.1431 | 3553.6844
1- Preferred Resource Strategy&2031 | 1- Preferred Resource Strategy | 2031 | 823.5804 | 389.2479 | 1212.8283 | 323.3694 | 134.17 | 457.5394 | 0.13747 | 0.12218 | 11.2087 | 8.275 | 20.6499 | 14.3111 | 1.3682 | 1.3179 | 17.486 | 0 | 26.5586 | 0 | 666.2891 | 0 | 5990.8176 | 3577.0113
1- Preferred Resource Strategy&2032 | 1- Preferred Resource Strategy | 2032 | 858.3696 | 401.5088 | 1259.8784 | 329.7801 | 136.4758 | 466.2559 | 0.14206 | 0.12513 | 9.2942 | 9.0098 | 15.831 | 17.757 | 1.2288 | 1.2401 | 67.0661 | 0 | 65.0631 | 0 | 1495.3177 | 0 | 6042.1367 | 3600.7603
1- Preferred Resource Strategy&2033 | 1- Preferred Resource Strategy | 2033 | 885.3889 | 412.1564 | 1297.5453 | 330.5218 | 136.7877 | 467.3094 | 0.14542 | 0.12735 | 9.6067 | 8.9359 | 15.4684 | 15.9769 | 1.1338 | 1.2104 | 66.2183 | 0 | 64.312 | 0 | 1490.3457 | 0 | 6088.5644 | 3626.6975
1- Preferred Resource Strategy&2034 | 1- Preferred Resource Strategy | 2034 | 897.4715 | 425.0686 | 1322.5401 | 315.9334 | 138.813 | 454.7463 | 0.14618 | 0.13023 | 9.9159 | 10.4042 | 17.5431 | 18.6819 | 1.3185 | 1.289 | 65.2696 | 88.6208 | 63.3996 | 83.5934 | 1487.8152 | 196.9717 | 6139.6747 | 3653.4639
1- Preferred Resource Strategy&2035 | 1- Preferred Resource Strategy | 2035 | 930.3933 | 440.6852 | 1371.0786 | 324.1859 | 143.3268 | 467.5126 | 0.15024 | 0.13394 | 10.9956 | 11.1798 | 18.4126 | 21.4305 | 1.337 | 1.2948 | 64.431 | 88.6208 | 62.6033 | 83.5934 | 1498.6496 | 200.2799 | 6192.5859 | 3681.4347
1- Preferred Resource Strategy&2036 | 1- Preferred Resource Strategy | 2036 | 976.4884 | 454.8079 | 1431.2963 | 341.9256 | 145.8833 | 487.8088 | 0.15622 | 0.13707 | 11.6413 | 11.4089 | 21.0584 | 20.0999 | 1.3425 | 1.2734 | 150.2411 | 88.6208 | 143.5438 | 83.6071 | 1504.1994 | 206.167 | 6250.7741 | 3710.3811
1- Preferred Resource Strategy&2037 | 1- Preferred Resource Strategy | 2037 | 1010.5173 | 470.7747 | 1481.2921 | 348.4018 | 149.7747 | 498.1764 | 0.16027 | 0.14053 | 12.7968 | 12.3755 | 21.9819 | 21.7815 | 1.3492 | 1.2421 | 149.3884 | 88.6208 | 142.7252 | 83.5934 | 1506.7669 | 198.1154 | 6305.0099 | 3741.6899
1- Preferred Resource Strategy&2038 | 1- Preferred Resource Strategy | 2038 | 1043.7055 | 485.6701 | 1529.3756 | 349.7033 | 152.1398 | 501.8431 | 0.16397 | 0.14355 | 14.8595 | 14.3426 | 26.801 | 26.2239 | 1.3331 | 1.1923 | 148.6856 | 88.6208 | 142.0454 | 83.5934 | 1503.1936 | 199.1258 | 6365.1216 | 3774.3538
1- Preferred Resource Strategy&2039 | 1- Preferred Resource Strategy | 2039 | 1102.2016 | 507.7277 | 1609.9292 | 378.7232 | 161.2434 | 539.9666 | 0.17146 | 0.14859 | 14.0438 | 14.1854 | 24.9656 | 25.7664 | 1.4155 | 1.1781 | 198.9624 | 88.6208 | 192.3594 | 83.5934 | 1245.2543 | 197.9167 | 6428.4663 | 3808.6605
1- Preferred Resource Strategy&2040 | 1- Preferred Resource Strategy | 2040 | 1132.6064 | 521.9313 | 1654.5376 | 378.5776 | 162.0263 | 540.6039 | 0.17428 | 0.15121 | 15.9087 | 15.7709 | 29.5792 | 32.4055 | 1.4476 | 1.163 | 198.1674 | 88.6208 | 191.6101 | 83.6071 | 1242.4808 | 205.3782 | 6498.8762 | 3844.8728
1- Preferred Resource Strategy&2041 | 1- Preferred Resource Strategy | 2041 | 1180.057 | 532.3721 | 1712.4291 | 389.7317 | 158.5956 | 548.3273 | 0.17969 | 0.15245 | 14.424 | 15.7111 | 22.3946 | 28.1028 | 1.2664 | 1.172 | 292.062 | 133.8399 | 282.754 | 128.8124 | 1637.3114 | 319.2126 | 6567.124 | 3884.1002
1- Preferred Resource Strategy&2042 | 1- Preferred Resource Strategy | 2042 | 1274.6455 | 566.3835 | 1841.029 | 405.4965 | 177.9954 | 583.492 | 0.19186 | 0.16026 | 17.0149 | 21.2702 | 29.1214 | 41.0417 | 0.96108 | 0.92697 | 482.2088 | 233.7099 | 464.596 | 223.0169 | 1967.7787 | 555.5522 | 6643.619 | 3925.6346
1- Preferred Resource Strategy&2043 | 1- Preferred Resource Strategy | 2043 | 1339.4793 | 595.0015 | 1934.4808 | 437.7323 | 191.6428 | 629.3751 | 0.19916 | 0.16628 | 18.5307 | 21.2638 | 33.7834 | 42.0216 | 1.048 | 0.93159 | 523.906 | 257.3233 | 506.2727 | 246.6303 | 1790.1749 | 439.8884 | 6725.8074 | 3969.9415
1- Preferred Resource Strategy&2044 | 1- Preferred Resource Strategy | 2044 | 1404.9488 | 622.0201 | 2026.9689 | 474.428 | 203.0414 | 677.4694 | 0.20607 | 0.17159 | 19.7734 | 25.4064 | 35.5109 | 45.1995 | 1.1374 | 1.0284 | 560.5656 | 274.7963 | 546.6506 | 264.1326 | 2049.8734 | 432.9329 | 6817.9656 | 4017.9528
1- Preferred Resource Strategy&2045 | 1- Preferred Resource Strategy | 2045 | 1617.3799 | 679.0884 | 2296.4683 | 558.9965 | 243.6641 | 802.6606 | 0.23402 | 0.1846 | 20.8019 | 23.5475 | 37.8085 | 44.3978 | 0.67839 | 0.56059 | 913.3311 | 342.647 | 887.162 | 331.954 | 2914.1318 | 579.8584 | 6911.1545 | 4070.4274
1- Preferred Resource Strategy&NPV | 1- Preferred Resource Strategy | NPV | 10193.311 | 4787.8353 | 14981.1464 | 4247.4178 | 1656.9668 | 5904.3846 |  |  | 154.9217 | 122.412 | 266.3882 | 220.5287 | 18.6166 | 19.1705 | [6 empty] | 6096.5834 | 3634.9992
1- Preferred Resource Strategy&Levelized | 1- Preferred Resource Strategy | Levelized | 866.7898 | 407.1343 | 1273.9241 | 361.1798 | 140.9004 | 502.0803 |  |  | 13.1738 | 10.4093 | 22.6524 | 18.7527 | 1.5831 | 1.6302
&
&
&
2- Alternative Lowest Reasonable Cost Portfolio&2023 | 2- Alternative Lowest Reasonable Cost Portfolio | 2023 | 644.1051 | 316.4046 | 960.5098 | 410.7346 | 125.8406 | 536.5752 | 0.11224 | 0.10243 | 16.8087 | 9.4382 | 27.7126 | 15.7471 | 2.5071 | 2.8792 | 0 | 0 | 0 | 0 | 0 | 0 | 5738.7217 | 3474.7597
2- Alternative Lowest Reasonable Cost Portfolio&2024 | 2- Alternative Lowest Reasonable Cost Portfolio | 2024 | 656.953 | 322.0382 | 978.9912 | 417.5627 | 127.0705 | 544.6333 | 0.11347 | 0.10395 | 13.1223 | 7.2891 | 22.1887 | 12.61 | 2.4534 | 2.9672 | 0 | 0 | 0 | 0 | 0 | 0 | 5789.8692 | 3485.9035
2- Alternative Lowest Reasonable Cost Portfolio&2025 | 2- Alternative Lowest Reasonable Cost Portfolio | 2025 | 680.5835 | 329.7219 | 1010.3054 | 412.9035 | 127.2138 | 540.1173 | 0.11684 | 0.10613 | 10.3193 | 5.6522 | 17.6116 | 9.5986 | 2.2681 | 2.7197 | 0.43373 | 0 | 0.43373 | 0 | 0 | 0 | 5824.8501 | 3497.7396
2- Alternative Lowest Reasonable Cost Portfolio&2026 | 2- Alternative Lowest Reasonable Cost Portfolio | 2026 | 689.3103 | 339.8077 | 1029.118 | 311.751 | 129.3905 | 441.1415 | 0.11898 | 0.11032 | 13.3616 | 7.1986 | 23.1226 | 12.5635 | 1.3581 | 1.4922 | 1.3991 | 0 | 1.3991 | 0 | 0 | 0 | 5793.704 | 3472.6681
2- Alternative Lowest Reasonable Cost Portfolio&2027 | 2- Alternative Lowest Reasonable Cost Portfolio | 2027 | 708.4768 | 344.0162 | 1052.493 | 309.437 | 125.3021 | 434.739 | 0.12148 | 0.11092 | 10.9846 | 6.0199 | 16.1407 | 8.7524 | 1.5332 | 1.4329 | 3.0857 | 0 | 3.0857 | 0 | 0 | 0 | 5831.9933 | 3492.6517
2- Alternative Lowest Reasonable Cost Portfolio&2028 | 2- Alternative Lowest Reasonable Cost Portfolio | 2028 | 734.6934 | 352.774 | 1087.4674 | 315.016 | 125.4192 | 440.4352 | 0.12512 | 0.11302 | 13.2074 | 7.2756 | 25.3297 | 14.1122 | 1.5743 | 1.4184 | 3.6547 | 0 | 3.6547 | 0 | 0 | 0 | 5872.085 | 3511.0201
2- Alternative Lowest Reasonable Cost Portfolio&2029 | 2- Alternative Lowest Reasonable Cost Portfolio | 2029 | 759.1892 | 363.6285 | 1122.8177 | 316.7915 | 127.2729 | 444.0644 | 0.12849 | 0.11565 | 14.7644 | 8.1747 | 24.0885 | 13.3752 | 1.5585 | 1.3845 | 3.8056 | 0 | 3.8056 | 0 | 0 | 0 | 5908.3224 | 3531.5759
2- Alternative Lowest Reasonable Cost Portfolio&2030 | 2- Alternative Lowest Reasonable Cost Portfolio | 2030 | 784.7595 | 375.0809 | 1159.8403 | 321.2513 | 129.6071 | 450.8584 | 0.13203 | 0.11873 | 12.5085 | 9.0196 | 21.288 | 16.3497 | 1.4546 | 1.4482 | 18.0311 | 0 | 26.765 | 0 | 658.8277 | 0 | 5943.7706 | 3550.2432
2- Alternative Lowest Reasonable Cost Portfolio&2031 | 2- Alternative Lowest Reasonable Cost Portfolio | 2031 | 819.0709 | 389.2934 | 1208.3643 | 322.6126 | 134.206 | 456.8186 | 0.13673 | 0.12235 | 11.2355 | 8.2489 | 20.7673 | 14.2957 | 1.3696 | 1.3179 | 17.3972 | 0 | 26.0238 | 0 | 657.3299 | 0 | 5990.3314 | 3572.9519
2- Alternative Lowest Reasonable Cost Portfolio&2032 | 2- Alternative Lowest Reasonable Cost Portfolio | 2032 | 853.264 | 401.5734 | 1254.8374 | 328.9283 | 136.5292 | 465.4575 | 0.14123 | 0.12533 | 9.3072 | 8.9765 | 15.8241 | 17.6781 | 1.2298 | 1.2401 | 66.9651 | 0 | 64.457 | 0 | 1485.1235 | 0 | 6041.6058 | 3596.0499
2- Alternative Lowest Reasonable Cost Portfolio&2033 | 2- Alternative Lowest Reasonable Cost Portfolio | 2033 | 878.8219 | 413.1849 | 1292.0068 | 328.6939 | 137.7169 | 466.4108 | 0.14435 | 0.12788 | 9.6162 | 8.8999 | 15.4706 | 15.9176 | 1.2165 | 1.2104 | 66.105 | 0 | 63.6306 | 0 | 1478.7496 | 0 | 6088.0608 | 3621.3359
2- Alternative Lowest Reasonable Cost Portfolio&2034 | 2- Alternative Lowest Reasonable Cost Portfolio | 2034 | 891.1911 | 425.1743 | 1316.3654 | 314.9181 | 138.9041 | 453.8222 | 0.14516 | 0.1305 | 9.9363 | 10.3597 | 17.5022 | 18.5651 | 1.3201 | 1.2891 | 65.1535 | 88.7205 | 62.7095 | 83.6874 | 1476.002 | 197.1932 | 6139.3085 | 3647.4169
2- Alternative Lowest Reasonable Cost Portfolio&2035 | 2- Alternative Lowest Reasonable Cost Portfolio | 2035 | 923.4739 | 440.8046 | 1364.2785 | 323.0995 | 143.4297 | 466.5292 | 0.14913 | 0.13425 | 11.0196 | 11.128 | 18.4351 | 21.3504 | 1.3387 | 1.2949 | 64.3097 | 88.7205 | 61.8956 | 83.6874 | 1486.3023 | 200.5051 | 6192.4389 | 3674.6788
2- Alternative Lowest Reasonable Cost Portfolio&2036 | 2- Alternative Lowest Reasonable Cost Portfolio | 2036 | 968.8906 | 454.9474 | 1423.838 | 340.7763 | 146.0044 | 486.7807 | 0.155 | 0.13742 | 11.6581 | 11.3586 | 21.0476 | 19.9992 | 1.3443 | 1.2735 | 150.2075 | 88.7205 | 142.9076 | 83.7011 | 1491.5023 | 206.3989 | 6250.8352 | 3702.8867
2- Alternative Lowest Reasonable Cost Portfolio&2037 | 2- Alternative Lowest Reasonable Cost Portfolio | 2037 | 1002.1688 | 470.9266 | 1473.0954 | 347.171 | 149.906 | 497.0771 | 0.15894 | 0.14092 | 12.824 | 12.3138 | 22.0816 | 21.712 | 1.3511 | 1.2422 | 149.3491 | 88.7205 | 142.0678 | 83.6874 | 1493.7344 | 198.3382 | 6305.2169 | 3733.4918
2- Alternative Lowest Reasonable Cost Portfolio&2038 | 2- Alternative Lowest Reasonable Cost Portfolio | 2038 | 1034.5082 | 485.8465 | 1520.3547 | 348.3474 | 152.2939 | 500.6413 | 0.16252 | 0.14398 | 14.9042 | 14.265 | 27.0648 | 26.0536 | 1.335 | 1.1925 | 148.5066 | 88.7205 | 141.2542 | 83.6874 | 1490.2613 | 199.3497 | 6365.4536 | 3765.506
2- Alternative Lowest Reasonable Cost Portfolio&2039 | 2- Alternative Lowest Reasonable Cost Portfolio | 2039 | 1092.1114 | 507.9568 | 1600.0682 | 377.2477 | 161.4452 | 538.6929 | 0.16988 | 0.14907 | 14.0826 | 14.1012 | 25.027 | 25.6399 | 1.4223 | 1.1783 | 198.7678 | 88.7205 | 191.544 | 83.6874 | 1231.9626 | 198.1393 | 6428.8926 | 3799.1739
2- Alternative Lowest Reasonable Cost Portfolio&2040 | 2- Alternative Lowest Reasonable Cost Portfolio | 2040 | 1121.5851 | 522.1732 | 1643.7583 | 376.9979 | 162.2377 | 539.2356 | 0.17257 | 0.15172 | 15.9598 | 15.6679 | 29.7403 | 32.235 | 1.4564 | 1.1631 | 197.9555 | 88.7205 | 190.7708 | 83.7011 | 1228.8337 | 205.6091 | 6499.381 | 3834.7415
2- Alternative Lowest Reasonable Cost Portfolio&2041 | 2- Alternative Lowest Reasonable Cost Portfolio | 2041 | 1160.801 | 532.8945 | 1693.6954 | 381.8861 | 158.9082 | 540.7943 | 0.17675 | 0.15307 | 14.5293 | 15.4478 | 23.6986 | 27.6148 | 1.5749 | 1.1207 | 269.7867 | 116.7488 | 263.9778 | 111.7158 | 1348.6526 | 54.1998 | 6567.6294 | 3873.3934
2- Alternative Lowest Reasonable Cost Portfolio&2042 | 2- Alternative Lowest Reasonable Cost Portfolio | 2042 | 1254.4872 | 562.9432 | 1817.4304 | 397.5734 | 174.41 | 571.9834 | 0.18881 | 0.1598 | 17.6815 | 20.9344 | 29.559 | 40.471 | 1.5071 | 0.89971 | 484.5129 | 235.7847 | 480.7579 | 223.9988 | 603.6338 | 334.5715 | 6644.1181 | 3914.3456
2- Alternative Lowest Reasonable Cost Portfolio&2043 | 2- Alternative Lowest Reasonable Cost Portfolio | 2043 | 1317.1094 | 592.288 | 1909.3973 | 428.547 | 188.7013 | 617.2483 | 0.19582 | 0.16607 | 18.9862 | 20.9998 | 35.6902 | 40.6 | 1.7823 | 0.90414 | 523.6464 | 257.527 | 519.8769 | 245.7411 | 365.7933 | 230.2785 | 6726.2161 | 3958.1696
2- Alternative Lowest Reasonable Cost Portfolio&2044 | 2- Alternative Lowest Reasonable Cost Portfolio | 2044 | 1376.1463 | 620.1654 | 1996.3117 | 461.5469 | 201.004 | 662.5509 | 0.20183 | 0.17166 | 23.1947 | 25.1593 | 41.5229 | 44.3536 | 1.8794 | 0.99817 | 560.2903 | 277.558 | 562.0038 | 265.8043 | 398.0159 | 205.7434 | 6818.3102 | 4005.7248
2- Alternative Lowest Reasonable Cost Portfolio&2045 | 2- Alternative Lowest Reasonable Cost Portfolio | 2045 | 1536.8421 | 662.2979 | 2199.14 | 568.3678 | 226.8058 | 795.1736 | 0.22236 | 0.18065 | 20.8878 | 23.6823 | 39.2819 | 46.2988 | 1.5625 | 0.86516 | 913.0427 | 346.7086 | 907.9583 | 331.9894 | 1121.7716 | 225.1226 | 6911.3988 | 4057.8874
2- Alternative Lowest Reasonable Cost Portfolio&NPV | 2- Alternative Lowest Reasonable Cost Portfolio | NPV | 10108.217 | 4782.9333 | 14891.1503 | 4232.4173 | 1651.6992 | 5884.1165 |  |  | 156.3342 | 121.8485 | 269.7055 | 219.5669 | 19.5078 | 19.2041 | [6 empty] | 6096.553 | 3630.0036
2- Alternative Lowest Reasonable Cost Portfolio&Levelized | 2- Alternative Lowest Reasonable Cost Portfolio | Levelized | 859.5538 | 406.7175 | 1266.2713 | 359.9043 | 140.4525 | 500.3568 |  |  | 13.2939 | 10.3614 | 22.9344 | 18.6709 | 1.6588 | 1.633
&
&
&
&
3- Baseline Portfolio&2023 | 3- Baseline Portfolio | 2023 | 644.3538 | 316.4024 | 960.7562 | 237.0828 | 125.8389 | 362.9218 | 0.11228 | 0.10242 | 16.8084 | 9.4395 | 27.7125 | 15.7489 | 2.5071 | 2.8792 | 0 | 0 | 0 | 0 | 0 | 0 | 5738.7007 | 3475.0273
3- Baseline Portfolio&2024 | 3- Baseline Portfolio | 2024 | 657.5213 | 322.0263 | 979.5475 | 232.012 | 127.0598 | 359.0718 | 0.11356 | 0.10392 | 13.1218 | 7.2914 | 22.1887 | 12.6112 | 2.4534 | 2.9672 | 0 | 0 | 0 | 0 | 0 | 0 | 5789.8249 | 3486.474
3- Baseline Portfolio&2025 | 3- Baseline Portfolio | 2025 | 681.544 | 329.7266 | 1011.2706 | 234.4011 | 127.2205 | 361.6216 | 0.11701 | 0.1061 | 10.3185 | 5.6564 | 17.6103 | 9.6018 | 2.2681 | 2.7197 | 0.43373 | 0 | 0.43373 | 0 | 0 | 0 | 5824.7966 | 3498.6912
3- Baseline Portfolio&2026 | 3- Baseline Portfolio | 2026 | 690.7268 | 339.8089 | 1030.5356 | 208.2635 | 129.3947 | 337.6582 | 0.11922 | 0.11027 | 13.36 | 7.2074 | 23.1211 | 12.5832 | 1.3581 | 1.4922 | 1.3991 | 0 | 1.3991 | 0 | 0 | 0 | 5793.6709 | 3474.0384
3- Baseline Portfolio&2027 | 3- Baseline Portfolio | 2027 | 710.4124 | 344.0091 | 1054.4215 | 207.481 | 125.2991 | 332.7801 | 0.12181 | 0.11086 | 10.9828 | 6.0294 | 16.1379 | 8.7682 | 1.5332 | 1.4329 | 3.0857 | 0 | 3.0857 | 0 | 0 | 0 | 5832.0201 | 3494.483
3- Baseline Portfolio&2028 | 3- Baseline Portfolio | 2028 | 737.2202 | 352.7627 | 1089.983 | 211.5497 | 125.4132 | 336.9629 | 0.12554 | 0.11293 | 13.2044 | 7.2915 | 25.3237 | 14.1444 | 1.5743 | 1.4184 | 3.6547 | 0 | 3.6547 | 0 | 0 | 0 | 5872.1961 | 3513.3509
3- Baseline Portfolio&2029 | 3- Baseline Portfolio | 2029 | 762.3425 | 363.6112 | 1125.9537 | 213.105 | 127.2621 | 340.3671 | 0.12902 | 0.11554 | 14.7606 | 8.1956 | 24.0797 | 13.4031 | 1.5585 | 1.3845 | 3.8056 | 0 | 3.8056 | 0 | 0 | 0 | 5908.5585 | 3534.4216
3- Baseline Portfolio&2030 | 3- Baseline Portfolio | 2030 | 788.5402 | 375.0421 | 1163.5823 | 212.2323 | 129.5763 | 341.8086 | 0.13266 | 0.11859 | 12.5062 | 9.0435 | 21.2817 | 16.4123 | 1.4546 | 1.4482 | 18.0311 | 0 | 26.765 | 0 | 658.8277 | 0 | 5944.1431 | 3553.6844
3- Baseline Portfolio&2031 | 3- Baseline Portfolio | 2031 | 823.4436 | 389.779 | 1213.2226 | 221.7319 | 134.7157 | 356.4476 | 0.13745 | 0.12235 | 11.2324 | 8.275 | 20.7584 | 14.3111 | 1.3696 | 1.3179 | 17.3972 | 0.31713 | 26.0238 | 0.31713 | 657.3299 | 0 | 5990.8176 | 3577.0113
3- Baseline Portfolio&2032 | 3- Baseline Portfolio | 2032 | 857.4064 | 403.2543 | 1260.6607 | 230.1127 | 138.2671 | 368.3799 | 0.1419 | 0.12567 | 9.6408 | 8.1191 | 17.6946 | 15.2031 | 1.204 | 1.2401 | 58.0466 | 9.8838 | 57.5 | 7.9222 | 1337.5563 | 147.5673 | 6042.1367 | 3600.7603
3- Baseline Portfolio&2033 | 3- Baseline Portfolio | 2033 | 883.554 | 414.6351 | 1298.1892 | 230.0516 | 139.2943 | 369.3459 | 0.14512 | 0.12812 | 9.8888 | 8.0843 | 16.2799 | 14.4669 | 1.1857 | 1.2104 | 57.296 | 11.0203 | 56.7601 | 9.0818 | 1331.7801 | 146.9695 | 6088.5644 | 3626.6975
3- Baseline Portfolio&2034 | 3- Baseline Portfolio | 2034 | 894.6603 | 417.3289 | 1311.9891 | 214.3334 | 131.2205 | 345.5539 | 0.14572 | 0.12786 | 10.4323 | 9.379 | 18.9731 | 17.1334 | 1.2618 | 1.183 | 56.4527 | 11.4433 | 55.9234 | 9.5287 | 1329.1242 | 146.8778 | 6139.6747 | 3653.4639
3- Baseline Portfolio&2035 | 3- Baseline Portfolio | 2035 | 928.0213 | 433.502 | 1361.5233 | 220.1413 | 136.3202 | 356.4614 | 0.14986 | 0.13176 | 11.5696 | 10.1556 | 20.0867 | 18.5963 | 1.2843 | 1.1896 | 58.8777 | 13.323 | 58.1755 | 11.3327 | 1343.8603 | 150.4206 | 6192.5859 | 3681.4347
3- Baseline Portfolio&2036 | 3- Baseline Portfolio | 2036 | 966.045 | 451.6866 | 1417.7316 | 230.3842 | 142.9443 | 373.3285 | 0.15455 | 0.13613 | 12.8571 | 10.2019 | 22.6829 | 18.1702 | 1.3634 | 1.3074 | 130.2266 | 52.8975 | 125.4439 | 48.6742 | 1516.2094 | 243.9481 | 6250.7741 | 3710.3811
3- Baseline Portfolio&2037 | 3- Baseline Portfolio | 2037 | 999.8192 | 467.7836 | 1467.6028 | 235.0522 | 146.9711 | 382.0233 | 0.15858 | 0.13964 | 13.8548 | 11.2031 | 23.236 | 19.5413 | 1.3693 | 1.2759 | 129.4725 | 52.6399 | 124.6882 | 48.4321 | 1511.7555 | 240.1413 | 6305.0099 | 3741.6899
3- Baseline Portfolio&2038 | 3- Baseline Portfolio | 2038 | 1039.4225 | 486.9104 | 1526.3329 | 245.1721 | 153.5826 | 398.7547 | 0.1633 | 0.14392 | 16.3304 | 13.1741 | 29.8555 | 23.8457 | 1.4073 | 1.3349 | 186.0351 | 84.075 | 178.0064 | 78.0929 | 1637.9069 | 311.5655 | 6365.1216 | 3774.3538
3- Baseline Portfolio&2039 | 3- Baseline Portfolio | 2039 | 1084.9347 | 508.9782 | 1593.9129 | 259.8362 | 162.6616 | 422.4978 | 0.16877 | 0.14896 | 16.204 | 12.9955 | 27.2834 | 23.879 | 1.4396 | 1.3212 | 185.3097 | 83.8434 | 177.2871 | 77.8837 | 1636.8174 | 310.5872 | 6428.4663 | 3808.6605
3- Baseline Portfolio&2040 | 3- Baseline Portfolio | 2040 | 1123.4653 | 524.7508 | 1648.2161 | 266.6438 | 165.0287 | 431.6725 | 0.17287 | 0.15202 | 18.2677 | 14.5082 | 35.0988 | 28.5981 | 1.5477 | 1.4203 | 273.2187 | 84.327 | 260.2056 | 78.4017 | 1856.9929 | 317.4472 | 6498.8762 | 3844.8728
3- Baseline Portfolio&2041 | 3- Baseline Portfolio | 2041 | 1140.792 | 542.1566 | 1682.9486 | 250.7932 | 168.3874 | 419.1805 | 0.17371 | 0.15525 | 18.8203 | 13.9122 | 30.5595 | 24.2351 | 1.7092 | 1.3778 | 272.5202 | 145.4492 | 259.4824 | 139.5335 | 1842.2688 | -16.0804 | 6567.124 | 3884.1002
3- Baseline Portfolio&2042 | 3- Baseline Portfolio | 2042 | 1209.4681 | 574.7064 | 1784.1745 | 283.1367 | 186.3958 | 469.5325 | 0.18205 | 0.16262 | 26.5498 | 18.9881 | 47.1601 | 36.2208 | 1.5999 | 1.3827 | 482.1898 | 234.7617 | 457.5241 | 223.7892 | 2253.0205 | 194.8149 | 6643.619 | 3925.6346
3- Baseline Portfolio&2043 | 3- Baseline Portfolio | 2043 | 1271.153 | 605.1722 | 1876.3251 | 309.916 | 201.7789 | 511.6949 | 0.189 | 0.16912 | 27.7904 | 19.2062 | 60.1653 | 35.4635 | 1.7869 | 1.3942 | 523.906 | 258.2 | 499.2463 | 247.2488 | 2106.8907 | 76.0836 | 6725.8074 | 3969.9415
3- Baseline Portfolio&2044 | 3- Baseline Portfolio | 2044 | 1321.525 | 633.6777 | 1955.2027 | 324.3542 | 214.7283 | 539.0825 | 0.19383 | 0.17481 | 33.0495 | 23.262 | 55.0286 | 41.6618 | 1.9753 | 1.5534 | 560.5656 | 278.8295 | 535.9743 | 267.9255 | 2071.9393 | 44.0185 | 6817.9656 | 4017.9528
3- Baseline Portfolio&2045 | 3- Baseline Portfolio | 2045 | 1414.1755 | 676.4701 | 2090.6456 | 377.0872 | 241.1435 | 618.2307 | 0.20462 | 0.18389 | 29.5153 | 20.9409 | 55.8049 | 40.5953 | 2.1722 | 1.2694 | 710.8382 | 342.647 | 686.3693 | 331.8369 | 1231.6349 | -311.796 | 6911.1545 | 4070.4274
3- Baseline Portfolio&NPV | 3- Baseline Portfolio | NPV | 10053.4222 | 4793.1215 | 14846.5437 | 2763.2469 | 1662.83 | 4426.077 |  |  | 170.6267 | 115.5039 | 297.9469 | 205.9842 | 19.7389 | 19.8967 | [6 empty] | 6096.5834 | 3634.9992
3- Baseline Portfolio&Levelized | 3- Baseline Portfolio | Levelized | 854.8943 | 407.5838 | 1262.4782 | 234.9731 | 141.399 | 376.3722 |  |  | 14.5093 | 9.8219 | 25.336 | 17.5159 | 1.6785 | 1.6919
&
&
&
&
&
4- No Resource Additions&2023 | 4- No Resource Additions | 2023 | 644.3538 | 316.4024 | 960.7562 | 237.0828 | 125.8389 | 362.9218 | 0.11228 | 0.10242 | 16.8084 | 9.4395 | 27.7125 | 15.7489 | 2.5071 | 2.8792 | 0 | 0 | 0 | 0 | 0 | 0 | 5738.7007 | 3475.0273
4- No Resource Additions&2024 | 4- No Resource Additions | 2024 | 657.5213 | 322.0263 | 979.5475 | 232.012 | 127.0598 | 359.0718 | 0.11356 | 0.10392 | 13.1218 | 7.2914 | 22.1887 | 12.6112 | 2.4532 | 2.9672 | 0 | 0 | 0 | 0 | 0 | 0 | 5789.8249 | 3486.474
4- No Resource Additions&2025 | 4- No Resource Additions | 2025 | 681.1125 | 329.7266 | 1010.8391 | 233.9949 | 127.2205 | 361.2155 | 0.11693 | 0.1061 | 10.3185 | 5.6564 | 17.6103 | 9.6018 | 2.2677 | 2.7197 | 0 | 0 | 0 | 0 | 0 | 0 | 5824.7966 | 3498.6912
4- No Resource Additions&2026 | 4- No Resource Additions | 2026 | 690.3558 | 339.8089 | 1030.1647 | 207.9752 | 129.3947 | 337.3699 | 0.11916 | 0.11027 | 13.36 | 7.2074 | 23.1211 | 12.5832 | 1.3577 | 1.4922 | 0 | 0 | 0 | 0 | 0 | 0 | 5793.6709 | 3474.0384
4- No Resource Additions&2027 | 4- No Resource Additions | 2027 | 710.1518 | 344.0091 | 1054.1609 | 207.4074 | 125.2991 | 332.7064 | 0.12177 | 0.11086 | 10.9828 | 6.0294 | 16.1379 | 8.7682 | 1.5322 | 1.4329 | 0 | 0 | 0 | 0 | 0 | 0 | 5832.0201 | 3494.483
4- No Resource Additions&2028 | 4- No Resource Additions | 2028 | 737.0056 | 352.7627 | 1089.7683 | 211.5653 | 125.4132 | 336.9785 | 0.12551 | 0.11293 | 13.2044 | 7.2915 | 25.3237 | 14.1444 | 1.5731 | 1.4184 | 0 | 0 | 0 | 0 | 0 | 0 | 5872.1961 | 3513.3509
4- No Resource Additions&2029 | 4- No Resource Additions | 2029 | 762.1634 | 363.6112 | 1125.7745 | 213.1897 | 127.2621 | 340.4518 | 0.12899 | 0.11554 | 14.7606 | 8.1956 | 24.0797 | 13.4031 | 1.557 | 1.3845 | 0 | 0 | 0 | 0 | 0 | 0 | 5908.5585 | 3534.4216
4- No Resource Additions&2030 | 4- No Resource Additions | 2030 | 788.639 | 374.8265 | 1163.4654 | 215.6757 | 129.3607 | 345.0364 | 0.13267 | 0.11853 | 16.1743 | 9.0435 | 30.1488 | 16.4123 | 1.4534 | 1.4482 | 0 | 0 | 0 | 0 | 0 | 0 | 5944.1431 | 3553.6844
4- No Resource Additions&2031 | 4- No Resource Additions | 2031 | 822.1961 | 389.0173 | 1211.2134 | 223.8254 | 133.9394 | 357.7648 | 0.13724 | 0.12211 | 14.7221 | 8.275 | 25.141 | 14.3111 | 1.3682 | 1.3179 | 0 | 0 | 0 | 0 | 0 | 0 | 5990.8176 | 3577.0113
4- No Resource Additions&2032 | 4- No Resource Additions | 2032 | 851.7601 | 401.2758 | 1253.0359 | 227.8095 | 136.2427 | 364.0522 | 0.14097 | 0.12505 | 16.0487 | 9.0098 | 31.4714 | 17.757 | 1.2288 | 1.2401 | 0 | 0 | 0 | 0 | 0 | 0 | 6042.1367 | 3600.7603
4- No Resource Additions&2033 | 4- No Resource Additions | 2033 | 879.5275 | 411.9208 | 1291.4483 | 229.4082 | 136.5521 | 365.9602 | 0.14446 | 0.12728 | 15.8452 | 8.9359 | 28.4905 | 15.9769 | 1.1338 | 1.2104 | 0 | 0 | 0 | 0 | 0 | 0 | 6088.5644 | 3626.6975
4- No Resource Additions&2034 | 4- No Resource Additions | 2034 | 890.1374 | 415.779 | 1305.9164 | 213.2002 | 129.5234 | 342.7236 | 0.14498 | 0.12738 | 18.3186 | 10.3938 | 32.5965 | 18.7964 | 1.2125 | 1.183 | 0 | 0 | 0 | 0 | 0 | 0 | 6139.6747 | 3653.4639
4- No Resource Additions&2035 | 4- No Resource Additions | 2035 | 925.0217 | 431.8847 | 1356.9064 | 220.5786 | 134.5263 | 355.1049 | 0.14938 | 0.13127 | 19.751 | 11.217 | 35.7794 | 20.4396 | 1.2269 | 1.1847 | 0 | 0 | 0 | 0 | 0 | 0 | 6192.5859 | 3681.4347
4- No Resource Additions&2036 | 4- No Resource Additions | 2036 | 954.6823 | 445.1349 | 1399.8172 | 221.7303 | 136.2102 | 357.9405 | 0.15273 | 0.13415 | 19.3468 | 10.9925 | 34.5012 | 19.4054 | 1.2324 | 1.1632 | 0 | 0 | 0 | 0 | 0 | 0 | 6250.7741 | 3710.3811
4- No Resource Additions&2037 | 4- No Resource Additions | 2037 | 990.5701 | 461.5057 | 1452.0759 | 228.5552 | 140.5057 | 369.0609 | 0.15711 | 0.13776 | 21.3885 | 12.148 | 36.997 | 21.4068 | 1.24 | 1.1328 | 0 | 0 | 0 | 0 | 0 | 0 | 6305.0099 | 3741.6899
4- No Resource Additions&2038 | 4- No Resource Additions | 2038 | 1022.7237 | 476.7154 | 1499.4391 | 230.6394 | 143.1851 | 373.8244 | 0.16068 | 0.14091 | 25.0045 | 14.2325 | 44.4716 | 25.909 | 1.2247 | 1.0839 | 0 | 0 | 0 | 0 | 0 | 0 | 6365.1216 | 3774.3538
4- No Resource Additions&2039 | 4- No Resource Additions | 2039 | 1070.0257 | 499.1141 | 1569.1399 | 247.0383 | 152.6299 | 399.6682 | 0.16645 | 0.14607 | 24.5623 | 14.067 | 42.117 | 23.5622 | 1.3067 | 1.0694 | 0 | 0 | 0 | 0 | 0 | 0 | 6428.4663 | 3808.6605
4- No Resource Additions&2040 | 4- No Resource Additions | 2040 | 1103.9498 | 514.489 | 1618.4388 | 249.0274 | 154.584 | 403.6114 | 0.16987 | 0.14905 | 28.1521 | 16.07 | 52.9181 | 29.9553 | 1.3365 | 1.0519 | 0 | 0 | 0 | 0 | 0 | 0 | 6498.8762 | 3844.8728
4- No Resource Additions&2041 | 4- No Resource Additions | 2041 | 1123.8148 | 517.6895 | 1641.5044 | 235.7208 | 143.913 | 379.6338 | 0.17113 | 0.14824 | 28.3362 | 16.1748 | 49.5528 | 28.2459 | 1.1039 | 1.0096 | 0 | 0 | 0 | 0 | 0 | 0 | 6567.124 | 3884.1002
4- No Resource Additions&2042 | 4- No Resource Additions | 2042 | 1167.1209 | 538.9691 | 1706.09 | 242.732 | 150.5811 | 393.3131 | 0.17568 | 0.15251 | 39.1573 | 22.2168 | 76.0706 | 42.9291 | 0.67036 | 0.63625 | 0 | 0 | 0 | 0 | 0 | 0 | 6643.619 | 3925.6346
4- No Resource Additions&2043 | 4- No Resource Additions | 2043 | 1224.7101 | 564.0347 | 1788.7448 | 264.9006 | 160.676 | 425.5765 | 0.18209 | 0.15763 | 39.6577 | 22.4882 | 74.3624 | 42.2488 | 0.7532 | 0.63683 | 0 | 0 | 0 | 0 | 0 | 0 | 6725.8074 | 3969.9415
4- No Resource Additions&2044 | 4- No Resource Additions | 2044 | 1284.7473 | 593.3764 | 1878.1237 | 288.2095 | 174.3977 | 462.6073 | 0.18844 | 0.16369 | 49.3075 | 27.983 | 94.3589 | 54.4361 | 0.80436 | 0.69542 | 0 | 0 | 0 | 0 | 0 | 0 | 6817.9656 | 4017.9528
4- No Resource Additions&2045 | 4- No Resource Additions | 2045 | 1341.0097 | 623.2569 | 1964.2666 | 305.8843 | 187.8326 | 493.7169 | 0.19404 | 0.16943 | 45.5584 | 25.8467 | 87.651 | 49.5375 | 0.56694 | 0.44914 | 0 | 0 | 0 | 0 | 0 | 0 | 6911.1545 | 4070.4274
4- No Resource Additions&NPV | 4- No Resource Additions | NPV | 9961.6598 | 4722.1898 | 14683.8496 | 2688.9549 | 1591.3213 | 4280.2762 |  |  | 220.7373 | 124.0944 | 393.8667 | 222.2061 | 17.999 | 18.5528 | [6 empty] | 6096.5834 | 3634.9992
4- No Resource Additions&Levelized | 4- No Resource Additions | Levelized | 847.0913 | 401.5522 | 1248.6435 | 228.6557 | 135.3183 | 363.974 |  |  | 18.7704 | 10.5524 | 33.4925 | 18.8953 | 1.5305 | 1.5776
&
&
5- No CETA/ No new NG&2023 | 5- No CETA/ No new NG | 2023 | 644.3538 | 316.4024 | 960.7562 | 237.0828 | 125.8389 | 362.9218 | 0.11228 | 0.10242 | 16.8084 | 9.4395 | 27.7125 | 15.7489 | 2.5071 | 2.8792 | 0 | 0 | 0 | 0 | 0 | 0 | 5738.7007 | 3475.0273
5- No CETA/ No new NG&2024 | 5- No CETA/ No new NG | 2024 | 657.5213 | 322.0263 | 979.5475 | 232.012 | 127.0598 | 359.0718 | 0.11356 | 0.10392 | 13.1218 | 7.2914 | 22.1887 | 12.6112 | 2.4534 | 2.9672 | 0 | 0 | 0 | 0 | 0 | 0 | 5789.8249 | 3486.474
5- No CETA/ No new NG&2025 | 5- No CETA/ No new NG | 2025 | 681.544 | 329.7266 | 1011.2706 | 234.4011 | 127.2205 | 361.6216 | 0.11701 | 0.1061 | 10.3185 | 5.6564 | 17.6103 | 9.6018 | 2.2681 | 2.7197 | 0.43373 | 0 | 0.43373 | 0 | 0 | 0 | 5824.7966 | 3498.6912
5- No CETA/ No new NG&2026 | 5- No CETA/ No new NG | 2026 | 690.7268 | 339.8089 | 1030.5356 | 208.2635 | 129.3947 | 337.6582 | 0.11922 | 0.11027 | 13.36 | 7.2074 | 23.1211 | 12.5832 | 1.3581 | 1.4922 | 1.3991 | 0 | 1.3991 | 0 | 0 | 0 | 5793.6709 | 3474.0384
5- No CETA/ No new NG&2027 | 5- No CETA/ No new NG | 2027 | 710.4124 | 344.0091 | 1054.4215 | 207.481 | 125.2991 | 332.7801 | 0.12181 | 0.11086 | 10.9828 | 6.0294 | 16.1379 | 8.7682 | 1.5332 | 1.4329 | 3.0857 | 0 | 3.0857 | 0 | 0 | 0 | 5832.0201 | 3494.483
5- No CETA/ No new NG&2028 | 5- No CETA/ No new NG | 2028 | 737.2202 | 352.7627 | 1089.983 | 211.5497 | 125.4132 | 336.9629 | 0.12554 | 0.11293 | 13.2044 | 7.2915 | 25.3237 | 14.1444 | 1.5743 | 1.4184 | 3.6547 | 0 | 3.6547 | 0 | 0 | 0 | 5872.1961 | 3513.3509
5- No CETA/ No new NG&2029 | 5- No CETA/ No new NG | 2029 | 762.3425 | 363.6112 | 1125.9537 | 213.105 | 127.2621 | 340.3671 | 0.12902 | 0.11554 | 14.7606 | 8.1956 | 24.0797 | 13.4031 | 1.5585 | 1.3845 | 3.8056 | 0 | 3.8056 | 0 | 0 | 0 | 5908.5585 | 3534.4216
5- No CETA/ No new NG&2030 | 5- No CETA/ No new NG | 2030 | 788.5402 | 375.0421 | 1163.5823 | 212.2323 | 129.5763 | 341.8086 | 0.13266 | 0.11859 | 12.5062 | 9.0435 | 21.2817 | 16.4123 | 1.4546 | 1.4482 | 18.0311 | 0 | 26.765 | 0 | 658.8277 | 0 | 5944.1431 | 3553.6844
5- No CETA/ No new NG&2031 | 5- No CETA/ No new NG | 2031 | 823.4436 | 389.2329 | 1212.6765 | 221.7319 | 134.155 | 355.8869 | 0.13745 | 0.12218 | 11.2324 | 8.275 | 20.7584 | 14.3111 | 1.3696 | 1.3179 | 17.3972 | 0 | 26.0238 | 0 | 657.3299 | 0 | 5990.8176 | 3577.0113
5- No CETA/ No new NG&2032 | 5- No CETA/ No new NG | 2032 | 858.308 | 410.7351 | 1269.0431 | 231.0143 | 145.702 | 376.7163 | 0.14205 | 0.128 | 9.3053 | 9.0959 | 15.8251 | 17.4477 | 1.296 | 1.2401 | 66.9651 | 52.6399 | 64.457 | 52.6399 | 1485.1235 | -227.9862 | 6042.1367 | 3600.7603
5- No CETA/ No new NG&2033 | 5- No CETA/ No new NG | 2033 | 884.4121 | 421.8065 | 1306.2185 | 230.9096 | 146.3512 | 377.2608 | 0.14526 | 0.13034 | 9.6143 | 8.9472 | 15.4623 | 16.4385 | 1.2861 | 1.2104 | 66.105 | 52.6399 | 63.6306 | 52.6399 | 1478.7496 | -234.9786 | 6088.5644 | 3626.6975
5- No CETA/ No new NG&2034 | 5- No CETA/ No new NG | 2034 | 895.5105 | 424.4536 | 1319.9641 | 215.1836 | 138.198 | 353.3816 | 0.14586 | 0.13004 | 9.9315 | 10.3554 | 17.5094 | 19.3151 | 1.3642 | 1.183 | 65.1535 | 52.6399 | 62.7095 | 52.6399 | 1476.002 | -232.6048 | 6139.6747 | 3653.4639
5- No CETA/ No new NG&2035 | 5- No CETA/ No new NG | 2035 | 928.3921 | 440.2343 | 1368.6264 | 220.5034 | 142.8759 | 363.3793 | 0.14992 | 0.13381 | 11.0122 | 11.0585 | 18.4253 | 20.6917 | 1.3853 | 1.1847 | 64.3097 | 52.6399 | 61.8956 | 52.6399 | 1486.3023 | -241.4905 | 6192.5859 | 3681.4347
5- No CETA/ No new NG&2036 | 5- No CETA/ No new NG | 2036 | 972.67 | 453.7761 | 1426.446 | 235.5671 | 144.8514 | 380.4185 | 0.15561 | 0.13676 | 11.6505 | 10.6379 | 21.0348 | 19.1346 | 1.391 | 1.1632 | 140.97 | 52.6399 | 134.1927 | 52.6399 | 1491.468 | -246.9255 | 6250.7741 | 3710.3811
5- No CETA/ No new NG&2037 | 5- No CETA/ No new NG | 2037 | 1006.6566 | 469.8019 | 1476.4585 | 240.4611 | 148.8018 | 389.2629 | 0.15966 | 0.14024 | 12.8143 | 11.8902 | 22.052 | 19.6215 | 1.4033 | 1.1328 | 140.1116 | 52.6399 | 133.3544 | 52.6399 | 1493.6932 | -253.1163 | 6305.0099 | 3741.6899
5- No CETA/ No new NG&2038 | 5- No CETA/ No new NG | 2038 | 1048.204 | 489.1382 | 1537.3423 | 251.896 | 155.6079 | 407.504 | 0.16468 | 0.14458 | 14.7637 | 13.7378 | 25.1075 | 23.9884 | 1.4538 | 1.0839 | 173.0111 | 71.2923 | 166.2828 | 71.2923 | 1322.8928 | -353.469 | 6365.1216 | 3774.3538
5- No CETA/ No new NG&2039 | 5- No CETA/ No new NG | 2039 | 1093.9454 | 510.8802 | 1604.8256 | 266.7669 | 164.3929 | 431.1598 | 0.17017 | 0.14951 | 14.166 | 13.3045 | 24.9834 | 21.1661 | 1.4968 | 1.0694 | 172.1839 | 71.2923 | 165.4842 | 71.2923 | 1320.0093 | -362.5609 | 6428.4663 | 3808.6605
5- No CETA/ No new NG&2040 | 5- No CETA/ No new NG | 2040 | 1131.7309 | 528.5838 | 1660.3147 | 272.5685 | 168.6745 | 441.243 | 0.17414 | 0.15313 | 15.8763 | 15.0335 | 29.4801 | 28.465 | 1.617 | 1.0519 | 202.9277 | 88.7363 | 196.2656 | 88.7363 | 1153.3282 | -468.6327 | 6498.8762 | 3844.8728
5- No CETA/ No new NG&2041 | 5- No CETA/ No new NG | 2041 | 1164.3972 | 542.1908 | 1706.588 | 272.0255 | 168.2327 | 440.2581 | 0.17731 | 0.15526 | 16.1423 | 14.7609 | 28.2991 | 26.5294 | 1.9504 | 1.0096 | 270.0147 | 126.2627 | 263.3711 | 126.2627 | 777.9831 | -673.4496 | 6567.124 | 3884.1002
5- No CETA/ No new NG&2042 | 5- No CETA/ No new NG | 2042 | 1252.5582 | 584.64 | 1837.1981 | 322.1987 | 196.1273 | 518.3261 | 0.18854 | 0.16543 | 21.7656 | 19.0869 | 36.7096 | 32.6093 | 2.2847 | 0.63625 | 491.1873 | 231.2244 | 484.5713 | 231.2244 | -344.888 | -1231.6092 | 6643.619 | 3925.6346
5- No CETA/ No new NG&2043 | 5- No CETA/ No new NG | 2043 | 1314.2977 | 615.1878 | 1929.4855 | 348.4742 | 211.5886 | 560.0628 | 0.19541 | 0.17192 | 23.2579 | 19.6516 | 42.1169 | 33.3002 | 2.6488 | 0.63683 | 523.906 | 249.7367 | 517.3172 | 249.7367 | -575.3795 | -1328.7969 | 6725.8074 | 3969.9415
5- No CETA/ No new NG&2044 | 5- No CETA/ No new NG | 2044 | 1373.0983 | 647.7328 | 2020.8311 | 370.4615 | 228.5466 | 599.008 | 0.20139 | 0.17869 | 29.0195 | 24.4643 | 56.2221 | 46.7575 | 2.7821 | 0.69542 | 560.5656 | 270.42 | 554.0131 | 270.42 | -649.5404 | -1378.2055 | 6817.9656 | 4017.9528
5- No CETA/ No new NG&2045 | 5- No CETA/ No new NG | 2045 | 1540.3808 | 691.9169 | 2232.2977 | 495.8662 | 256.4039 | 752.2701 | 0.22288 | 0.18809 | 34.2571 | 22.1607 | 62.655 | 44.0242 | 3.2395 | 0.15989 | 913.3311 | 342.647 | 906.7956 | 342.647 | -2418.9966 | -1738.5738 | 6911.1545 | 4070.4274
&NPV |  | NPV | 10142.4956 | 4823.6462 | 14966.1418 | 2842.7689 | 1692.5053 | 4535.2742 |  |  | 163.6271 | 119.2266 | 283.1216 | 210.7913 | 20.9616 | 18.485 | [6 empty] | 6096.5834 | 3634.9992
&Levelized |  | Levelized | 862.4687 | 410.1795 | 1272.6482 | 241.7353 | 143.9225 | 385.6578 |  |  | 13.9141 | 10.1385 | 24.0753 | 17.9247 | 1.7825 | 1.5719
&
&
6- WRAP PRM&2023 | 6- WRAP PRM | 2023 | 644.3529 | 316.4018 | 960.7547 | 410.7716 | 125.8381 | 536.6097 | 0.11228 | 0.10242 | 16.8079 | 9.4394 | 27.7124 | 15.7487 | 2.5071 | 2.8792 | 0 | 0 | 0 | 0 | 0 | 0 | 5738.594 | 3474.9916
6- WRAP PRM&2024 | 6- WRAP PRM | 2024 | 657.5137 | 322.027 | 979.5407 | 417.6429 | 127.0602 | 544.7031 | 0.11357 | 0.10393 | 13.1173 | 7.2911 | 22.1897 | 12.611 | 2.4532 | 2.9672 | 0.01038 | 0 | 0.11416 | 0 | 0.97729 | 0 | 5789.5857 | 3486.4007
6- WRAP PRM&2025 | 6- WRAP PRM | 2025 | 681.5479 | 329.7296 | 1011.2775 | 413.0558 | 127.2231 | 540.2789 | 0.11702 | 0.10611 | 10.3097 | 5.6559 | 17.5969 | 9.6015 | 2.2677 | 2.7197 | 0.45467 | 0 | 0.55976 | 0 | 1.9714 | 0 | 5824.3962 | 3498.5766
6- WRAP PRM&2026 | 6- WRAP PRM | 2026 | 690.7469 | 339.8145 | 1030.5614 | 311.988 | 129.3997 | 441.3877 | 0.11923 | 0.11027 | 13.3415 | 7.2064 | 23.1076 | 12.5811 | 1.3577 | 1.4922 | 1.4308 | 0 | 1.5898 | 0 | 2.9827 | 0 | 5793.358 | 3474.1533
6- WRAP PRM&2027 | 6- WRAP PRM | 2027 | 710.4653 | 344.0182 | 1054.4835 | 309.7815 | 125.3074 | 435.0889 | 0.12183 | 0.11086 | 10.9649 | 6.0284 | 16.1087 | 8.7665 | 1.5322 | 1.4329 | 3.1284 | 0 | 3.3426 | 0 | 4.0266 | 0 | 5831.4902 | 3494.542
6- WRAP PRM&2028 | 6- WRAP PRM | 2028 | 737.3003 | 352.7753 | 1090.0756 | 315.4691 | 125.4248 | 440.8939 | 0.12557 | 0.11293 | 13.1771 | 7.2898 | 25.2677 | 14.1409 | 1.5731 | 1.4184 | 3.7086 | 0 | 3.9785 | 0 | 5.0762 | 0 | 5871.4142 | 3513.3454
6- WRAP PRM&2029 | 6- WRAP PRM | 2029 | 762.4503 | 363.628 | 1126.0783 | 317.3561 | 127.2776 | 444.6338 | 0.12906 | 0.11555 | 14.724 | 8.1933 | 23.966 | 13.4 | 1.557 | 1.3845 | 3.871 | 0 | 4.1991 | 0 | 6.2331 | 0 | 5907.4967 | 3534.3304
6- WRAP PRM&2030 | 6- WRAP PRM | 2030 | 788.6522 | 375.0614 | 1163.7137 | 321.9042 | 129.5941 | 451.4983 | 0.13271 | 0.11861 | 12.4748 | 9.0407 | 21.1769 | 16.4049 | 1.4534 | 1.4482 | 18.1081 | 0 | 27.2283 | 0 | 666.5248 | 0 | 5942.7878 | 3553.4929
6- WRAP PRM&2031 | 6- WRAP PRM | 2031 | 823.6123 | 389.259 | 1212.8714 | 323.3909 | 134.1793 | 457.5702 | 0.13752 | 0.1222 | 11.1999 | 8.2718 | 20.625 | 14.3092 | 1.3682 | 1.3179 | 17.486 | 0 | 26.5586 | 0 | 666.2891 | 0 | 5989.1736 | 3576.7014
6- WRAP PRM&2032 | 6- WRAP PRM | 2032 | 858.554 | 401.3697 | 1259.9237 | 329.956 | 136.3485 | 466.3045 | 0.14214 | 0.1251 | 9.2897 | 9.0055 | 15.8334 | 17.7467 | 1.2152 | 1.2401 | 67.0661 | 0 | 65.0631 | 0 | 1495.3177 | 0 | 6040.2248 | 3600.3137
6- WRAP PRM&2033 | 6- WRAP PRM | 2033 | 884.6927 | 412.9796 | 1297.6723 | 329.8094 | 137.5352 | 467.3446 | 0.14536 | 0.12763 | 9.6029 | 8.9309 | 15.4509 | 15.9686 | 1.2028 | 1.2104 | 66.2183 | 0 | 64.312 | 0 | 1490.3457 | 0 | 6086.4188 | 3626.086
6- WRAP PRM&2034 | 6- WRAP PRM | 2034 | 895.6951 | 415.8673 | 1311.5623 | 314.1503 | 129.6084 | 443.7587 | 0.14594 | 0.12744 | 9.9077 | 10.3866 | 17.5557 | 18.7837 | 1.2912 | 1.183 | 65.2724 | 0 | 63.41 | 0 | 1487.9554 | 0 | 6137.3328 | 3652.6645
6- WRAP PRM&2035 | 6- WRAP PRM | 2035 | 930.4883 | 440.9998 | 1371.4881 | 324.2765 | 143.6375 | 467.914 | 0.15032 | 0.13408 | 10.9861 | 11.1713 | 18.405 | 21.4172 | 1.3369 | 1.2948 | 64.4337 | 88.6208 | 62.6136 | 83.5934 | 1498.7934 | 200.2799 | 6190.0784 | 3680.4058
6- WRAP PRM&2036 | 6- WRAP PRM | 2036 | 974.9167 | 453.312 | 1428.2287 | 341.6315 | 144.4625 | 486.094 | 0.15603 | 0.13667 | 11.4155 | 11.4198 | 20.0486 | 20.146 | 1.3085 | 1.2819 | 118.0366 | 88.6208 | 118.5629 | 84.8833 | 1257.4287 | 211.2689 | 6248.1251 | 3709.0992
6- WRAP PRM&2037 | 6- WRAP PRM | 2037 | 1009.2504 | 468.4264 | 1477.6768 | 348.4354 | 147.5778 | 496.0131 | 0.16014 | 0.13989 | 12.688 | 12.3768 | 21.8911 | 21.8189 | 1.232 | 1.2508 | 117.1839 | 88.6208 | 117.7639 | 84.873 | 1253.3206 | 203.1087 | 6302.2392 | 3740.1346
6- WRAP PRM&2038 | 6- WRAP PRM | 2038 | 1052.614 | 485.109 | 1537.723 | 359.6082 | 151.5726 | 511.1808 | 0.16545 | 0.14347 | 14.6073 | 14.3368 | 23.9322 | 26.2031 | 1.4346 | 1.2011 | 165.3472 | 88.6208 | 165.9705 | 84.873 | 998.9986 | 204.2156 | 6362.2424 | 3772.5299
6- WRAP PRM&2039 | 6- WRAP PRM | 2039 | 1097.8229 | 507.0979 | 1604.9207 | 375.7354 | 160.6067 | 536.3421 | 0.17085 | 0.1485 | 13.8452 | 14.1806 | 25.0222 | 25.8026 | 1.489 | 1.1871 | 164.55 | 88.6208 | 165.2103 | 84.873 | 986.8719 | 203.0687 | 6425.4842 | 3806.562
6- WRAP PRM&2040 | 6- WRAP PRM | 2040 | 1134.1753 | 524.8494 | 1659.0247 | 381.9058 | 164.9369 | 546.8427 | 0.1746 | 0.15216 | 15.6756 | 15.4929 | 29.3408 | 31.1809 | 1.6081 | 1.1727 | 195.3201 | 106.0648 | 196.0059 | 102.3273 | 805.3729 | 118.9192 | 6495.7896 | 3842.4964
6- WRAP PRM&2041 | 6- WRAP PRM | 2041 | 1175.5186 | 533.3251 | 1708.8437 | 387.8426 | 159.5482 | 547.3908 | 0.17909 | 0.15284 | 14.8767 | 15.29 | 25.5093 | 27.4774 | 1.5256 | 1.1304 | 265.2108 | 133.0072 | 267.3025 | 129.2594 | 930.0257 | -27.6265 | 6563.9447 | 3881.4551
6- WRAP PRM&2042 | 6- WRAP PRM | 2042 | 1262.4892 | 564.8183 | 1827.3075 | 396.0138 | 176.4325 | 572.4462 | 0.19012 | 0.15995 | 17.4364 | 20.7179 | 28.5042 | 40.1783 | 1.3569 | 0.91039 | 447.9816 | 252.5937 | 447.7925 | 242.0619 | 738.934 | 254.3668 | 6640.3439 | 3922.7274
6- WRAP PRM&2043 | 6- WRAP PRM | 2043 | 1327.2091 | 593.5226 | 1920.7317 | 428.2332 | 190.1789 | 618.412 | 0.19743 | 0.16601 | 18.8108 | 20.7874 | 35.1647 | 39.5135 | 1.52 | 0.91512 | 489.888 | 276.3389 | 489.6781 | 265.8071 | 506.9851 | 137.7487 | 6722.4373 | 3966.7915
6- WRAP PRM&2044 | 6- WRAP PRM | 2044 | 1403.4354 | 621.3339 | 2024.7693 | 474.838 | 202.3499 | 677.1879 | 0.20595 | 0.17156 | 20.3666 | 24.9854 | 35.0995 | 44.0984 | 1.5334 | 1.011 | 531.6551 | 293.7829 | 538.1766 | 283.2798 | 992.0509 | 133.7167 | 6814.4988 | 4014.5877
6- WRAP PRM&2045 | 6- WRAP PRM | 2045 | 1671.4363 | 681.9141 | 2353.3504 | 612.1447 | 246.4619 | 858.6066 | 0.24197 | 0.18555 | 23.3688 | 24.0851 | 38.8631 | 44.8926 | 0.9582 | 0.57662 | 1052.5857 | 382.4037 | 1036.1206 | 365.5648 | 2065.8723 | 329.7665 | 6907.5994 | 4066.8708
6- WRAP PRM&NPV | 6- WRAP PRM | NPV | 10197.672 | 4782.9415 | 14980.6135 | 4256.7185 | 1652.1126 | 5908.8311 |  |  | 155.5901 | 121.9093 | 266.0435 | 218.9331 | 19.1656 | 19.1148 | [6 empty] | 6094.9062 | 3634.1521
6- WRAP PRM&Levelized | 6- WRAP PRM | Levelized | 867.1606 | 406.7182 | 1273.8788 | 361.9707 | 140.4877 | 502.4584 |  |  | 13.2306 | 10.3666 | 22.623 | 18.617 | 1.6297 | 1.6254
&
&
7- WRAP PRM No QCC Changes&2023 | 7- WRAP PRM No QCC Changes | 2023 | 644.3515 | 316.4014 | 960.7529 | 410.7688 | 125.8378 | 536.6065 | 0.11228 | 0.10242 | 16.8076 | 9.4393 | 27.7123 | 15.7486 | 2.5071 | 2.8792 | 0 | 0 | 0 | 0 | 0 | 0 | 5738.5452 | 3474.9774
7- WRAP PRM No QCC Changes&2024 | 7- WRAP PRM No QCC Changes | 2024 | 657.5119 | 322.0262 | 979.5381 | 417.6372 | 127.0595 | 544.6967 | 0.11357 | 0.10393 | 13.1166 | 7.291 | 22.1897 | 12.611 | 2.4532 | 2.9672 | 0.010481 | 0 | 0.11416 | 0 | 0.97729 | 0 | 5789.4508 | 3486.3681
7- WRAP PRM No QCC Changes&2025 | 7- WRAP PRM No QCC Changes | 2025 | 681.5481 | 329.7288 | 1011.2769 | 413.0479 | 127.2223 | 540.2703 | 0.11702 | 0.10611 | 10.3082 | 5.6557 | 17.5944 | 9.6013 | 2.2677 | 2.7197 | 0.4801 | 0 | 0.58725 | 0 | 1.9714 | 0 | 5824.1123 | 3498.5202
7- WRAP PRM No QCC Changes&2026 | 7- WRAP PRM No QCC Changes | 2026 | 690.751 | 339.8135 | 1030.5645 | 311.9776 | 129.3988 | 441.3763 | 0.11924 | 0.11027 | 13.3376 | 7.2059 | 23.104 | 12.58 | 1.3577 | 1.4922 | 1.5716 | 0 | 1.7354 | 0 | 2.9827 | 0 | 5792.8393 | 3474.0667
7- WRAP PRM No QCC Changes&2027 | 7- WRAP PRM No QCC Changes | 2027 | 710.4779 | 344.0173 | 1054.4952 | 309.7706 | 125.3066 | 435.0772 | 0.12185 | 0.11086 | 10.9598 | 6.0278 | 16.1006 | 8.7655 | 1.5322 | 1.4329 | 3.6553 | 0 | 3.878 | 0 | 4.0266 | 0 | 5830.6281 | 3494.4173
7- WRAP PRM No QCC Changes&2028 | 7- WRAP PRM No QCC Changes | 2028 | 737.323 | 352.7743 | 1090.0973 | 315.4563 | 125.4238 | 440.8801 | 0.12561 | 0.11294 | 13.167 | 7.2887 | 25.2474 | 14.1387 | 1.5731 | 1.4184 | 4.7312 | 0 | 5.0145 | 0 | 5.0762 | 0 | 5870.084 | 3513.1718
7- WRAP PRM No QCC Changes&2029 | 7- WRAP PRM No QCC Changes | 2029 | 762.4873 | 363.6268 | 1126.1141 | 317.3435 | 127.2764 | 444.6199 | 0.12911 | 0.11556 | 14.7084 | 8.1917 | 23.9295 | 13.3979 | 1.557 | 1.3845 | 5.302 | 0 | 5.6498 | 0 | 6.2331 | 0 | 5905.5846 | 3534.0987
7- WRAP PRM No QCC Changes&2030 | 7- WRAP PRM No QCC Changes | 2030 | 788.697 | 375.0589 | 1163.7559 | 321.8852 | 129.5916 | 451.4767 | 0.13277 | 0.11862 | 12.4596 | 9.0387 | 21.1354 | 16.3998 | 1.4534 | 1.4482 | 21.3581 | 0 | 31.2949 | 0 | 666.5248 | 0 | 5940.1941 | 3553.1941
7- WRAP PRM No QCC Changes&2031 | 7- WRAP PRM No QCC Changes | 2031 | 823.6811 | 389.2569 | 1212.9379 | 323.382 | 134.1772 | 457.5591 | 0.1376 | 0.12221 | 11.182 | 8.2696 | 20.574 | 14.3079 | 1.3682 | 1.3179 | 21.4194 | 0 | 31.4245 | 0 | 666.2891 | 0 | 5985.848 | 3576.3285
7- WRAP PRM No QCC Changes&2032 | 7- WRAP PRM No QCC Changes | 2032 | 860.9123 | 404.5888 | 1265.501 | 332.0514 | 139.5671 | 471.6185 | 0.14263 | 0.12612 | 9.236 | 8.8443 | 15.8935 | 17.3091 | 1.2185 | 1.2401 | 102.5972 | 36.5314 | 100.3452 | 36.5314 | 1490.2772 | -7.3354 | 6036.1471 | 3599.8612
7- WRAP PRM No QCC Changes&2033 | 7- WRAP PRM No QCC Changes | 2033 | 886.9107 | 415.9702 | 1302.8809 | 331.7514 | 140.5254 | 472.2768 | 0.14583 | 0.12858 | 9.5673 | 8.7428 | 15.2413 | 16.1272 | 1.2062 | 1.2104 | 102.676 | 36.5314 | 100.5021 | 36.5314 | 1485.2789 | -7.3736 | 6081.6697 | 3625.5532
7- WRAP PRM No QCC Changes&2034 | 7- WRAP PRM No QCC Changes | 2034 | 897.9129 | 418.8158 | 1316.7287 | 316.0858 | 132.5569 | 448.6427 | 0.14643 | 0.12837 | 9.7938 | 10.1602 | 17.8194 | 18.6003 | 1.2943 | 1.183 | 102.751 | 36.5314 | 100.5983 | 36.5314 | 1482.9579 | -7.2727 | 6131.9837 | 3652.048
7- WRAP PRM No QCC Changes&2035 | 7- WRAP PRM No QCC Changes | 2035 | 930.8099 | 434.9118 | 1365.7217 | 324.3109 | 137.5495 | 461.8604 | 0.15051 | 0.13226 | 10.844 | 10.8786 | 18.2377 | 20.0654 | 1.312 | 1.1847 | 102.8294 | 36.5314 | 100.6966 | 36.5314 | 1494.0061 | -6.9668 | 6184.2385 | 3679.7112
7- WRAP PRM No QCC Changes&2036 | 7- WRAP PRM No QCC Changes | 2036 | 960.0798 | 448.3315 | 1408.4113 | 326.8456 | 139.403 | 466.2486 | 0.15381 | 0.1352 | 11.5506 | 10.6569 | 20.7616 | 18.7425 | 1.3233 | 1.1718 | 102.9121 | 36.8728 | 103.1035 | 38.1489 | 1508.3769 | -1.9878 | 6241.809 | 3708.3342
7- WRAP PRM No QCC Changes&2037 | 7- WRAP PRM No QCC Changes | 2037 | 996.5442 | 467.3454 | 1463.8896 | 335.6195 | 146.343 | 481.9625 | 0.15829 | 0.13961 | 12.6225 | 11.6667 | 21.5993 | 20.009 | 1.3319 | 1.1416 | 123.8331 | 60.692 | 124.0584 | 61.9717 | 1506.4945 | -6.7478 | 6295.5821 | 3739.3161
7- WRAP PRM No QCC Changes&2038 | 7- WRAP PRM No QCC Changes | 2038 | 1032.6247 | 482.4418 | 1515.0664 | 339.6578 | 148.9138 | 488.5715 | 0.16248 | 0.14271 | 14.4493 | 13.6241 | 25.5086 | 24.0184 | 1.3181 | 1.0927 | 148.6644 | 62.2612 | 148.9133 | 63.5408 | 1498.365 | -6.6756 | 6355.2755 | 3771.6689
7- WRAP PRM No QCC Changes&2039 | 7- WRAP PRM No QCC Changes | 2039 | 1081.176 | 507.3895 | 1588.5656 | 358.9684 | 160.9059 | 519.8743 | 0.16845 | 0.14862 | 13.7042 | 13.003 | 22.2377 | 21.2237 | 1.3515 | 1.0784 | 169.5967 | 84.8952 | 169.8702 | 86.1749 | 1495.8389 | -10.5963 | 6418.3065 | 3805.6733
7- WRAP PRM No QCC Changes&2040 | 7- WRAP PRM No QCC Changes | 2040 | 1113.0313 | 521.217 | 1634.2483 | 360.2253 | 161.3161 | 521.5414 | 0.17154 | 0.15114 | 15.3969 | 14.8855 | 28.8197 | 28.6127 | 1.3771 | 1.0616 | 190.5353 | 85.3263 | 190.8227 | 86.6024 | 1496.3844 | -10.8 | 6488.4689 | 3841.5945
7- WRAP PRM No QCC Changes&2041 | 7- WRAP PRM No QCC Changes | 2041 | 1149.5378 | 532.4915 | 1682.0293 | 360.8748 | 158.7121 | 519.5869 | 0.17532 | 0.15264 | 14.1357 | 14.9194 | 22.1396 | 25.6352 | 1.2487 | 1.1304 | 254.6034 | 173.9888 | 256.5999 | 170.241 | 1880.7099 | 192.8282 | 6556.6332 | 3880.5581
7- WRAP PRM No QCC Changes&2042 | 7- WRAP PRM No QCC Changes | 2042 | 1213.8397 | 561.4289 | 1775.2686 | 346.7209 | 172.9794 | 519.7003 | 0.183 | 0.15903 | 15.8588 | 20.3124 | 27.3781 | 38.0618 | 1.0105 | 0.88075 | 442.2443 | 270.2497 | 446.8246 | 261.0437 | 2146.3438 | 419.8009 | 6633.0552 | 3921.8416
7- WRAP PRM No QCC Changes&2043 | 7- WRAP PRM No QCC Changes | 2043 | 1286.6547 | 586.2035 | 1872.8582 | 384.9131 | 182.7504 | 567.6636 | 0.1916 | 0.164 | 15.518 | 20.6835 | 28.7727 | 40.1096 | 1.0119 | 0.88505 | 483.1016 | 273.1251 | 492.9104 | 263.9191 | 2467.5541 | 427.8048 | 6715.252 | 3965.93
7- WRAP PRM No QCC Changes&2044 | 7- WRAP PRM No QCC Changes | 2044 | 1356.3733 | 611.8535 | 1968.2268 | 424.8245 | 192.7992 | 617.6237 | 0.19925 | 0.16898 | 16.8676 | 24.8449 | 29.38 | 43.9832 | 1.0313 | 0.97695 | 519.2908 | 294.0214 | 538.1669 | 284.8405 | 3037.0011 | 485.548 | 6807.3793 | 4013.7474
7- WRAP PRM No QCC Changes&2045 | 7- WRAP PRM No QCC Changes | 2045 | 1610.8241 | 658.5906 | 2269.4147 | 555.5172 | 223.1298 | 778.647 | 0.23343 | 0.17924 | 20.3829 | 23.879 | 30.8628 | 45.9499 | 0.59632 | 0.54381 | 917.4908 | 382.708 | 926.2765 | 367.195 | 4296.8074 | 683.097 | 6900.6181 | 4066.0556
7- WRAP PRM No QCC Changes&NPV | 7- WRAP PRM No QCC Changes | NPV | 10112.1184 | 4769.3312 | 14881.4497 | 4169.2103 | 1638.3515 | 5807.5618 |  |  | 152.0978 | 119.7021 | 259.2151 | 212.8397 | 18.5136 | 18.8333 | [6 empty] | 6091.3257 | 3633.7188
7- WRAP PRM No QCC Changes&Levelized | 7- WRAP PRM No QCC Changes | Levelized | 859.8856 | 405.5608 | 1265.4464 | 354.5295 | 139.3175 | 493.8469 |  |  | 12.9337 | 10.1789 | 22.0424 | 18.0989 | 1.5743 | 1.6015
&
&
8- VERs Assigned to Washington&2023 | 8- VERs Assigned to Washington | 2023 | 644.3516 | 316.4018 | 960.7534 | 410.7687 | 125.8381 | 536.6069 | 0.11228 | 0.10242 | 16.8076 | 9.4394 | 27.7123 | 15.7487 | 2.5071 | 2.8792 | 0 | 0 | 0 | 0 | 0 | 0 | 5738.5456 | 3474.9949
8- VERs Assigned to Washington&2024 | 8- VERs Assigned to Washington | 2024 | 657.512 | 322.0269 | 979.5389 | 417.6373 | 127.0601 | 544.6975 | 0.11357 | 0.10392 | 13.1167 | 7.2912 | 22.1897 | 12.6111 | 2.4532 | 2.9672 | 0.01038 | 0 | 0.11416 | 0 | 0.97729 | 0 | 5789.4625 | 3486.4102
8- VERs Assigned to Washington&2025 | 8- VERs Assigned to Washington | 2025 | 681.5478 | 329.7293 | 1011.2771 | 413.0479 | 127.2228 | 540.2707 | 0.11702 | 0.10611 | 10.3084 | 5.656 | 17.5947 | 9.6015 | 2.2677 | 2.7197 | 0.45467 | 0 | 0.55976 | 0 | 1.9714 | 0 | 5824.1533 | 3498.5971
8- VERs Assigned to Washington&2026 | 8- VERs Assigned to Washington | 2026 | 691.538 | 346.2742 | 1037.8121 | 312.7656 | 135.8594 | 448.6251 | 0.11938 | 0.11237 | 13.3383 | 6.8755 | 23.1046 | 12.0679 | 1.3897 | 1.5482 | 1.4308 | 45.2191 | 1.5898 | 45.2191 | 2.9827 | 126.8862 | 5792.661 | 3473.9143
8- VERs Assigned to Washington&2027 | 8- VERs Assigned to Washington | 2027 | 711.2624 | 350.3365 | 1061.5989 | 310.5575 | 131.6258 | 442.1833 | 0.12199 | 0.1129 | 10.9609 | 5.8147 | 16.1024 | 8.9739 | 1.5512 | 1.4899 | 3.1284 | 45.2191 | 3.3426 | 45.2191 | 4.0266 | 128.639 | 5830.5463 | 3494.3292
8- VERs Assigned to Washington&2028 | 8- VERs Assigned to Washington | 2028 | 738.104 | 358.9084 | 1097.0124 | 316.2417 | 131.558 | 447.7997 | 0.12574 | 0.1149 | 13.1696 | 7.0042 | 25.2525 | 12.8645 | 1.5925 | 1.4802 | 3.7086 | 45.2191 | 3.9785 | 45.2191 | 5.0762 | 137.6977 | 5870.1466 | 3513.167
8- VERs Assigned to Washington&2029 | 8- VERs Assigned to Washington | 2029 | 763.2632 | 369.7225 | 1132.9857 | 318.1265 | 133.3725 | 451.499 | 0.12924 | 0.11749 | 14.7129 | 7.8623 | 23.9401 | 12.3217 | 1.5719 | 1.4453 | 3.871 | 45.2191 | 4.1991 | 45.2191 | 6.2331 | 138.6059 | 5905.8569 | 3534.2081
8- VERs Assigned to Washington&2030 | 8- VERs Assigned to Washington | 2030 | 789.4689 | 380.6867 | 1170.1555 | 322.6675 | 135.2197 | 457.8872 | 0.13289 | 0.12039 | 12.4646 | 8.8718 | 21.149 | 16.1844 | 1.4718 | 1.5125 | 18.1081 | 45.2191 | 27.2283 | 45.2191 | 666.5248 | 145.7752 | 5940.7471 | 3553.4402
8- VERs Assigned to Washington&2031 | 8- VERs Assigned to Washington | 2031 | 824.4415 | 394.8492 | 1219.2907 | 324.1567 | 139.77 | 463.9267 | 0.13771 | 0.12395 | 11.1885 | 7.9982 | 20.5927 | 12.9535 | 1.3799 | 1.3735 | 17.486 | 45.2191 | 26.5586 | 45.2191 | 666.2891 | 126.8653 | 5986.7588 | 3576.7379
8- VERs Assigned to Washington&2032 | 8- VERs Assigned to Washington | 2032 | 859.2738 | 407.2275 | 1266.5012 | 330.6032 | 142.1951 | 472.7983 | 0.14232 | 0.12692 | 9.2839 | 8.7593 | 15.8365 | 15.9935 | 1.2348 | 1.2914 | 67.0661 | 45.2191 | 65.0631 | 45.2191 | 1495.3177 | 116.2391 | 6037.4951 | 3600.4587
8- VERs Assigned to Washington&2033 | 8- VERs Assigned to Washington | 2033 | 885.4132 | 418.6098 | 1304.023 | 330.4521 | 143.1541 | 473.6062 | 0.14554 | 0.12936 | 9.598 | 8.743 | 15.4288 | 16.2176 | 1.2196 | 1.262 | 66.2183 | 45.2191 | 64.312 | 45.2191 | 1490.3457 | 116.7173 | 6083.5073 | 3626.3706
8- VERs Assigned to Washington&2034 | 8- VERs Assigned to Washington | 2034 | 896.5458 | 421.2218 | 1317.7675 | 314.9219 | 134.9644 | 449.8864 | 0.14615 | 0.12906 | 9.8982 | 10.106 | 17.5703 | 18.4119 | 1.2963 | 1.235 | 65.2696 | 45.2191 | 63.3996 | 45.2191 | 1487.8152 | 118.553 | 6134.3554 | 3653.1122
8- VERs Assigned to Washington&2035 | 8- VERs Assigned to Washington | 2035 | 929.4685 | 437.0512 | 1366.5197 | 323.1766 | 139.6908 | 462.8675 | 0.15023 | 0.13285 | 10.9757 | 10.8621 | 18.3962 | 20.3855 | 1.3138 | 1.238 | 64.431 | 45.2191 | 62.6033 | 45.2191 | 1498.6496 | 119.2096 | 6187.152 | 3681.0595
8- VERs Assigned to Washington&2036 | 8- VERs Assigned to Washington | 2036 | 974.7514 | 460.2677 | 1435.0191 | 340.2275 | 151.3411 | 491.5686 | 0.15608 | 0.13873 | 11.6247 | 11.4891 | 21.0314 | 20.6951 | 1.3488 | 1.3269 | 136.1641 | 133.8399 | 130.2632 | 128.8262 | 1504.1471 | 328.7374 | 6245.2521 | 3709.9824
8- VERs Assigned to Washington&2037 | 8- VERs Assigned to Washington | 2037 | 1008.8636 | 475.8103 | 1484.6739 | 346.793 | 154.8165 | 501.6095 | 0.16015 | 0.14205 | 12.7769 | 12.3236 | 21.9206 | 22.4179 | 1.3474 | 1.2947 | 135.3114 | 133.8399 | 129.4468 | 128.8124 | 1506.7042 | 316.1189 | 6299.4635 | 3741.2714
8- VERs Assigned to Washington&2038 | 8- VERs Assigned to Washington | 2038 | 1041.9406 | 490.647 | 1532.5876 | 347.9922 | 157.1145 | 505.1068 | 0.16384 | 0.14504 | 14.8336 | 14.1942 | 26.6477 | 26.168 | 1.3375 | 1.2439 | 134.4748 | 133.8399 | 128.6534 | 128.8124 | 1503.5708 | 315.8803 | 6359.5332 | 3773.9331
8- VERs Assigned to Washington&2039 | 8- VERs Assigned to Washington | 2039 | 1099.9035 | 512.5171 | 1612.4206 | 376.4996 | 166.0276 | 542.5272 | 0.17125 | 0.15001 | 14.0329 | 14.0664 | 24.9108 | 25.6936 | 1.421 | 1.2297 | 182.6537 | 133.8399 | 176.876 | 128.8124 | 1256.2272 | 313.6998 | 6422.8521 | 3808.2388
8- VERs Assigned to Washington&2040 | 8- VERs Assigned to Washington | 2040 | 1130.3548 | 526.0829 | 1656.4378 | 376.406 | 166.1714 | 542.5774 | 0.17408 | 0.15243 | 15.8983 | 15.3993 | 29.6184 | 31.1708 | 1.4543 | 1.2145 | 181.8696 | 133.8399 | 176.1351 | 128.8262 | 1253.4224 | 322.4866 | 6493.2375 | 3844.4508
8- VERs Assigned to Washington&2041 | 8- VERs Assigned to Washington | 2041 | 1175.2152 | 531.3433 | 1706.5585 | 384.9653 | 157.4131 | 542.3783 | 0.17911 | 0.15217 | 14.4188 | 15.7081 | 22.3406 | 28.0938 | 1.415 | 1.172 | 275.6897 | 133.8399 | 267.2212 | 128.8124 | 1648.5158 | 319.2126 | 6561.5078 | 3883.6804
8- VERs Assigned to Washington&2042 | 8- VERs Assigned to Washington | 2042 | 1273.6366 | 565.8966 | 1839.5332 | 404.4429 | 177.412 | 581.8548 | 0.19187 | 0.16015 | 16.9943 | 21.3053 | 29.0707 | 40.9047 | 1.0514 | 0.94081 | 479.381 | 244.6196 | 461.8383 | 233.3077 | 1979.4516 | 580.9608 | 6638.0126 | 3925.2159
8- VERs Assigned to Washington&2043 | 8- VERs Assigned to Washington | 2043 | 1337.7295 | 592.8593 | 1930.5888 | 435.8955 | 189.476 | 625.3715 | 0.19906 | 0.1657 | 18.5564 | 21.3785 | 33.8348 | 42.3067 | 1.0558 | 0.94563 | 514.2577 | 264.5169 | 496.71 | 253.205 | 1838.3136 | 485.5559 | 6720.2062 | 3969.528
8- VERs Assigned to Washington&2044 | 8- VERs Assigned to Washington | 2044 | 1392.4066 | 620.0242 | 2012.4308 | 463.2927 | 201.0456 | 664.3383 | 0.20439 | 0.17106 | 21.8638 | 25.4362 | 40.3738 | 45.4854 | 1.1864 | 1.0443 | 550.9166 | 285.4007 | 533.4262 | 274.1197 | 1773.6042 | 463.9741 | 6812.3538 | 4017.5435
8- VERs Assigned to Washington&2045 | 8- VERs Assigned to Washington | 2045 | 1612.7522 | 675.846 | 2288.5981 | 556.1493 | 240.4149 | 796.5642 | 0.23354 | 0.18374 | 21.1406 | 23.9528 | 39.5156 | 45.0751 | 0.69486 | 0.57998 | 909.1025 | 352.2572 | 880.2096 | 340.9453 | 2788.2924 | 622.7975 | 6905.5676 | 4070.0251
8- VERs Assigned to Washington&NPV | 8- VERs Assigned to Washington | NPV | 10186.3222 | 4821.7545 | 15008.0766 | 4240.926 | 1690.7521 | 5931.6781 |  |  | 155.4031 | 120.7562 | 267.7457 | 216.7089 | 18.8176 | 19.5217 | [6 empty] | 6093.0919 | 3634.7335
8- VERs Assigned to Washington&Levelized | 8- VERs Assigned to Washington | Levelized | 866.1955 | 410.0187 | 1276.2142 | 360.6278 | 143.7734 | 504.4012 |  |  | 13.2147 | 10.2685 | 22.7678 | 18.4279 | 1.6002 | 1.66
&
&
9- Low Economic Growth Loads&2023 | 9- Low Economic Growth Loads | 2023 | 644.3538 | 316.4024 | 960.7562 | 410.7738 | 125.8389 | 536.6127 | 0.11228 | 0.10242 | 16.8084 | 9.4395 | 27.7125 | 15.7489 | 2.5071 | 2.8792 | 0 | 0 | 0 | 0 | 0 | 0 | 5738.7007 | 3475.0273
9- Low Economic Growth Loads&2024 | 9- Low Economic Growth Loads | 2024 | 657.5143 | 322.0278 | 979.5421 | 417.6462 | 127.0613 | 544.7075 | 0.11356 | 0.10392 | 13.1183 | 7.2914 | 22.1897 | 12.6112 | 2.4532 | 2.9672 | 0.01038 | 0 | 0.11416 | 0 | 0.97729 | 0 | 5789.8249 | 3486.474
9- Low Economic Growth Loads&2025 | 9- Low Economic Growth Loads | 2025 | 681.5453 | 329.7297 | 1011.275 | 413.0574 | 127.2237 | 540.281 | 0.11701 | 0.1061 | 10.3115 | 5.6564 | 17.5999 | 9.6018 | 2.2677 | 2.7197 | 0.45467 | 0 | 0.55976 | 0 | 1.9714 | 0 | 5824.7966 | 3498.6912
9- Low Economic Growth Loads&2026 | 9- Low Economic Growth Loads | 2026 | 690.7408 | 339.8137 | 1030.5544 | 311.9876 | 129.3995 | 441.3871 | 0.11922 | 0.11027 | 13.3452 | 7.2074 | 23.1111 | 12.5832 | 1.3577 | 1.4922 | 1.4308 | 0 | 1.5898 | 0 | 2.9827 | 0 | 5793.6709 | 3474.0384
9- Low Economic Growth Loads&2027 | 9- Low Economic Growth Loads | 2027 | 709.0418 | 343.4832 | 1052.525 | 308.365 | 124.7732 | 433.1382 | 0.12245 | 0.11127 | 10.7425 | 5.943 | 15.7617 | 8.6162 | 1.5322 | 1.4329 | 3.1284 | 0 | 3.3426 | 0 | 4.0266 | 0 | 5790.5067 | 3478.2313
9- Low Economic Growth Loads&2028 | 9- Low Economic Growth Loads | 2028 | 735.385 | 351.6868 | 1087.0718 | 313.5626 | 124.3373 | 437.8998 | 0.12643 | 0.11378 | 12.7971 | 7.0664 | 24.4806 | 13.6741 | 1.5731 | 1.4184 | 3.7086 | 0 | 3.9785 | 0 | 5.0762 | 0 | 5816.3581 | 3480.5377
9- Low Economic Growth Loads&2029 | 9- Low Economic Growth Loads | 2029 | 760.0526 | 361.9794 | 1122.032 | 314.9686 | 125.6303 | 440.5989 | 0.13018 | 0.11687 | 14.2189 | 7.8327 | 22.7636 | 12.5875 | 1.557 | 1.3845 | 3.871 | 0 | 4.1991 | 0 | 6.2331 | 0 | 5838.4435 | 3484.8026
9- Low Economic Growth Loads&2030 | 9- Low Economic Growth Loads | 2030 | 785.3552 | 372.5139 | 1157.8691 | 318.618 | 127.0481 | 445.6661 | 0.13403 | 0.12033 | 12.0114 | 8.5719 | 20.2814 | 15.5037 | 1.4534 | 1.4482 | 18.1081 | 0 | 27.2283 | 0 | 666.5248 | 0 | 5859.7497 | 3487.0001
9- Low Economic Growth Loads&2031 | 9- Low Economic Growth Loads | 2031 | 819.965 | 386.2131 | 1206.1781 | 319.754 | 131.1352 | 450.8893 | 0.13916 | 0.12451 | 10.7215 | 7.7348 | 18.8673 | 13.87 | 1.3682 | 1.3179 | 17.486 | 0 | 26.5586 | 0 | 666.2891 | 0 | 5892.1478 | 3492.9929
9- Low Economic Growth Loads&2032 | 9- Low Economic Growth Loads | 2032 | 854.3307 | 397.9123 | 1252.2431 | 325.7413 | 132.8792 | 458.6205 | 0.14409 | 0.12807 | 9.0629 | 8.2948 | 14.6515 | 15.9 | 1.2288 | 1.2401 | 67.0661 | 0 | 65.0631 | 0 | 1495.3177 | 0 | 5929.1167 | 3499.0511
9- Low Economic Growth Loads&2033 | 9- Low Economic Growth Loads | 2033 | 879.9173 | 408.6811 | 1288.5984 | 325.042 | 133.2328 | 458.2748 | 0.1476 | 0.13112 | 9.4095 | 8.1404 | 15.376 | 14.6693 | 1.2089 | 1.2104 | 66.2183 | 0 | 64.312 | 0 | 1490.3457 | 0 | 5961.3791 | 3507.1612
9- Low Economic Growth Loads&2034 | 9- Low Economic Growth Loads | 2034 | 890.388 | 410.7309 | 1301.1189 | 308.8493 | 124.4753 | 433.3246 | 0.14844 | 0.13138 | 9.4654 | 9.3102 | 17.2071 | 16.7182 | 1.2912 | 1.183 | 65.3087 | 0 | 63.4426 | 0 | 1487.8749 | 0 | 5998.2792 | 3515.7425
9- Low Economic Growth Loads&2035 | 9- Low Economic Growth Loads | 2035 | 922.5431 | 425.9244 | 1348.4675 | 316.3351 | 128.5659 | 444.901 | 0.15281 | 0.13591 | 10.4575 | 9.9432 | 17.9336 | 18.0501 | 1.3087 | 1.1847 | 64.4674 | 0 | 62.6436 | 0 | 1498.7125 | 0 | 6037.022 | 3525.2507
9- Low Economic Growth Loads&2036 | 9- Low Economic Growth Loads | 2036 | 951.5254 | 439.0955 | 1390.621 | 318.1962 | 130.1707 | 448.3669 | 0.15648 | 0.1397 | 11.1978 | 9.691 | 19.051 | 17.2796 | 1.3179 | 1.1681 | 66.8503 | 2.9305 | 64.867 | 2.8316 | 1508.7906 | 2.9291 | 6080.9749 | 3535.3359
9- Low Economic Growth Loads&2037 | 9- Low Economic Growth Loads | 2037 | 994.6177 | 459.1957 | 1453.8134 | 334.0295 | 138.1956 | 472.2251 | 0.16249 | 0.1455 | 12.1078 | 10.4906 | 20.2432 | 17.6291 | 1.3803 | 1.1378 | 104.8607 | 23.2388 | 102.9245 | 23.1396 | 1324.1978 | -100.4958 | 6121.2687 | 3547.7639
9- Low Economic Growth Loads&2038 | 9- Low Economic Growth Loads | 2038 | 1027.2273 | 473.1366 | 1500.3639 | 334.4921 | 139.6326 | 474.1247 | 0.16656 | 0.14926 | 13.7566 | 12.1517 | 22.4053 | 20.9316 | 1.3505 | 1.0888 | 104.1452 | 23.2388 | 102.2322 | 23.1396 | 1314.5958 | -103.6551 | 6167.3926 | 3561.1485
9- Low Economic Growth Loads&2039 | 9- Low Economic Growth Loads | 2039 | 1084.0129 | 494.2423 | 1578.2553 | 361.8399 | 147.7834 | 509.6233 | 0.17437 | 0.15522 | 13.02 | 11.6381 | 20.6218 | 19.5998 | 1.4469 | 1.0744 | 152.3266 | 23.2388 | 150.451 | 23.1396 | 1061.442 | -106.3788 | 6216.8218 | 3575.9286
9- Low Economic Growth Loads&2040 | 9- Low Economic Growth Loads | 2040 | 1112.5534 | 507.4527 | 1620.006 | 359.8801 | 147.5848 | 507.4649 | 0.17735 | 0.15862 | 14.5976 | 13.1476 | 26.5581 | 25.6003 | 1.4728 | 1.0572 | 151.5207 | 23.2739 | 149.6779 | 23.175 | 1049.1131 | -110.3641 | 6273.2389 | 3592.168
9- Low Economic Growth Loads&2041 | 9- Low Economic Growth Loads | 2041 | 1153.9255 | 519.3856 | 1673.3111 | 365.3109 | 145.4976 | 510.8085 | 0.18236 | 0.16132 | 14.0831 | 13.1307 | 22.7003 | 22.8355 | 1.5382 | 1.1259 | 221.6541 | 111.8596 | 221.2107 | 106.733 | 1174.87 | 91.9649 | 6327.8824 | 3611.4998
9- Low Economic Growth Loads&2042 | 9- Low Economic Growth Loads | 2042 | 1243.983 | 546.7524 | 1790.7354 | 376.725 | 158.2738 | 534.9988 | 0.19465 | 0.16869 | 16.0759 | 17.9716 | 25.9868 | 34.3136 | 1.352 | 0.8665 | 425.0337 | 200.4804 | 421.478 | 190.3264 | 954.6209 | 301.5419 | 6390.7069 | 3632.6531
9- Low Economic Growth Loads&2043 | 9- Low Economic Growth Loads | 2043 | 1308.2132 | 570.224 | 1878.4372 | 407.6722 | 166.7099 | 574.3821 | 0.20253 | 0.17467 | 17.2407 | 18.3998 | 31.7986 | 35.9437 | 1.556 | 0.87051 | 473.0313 | 200.4804 | 469.471 | 190.3264 | 690.0618 | 309.6709 | 6459.3215 | 3656.2849
9- Low Economic Growth Loads&2044 | 9- Low Economic Growth Loads | 2044 | 1377.3459 | 590.5178 | 1967.8637 | 448.5403 | 171.5111 | 620.0514 | 0.21067 | 0.17949 | 18.8327 | 22.1788 | 32.8416 | 39.6805 | 1.3504 | 0.96022 | 497.149 | 200.4804 | 497.2522 | 190.3541 | 1246.3016 | 373.3569 | 6537.8111 | 3682.9593
9- Low Economic Growth Loads&2045 | 9- Low Economic Growth Loads | 2045 | 1611.1273 | 637.6626 | 2248.7899 | 560.2083 | 202.1982 | 762.4065 | 0.24346 | 0.19194 | 21.8881 | 19.1979 | 35.8287 | 38.513 | 0.7429 | 0.46777 | 846.9648 | 259.4955 | 837.7747 | 249.4407 | 2388.8623 | 459.8487 | 6617.7616 | 3714.0063
9- Low Economic Growth Loads&NPV | 9- Low Economic Growth Loads | NPV | 10105.3459 | 4707.0369 | 14812.3829 | 4165.4462 | 1576.0418 | 5741.488 |  |  | 150.613 | 111.2783 | 254.1682 | 197.846 | 19.0521 | 18.7949 | [6 empty] | 5986.5104 | 3523.7767
9- Low Economic Growth Loads&Levelized | 9- Low Economic Growth Loads | Levelized | 859.3097 | 400.2636 | 1259.5733 | 354.2094 | 134.019 | 488.2283 |  |  | 12.8074 | 9.4626 | 21.6132 | 16.8239 | 1.6201 | 1.5982
&
&
10- High Economic Growth Loads&2023 | 10- High Economic Growth Loads | 2023 | 644.3538 | 316.4024 | 960.7562 | 410.7738 | 125.8389 | 536.6127 | 0.11228 | 0.10242 | 16.8084 | 9.4395 | 27.7125 | 15.7489 | 2.5071 | 2.8792 | 0 | 0 | 0 | 0 | 0 | 0 | 5738.7007 | 3475.0273
10- High Economic Growth Loads&2024 | 10- High Economic Growth Loads | 2024 | 657.5143 | 322.0278 | 979.5421 | 417.6462 | 127.0613 | 544.7075 | 0.11356 | 0.10392 | 13.1183 | 7.2914 | 22.1897 | 12.6112 | 2.4532 | 2.9672 | 0.01038 | 0 | 0.11416 | 0 | 0.9773 | 0 | 5789.8249 | 3486.474
10- High Economic Growth Loads&2025 | 10- High Economic Growth Loads | 2025 | 681.5453 | 329.7297 | 1011.275 | 413.0574 | 127.2237 | 540.281 | 0.11701 | 0.1061 | 10.3115 | 5.6564 | 17.5999 | 9.6018 | 2.2677 | 2.7197 | 0.45467 | 0 | 0.55976 | 0 | 1.9714 | 0 | 5824.7966 | 3498.6912
10- High Economic Growth Loads&2026 | 10- High Economic Growth Loads | 2026 | 690.7408 | 339.8137 | 1030.5544 | 311.9876 | 129.3995 | 441.3871 | 0.11922 | 0.11027 | 13.3452 | 7.2074 | 23.1111 | 12.5832 | 1.3577 | 1.4922 | 1.4308 | 0 | 1.5898 | 0 | 2.9827 | 0 | 5793.6709 | 3474.0384
10- High Economic Growth Loads&2027 | 10- High Economic Growth Loads | 2027 | 709.9875 | 344.6657 | 1054.6532 | 309.3107 | 125.9557 | 435.2664 | 0.12202 | 0.11038 | 10.894 | 6.1358 | 15.9985 | 8.9528 | 1.5322 | 1.4329 | 3.1284 | 0 | 3.3426 | 0 | 4.0266 | 0 | 5818.5608 | 3513.8147
10- High Economic Growth Loads&2028 | 10- High Economic Growth Loads | 2028 | 737.2697 | 353.974 | 1091.2437 | 315.4473 | 126.6245 | 442.0717 | 0.12555 | 0.11203 | 13.1811 | 7.5441 | 25.274 | 14.6646 | 1.5731 | 1.4184 | 3.7086 | 0 | 3.9785 | 0 | 5.0762 | 0 | 5872.2138 | 3549.1313
10- High Economic Growth Loads&2029 | 10- High Economic Growth Loads | 2029 | 762.8661 | 365.7335 | 1128.5995 | 317.7821 | 129.3852 | 447.1673 | 0.12882 | 0.11431 | 14.8281 | 8.5901 | 24.2098 | 13.9 | 1.557 | 1.3845 | 3.871 | 0.30358 | 4.1991 | 0.30358 | 6.2331 | 0 | 5922.0878 | 3586.9832
10- High Economic Growth Loads&2030 | 10- High Economic Growth Loads | 2030 | 789.6498 | 378.088 | 1167.7378 | 322.9126 | 132.6256 | 455.5382 | 0.13224 | 0.11698 | 12.6348 | 9.5549 | 21.5812 | 17.6286 | 1.4534 | 1.4482 | 18.1081 | 0.89494 | 27.2283 | 0.89494 | 666.5248 | 0 | 5971.1897 | 3623.4003
10- High Economic Growth Loads&2031 | 10- High Economic Growth Loads | 2031 | 825.032 | 392.7741 | 1217.8061 | 324.821 | 137.7049 | 462.5259 | 0.13679 | 0.12 | 11.4136 | 8.862 | 21.2379 | 14.9136 | 1.3682 | 1.3179 | 17.486 | 1.8008 | 26.5586 | 1.8008 | 666.2892 | 0 | 6031.4014 | 3664.2585
10- High Economic Growth Loads&2032 | 10- High Economic Growth Loads | 2032 | 860.2742 | 405.6715 | 1265.9457 | 331.6848 | 140.6476 | 472.3324 | 0.14111 | 0.12241 | 9.4328 | 9.7779 | 16.8085 | 19.6976 | 1.2288 | 1.2401 | 67.0661 | 2.2526 | 65.0631 | 2.2526 | 1495.3177 | -0.089161 | 6096.3228 | 3706.0098
10- High Economic Growth Loads&2033 | 10- High Economic Growth Loads | 2033 | 887.2803 | 418.2282 | 1305.5085 | 332.837 | 142.7853 | 475.6222 | 0.14413 | 0.12448 | 9.7574 | 9.7971 | 16.0162 | 17.4196 | 1.2182 | 1.215 | 69.3802 | 4.1392 | 67.2946 | 4.0401 | 1495.2733 | 2.6343 | 6156.2663 | 3750.1943
10- High Economic Growth Loads&2034 | 10- High Economic Growth Loads | 2034 | 900.9247 | 431.7326 | 1332.6573 | 319.8142 | 145.4891 | 465.3033 | 0.14482 | 0.12675 | 10.238 | 11.5123 | 18.4467 | 21.2954 | 1.3235 | 1.3024 | 68.4316 | 99.9059 | 66.3822 | 94.3642 | 1492.8209 | 215.915 | 6220.9441 | 3795.6906
10- High Economic Growth Loads&2035 | 10- High Economic Growth Loads | 2035 | 934.4778 | 448.2823 | 1382.7602 | 328.7329 | 150.9345 | 479.6673 | 0.14863 | 0.12988 | 11.4016 | 12.4759 | 19.9757 | 23.5638 | 1.3422 | 1.3088 | 67.5929 | 99.8225 | 65.5858 | 94.2808 | 1503.7879 | 219.5734 | 6287.4226 | 3842.7962
10- High Economic Growth Loads&2036 | 10- High Economic Growth Loads | 2036 | 982.0666 | 463.3874 | 1445.454 | 347.9398 | 154.474 | 502.4138 | 0.15443 | 0.13243 | 12.0417 | 12.7753 | 21.487 | 23.0468 | 1.3477 | 1.2873 | 157.9607 | 99.6542 | 150.8267 | 94.1276 | 1509.5151 | 226.0339 | 6359.2606 | 3891.4143
10- High Economic Growth Loads&2037 | 10- High Economic Growth Loads | 2037 | 1016.8317 | 480.4864 | 1497.3181 | 355.1755 | 159.5003 | 514.6757 | 0.15821 | 0.13532 | 13.3289 | 14.0109 | 23.3508 | 25.6303 | 1.3545 | 1.256 | 157.108 | 99.5483 | 150.0069 | 94.0066 | 1511.9283 | 217.2288 | 6426.9601 | 3942.5437
10- High Economic Growth Loads&2038 | 10- High Economic Growth Loads | 2038 | 1063.3682 | 502.8167 | 1566.1849 | 370.2248 | 169.3029 | 539.5276 | 0.16358 | 0.1395 | 15.456 | 16.1004 | 27.0462 | 29.4136 | 1.422 | 1.2062 | 207.564 | 127.7888 | 200.5005 | 122.2471 | 1254.6606 | 77.8681 | 6500.6061 | 3995.5748
10- High Economic Growth Loads&2039 | 10- High Economic Growth Loads | 2039 | 1109.8805 | 525.5897 | 1635.4703 | 387.2542 | 179.1278 | 566.382 | 0.16874 | 0.14365 | 14.8745 | 16.0879 | 28.0648 | 28.7307 | 1.4577 | 1.1921 | 206.7649 | 127.6957 | 199.7385 | 122.154 | 1250.0495 | 72.9639 | 6577.4659 | 4050.6486
10- High Economic Growth Loads&2040 | 10- High Economic Growth Loads | 2040 | 1149.8523 | 542.814 | 1692.6664 | 396.9936 | 183.0849 | 580.0785 | 0.17261 | 0.14611 | 16.8184 | 17.85 | 32.1285 | 34.1544 | 1.4038 | 1.1775 | 237.5332 | 145.0524 | 230.5535 | 139.5258 | 1081.1324 | -16.4126 | 6661.494 | 4108.234
10- High Economic Growth Loads&2041 | 10- High Economic Growth Loads | 2041 | 1195.309 | 554.1954 | 1749.5044 | 406.2592 | 180.6497 | 586.9089 | 0.17726 | 0.14673 | 15.2472 | 18.1351 | 26.1074 | 32.4155 | 1.3713 | 1.2461 | 310.852 | 233.5913 | 305.2574 | 223.0222 | 1191.6982 | 182.5716 | 6743.0837 | 4168.9004
10- High Economic Growth Loads&2042 | 10- High Economic Growth Loads | 2042 | 1296.6552 | 591.5894 | 1888.2446 | 428.4988 | 203.3811 | 631.8799 | 0.18976 | 0.15402 | 18.1012 | 24.2264 | 31.8225 | 46.723 | 1.0335 | 0.9923 | 533.5875 | 325.4008 | 517.8383 | 309.619 | 1522.0225 | 403.1016 | 6833.0158 | 4232.5231
10- High Economic Growth Loads&2043 | 10- High Economic Growth Loads | 2043 | 1359.8241 | 620.451 | 1980.275 | 459.0556 | 217.129 | 676.1846 | 0.19626 | 0.15877 | 19.7741 | 24.3511 | 35.2382 | 47.0464 | 1.2521 | 0.99815 | 570.9669 | 346.6113 | 555.2127 | 330.8295 | 1365.0608 | 302.5543 | 6928.6061 | 4299.3764
10- High Economic Growth Loads&2044 | 10- High Economic Growth Loads | 2044 | 1439.1665 | 650.3494 | 2089.5159 | 508.4203 | 231.3762 | 739.7965 | 0.20459 | 0.1635 | 19.7934 | 29.364 | 35.9153 | 51.8566 | 1.2988 | 1.1048 | 613.7427 | 363.988 | 605.3798 | 348.2493 | 1925.5616 | 320.1996 | 7034.2909 | 4370.7551
10- High Economic Growth Loads&2045 | 10- High Economic Growth Loads | 2045 | 1665.0408 | 712.0057 | 2377.0465 | 606.031 | 276.5923 | 882.6233 | 0.23318 | 0.17559 | 21.4646 | 27.0722 | 37.8145 | 50.3181 | 0.81038 | 0.63045 | 968.0917 | 434.2387 | 948.4573 | 418.5561 | 2930.0681 | 459.497 | 7140.6711 | 4446.8128
10- High Economic Growth Loads&NPV | 10- High Economic Growth Loads | NPV | 10256.1218 | 4867.7209 | 15123.8427 | 4312.9072 | 1737.0526 | 6049.9597 |  |  | 157.8263 | 132.8522 | 273.9643 | 239.0841 | 18.8781 | 19.3049 | [6 empty] | 6160.7325 | 3751.1856
10- High Economic Growth Loads&Levelized | 10- High Economic Growth Loads | Levelized | 872.1309 | 413.9274 | 1286.0583 | 366.7487 | 147.7105 | 514.4593 |  |  | 13.4208 | 11.2971 | 23.2966 | 20.3306 | 1.6053 | 1.6416
11- High Electric Vehicle Growth&2023 | 11- High Electric Vehicle Growth | 2023 | 644.3181 | 316.3645 | 960.6826 | 410.7343 | 125.8007 | 536.535 | 0.11227 | 0.10241 | 16.7929 | 9.4286 | 27.7013 | 15.7505 | 2.5071 | 2.8792 | 0 | 0 | 0 | 0 | 0 | 0 | 5739.1364 | 3474.9785
11- High Electric Vehicle Growth&2024 | 11- High Electric Vehicle Growth | 2024 | 657.5113 | 322.0079 | 979.5191 | 417.6348 | 127.0408 | 544.6756 | 0.11356 | 0.10392 | 13.1128 | 7.2864 | 22.2143 | 12.6216 | 2.4532 | 2.9672 | 0.01038 | 0 | 0.11416 | 0 | 0.97729 | 0 | 5790.0617 | 3486.2832
11- High Electric Vehicle Growth&2025 | 11- High Electric Vehicle Growth | 2025 | 681.5409 | 329.7023 | 1011.2431 | 413.0385 | 127.1953 | 540.2338 | 0.117 | 0.1061 | 10.3026 | 5.6485 | 17.5384 | 9.5131 | 2.2677 | 2.7197 | 0.45467 | 0 | 0.55976 | 0 | 1.9714 | 0 | 5825.0681 | 3498.3868
11- High Electric Vehicle Growth&2026 | 11- High Electric Vehicle Growth | 2026 | 690.7251 | 339.7717 | 1030.4968 | 311.9496 | 129.3563 | 441.3058 | 0.11922 | 0.11027 | 13.3352 | 7.1978 | 23.0475 | 12.6438 | 1.3577 | 1.4922 | 1.4308 | 0 | 1.5898 | 0 | 2.9827 | 0 | 5793.8483 | 3473.5959
11- High Electric Vehicle Growth&2027 | 11- High Electric Vehicle Growth | 2027 | 710.4418 | 343.9659 | 1054.4077 | 309.7328 | 125.2543 | 434.9871 | 0.12181 | 0.11086 | 10.9603 | 6.0209 | 16.0604 | 8.7578 | 1.5322 | 1.4329 | 3.1284 | 0 | 3.3426 | 0 | 4.0266 | 0 | 5832.1531 | 3493.9315
11- High Electric Vehicle Growth&2028 | 11- High Electric Vehicle Growth | 2028 | 737.278 | 352.7101 | 1089.9881 | 315.4107 | 125.3587 | 440.7695 | 0.12555 | 0.11294 | 13.1664 | 7.2762 | 25.259 | 14.1219 | 1.5731 | 1.4184 | 3.7086 | 0 | 3.9785 | 0 | 5.0762 | 0 | 5872.1932 | 3512.6677
11- High Electric Vehicle Growth&2029 | 11- High Electric Vehicle Growth | 2029 | 762.4185 | 363.53 | 1125.9485 | 317.2762 | 127.1788 | 444.455 | 0.12903 | 0.11554 | 14.7221 | 8.1813 | 23.8603 | 13.3858 | 1.557 | 1.3845 | 3.871 | 0 | 4.1991 | 0 | 6.2331 | 0 | 5909.0537 | 3533.6787
11- High Electric Vehicle Growth&2030 | 11- High Electric Vehicle Growth | 2030 | 788.6986 | 374.9637 | 1163.6623 | 321.8911 | 129.4954 | 451.3865 | 0.13266 | 0.1186 | 12.4737 | 9.025 | 21.3672 | 16.3799 | 1.4534 | 1.4482 | 18.1081 | 0 | 27.2283 | 0 | 666.5248 | 0 | 5945.3675 | 3552.8793
11- High Electric Vehicle Growth&2031 | 11- High Electric Vehicle Growth | 2031 | 823.9647 | 389.1669 | 1213.1315 | 323.6735 | 134.0861 | 457.7597 | 0.13732 | 0.12216 | 11.2341 | 8.2556 | 20.6303 | 14.1886 | 1.3682 | 1.3179 | 17.486 | 0 | 26.5586 | 0 | 666.2891 | 0 | 6000.2454 | 3576.822
11- High Electric Vehicle Growth&2032 | 11- High Electric Vehicle Growth | 2032 | 865.8694 | 401.4933 | 1267.3628 | 337.202 | 136.457 | 473.659 | 0.14267 | 0.12507 | 9.0661 | 8.9984 | 14.9433 | 17.7498 | 1.2117 | 1.2401 | 96.9405 | 0 | 94.9375 | 0 | 1648.9864 | 0 | 6069.0696 | 3601.9686
11- High Electric Vehicle Growth&2033 | 11- High Electric Vehicle Growth | 2033 | 892.9721 | 413.0858 | 1306.0579 | 338.016 | 137.634 | 475.65 | 0.14532 | 0.1275 | 9.4938 | 8.9339 | 15.7009 | 15.8696 | 1.1919 | 1.2104 | 95.3348 | 0 | 93.4286 | 0 | 1644.0297 | 0 | 6145 | 3630.3534
11- High Electric Vehicle Growth&2034 | 11- High Electric Vehicle Growth | 2034 | 907.6202 | 426.1472 | 1333.7675 | 326.007 | 139.8876 | 465.8946 | 0.14549 | 0.13027 | 9.7247 | 10.4416 | 18.0742 | 18.505 | 1.3 | 1.2996 | 93.6812 | 97.4415 | 91.8112 | 91.9137 | 1640.949 | 216.577 | 6238.4573 | 3660.6761
11- High Electric Vehicle Growth&2035 | 11- High Electric Vehicle Growth | 2035 | 942.6538 | 441.8308 | 1384.4846 | 336.3814 | 144.4679 | 480.8493 | 0.1485 | 0.1338 | 10.9784 | 11.2436 | 18.5851 | 21.5568 | 1.3186 | 1.3057 | 92.1866 | 97.4415 | 90.3589 | 91.9137 | 1653.1837 | 220.2145 | 6347.8229 | 3693.5437
11- High Electric Vehicle Growth&2036 | 11- High Electric Vehicle Growth | 2036 | 990.3383 | 456.0621 | 1446.4004 | 355.7803 | 147.1325 | 502.9128 | 0.15291 | 0.13668 | 11.8621 | 11.5475 | 20.8671 | 20.5066 | 1.3241 | 1.2843 | 170.6683 | 97.4415 | 164.351 | 91.9288 | 1659.2903 | 226.6876 | 6476.7082 | 3728.8942
11- High Electric Vehicle Growth&2037 | 11- High Electric Vehicle Growth | 2037 | 1048.4542 | 473.5341 | 1521.9883 | 385.4615 | 152.5286 | 537.9901 | 0.15846 | 0.14023 | 13.4747 | 12.5505 | 24.2028 | 21.9926 | 1.3298 | 1.253 | 272.4561 | 97.4415 | 260.319 | 91.9137 | 1662.0598 | 217.8345 | 6616.4062 | 3768.4526
11- High Electric Vehicle Growth&2038 | 11- High Electric Vehicle Growth | 2038 | 1085.8044 | 488.7032 | 1574.5076 | 390.9306 | 155.168 | 546.0986 | 0.16025 | 0.14289 | 16.4397 | 14.5947 | 29.9987 | 26.6126 | 1.3107 | 1.2031 | 271.0914 | 97.4415 | 258.9976 | 91.9137 | 1658.9278 | 218.9455 | 6775.6631 | 3811.385
11- High Electric Vehicle Growth&2039 | 11- High Electric Vehicle Growth | 2039 | 1154.1422 | 508.6653 | 1662.8075 | 429.7717 | 162.4062 | 592.1779 | 0.16603 | 0.14674 | 16.1807 | 14.5362 | 31.4783 | 26.4105 | 1.1678 | 1.189 | 330.0268 | 97.4415 | 317.9767 | 91.9137 | 1355.8969 | 217.6161 | 6951.303 | 3858.1914
11- High Electric Vehicle Growth&2040 | 11- High Electric Vehicle Growth | 2040 | 1209.6585 | 526.3312 | 1735.9897 | 454.6667 | 166.7211 | 621.3878 | 0.16927 | 0.14968 | 18.94 | 15.9819 | 36.5787 | 32.521 | 1.2255 | 1.174 | 409.3198 | 114.8855 | 397.3373 | 109.3728 | 929.4312 | 133.6952 | 7146.1554 | 3909.3471
11- High Electric Vehicle Growth&2041 | 11- High Electric Vehicle Growth | 2041 | 1268.0528 | 536.5053 | 1804.5581 | 476.6721 | 163.3572 | 640.0293 | 0.17252 | 0.1501 | 17.6669 | 15.5592 | 31.5351 | 27.906 | 1.3665 | 1.1317 | 512.1905 | 163.8855 | 501.5644 | 158.3577 | 877.5279 | -130.6754 | 7350.0113 | 3966.2632
11- High Electric Vehicle Growth&2042 | 11- High Electric Vehicle Growth | 2042 | 1388.3388 | 580.1215 | 1968.4603 | 518.2038 | 191.9543 | 710.1581 | 0.18336 | 0.15952 | 21.4012 | 21.2166 | 36.2069 | 40.6121 | 1.2493 | 0.94388 | 772.6398 | 309.034 | 759.4956 | 295.2719 | 564.8592 | 211.0792 | 7571.6615 | 4028.3434
11- High Electric Vehicle Growth&2043 | 11- High Electric Vehicle Growth | 2043 | 1496.4643 | 606.6634 | 2103.1277 | 589.8692 | 203.3627 | 793.2319 | 0.19168 | 0.16376 | 20.4244 | 21.9232 | 37.8247 | 42.773 | 1.2659 | 0.94896 | 866.0798 | 309.034 | 855.6955 | 295.2719 | 1177.8198 | 222.275 | 7806.9453 | 4096.2558
11- High Electric Vehicle Growth&2044 | 11- High Electric Vehicle Growth | 2044 | 1598.7817 | 640.4737 | 2239.2554 | 662.0313 | 221.5211 | 883.5524 | 0.1984 | 0.16953 | 23.2512 | 25.8003 | 39.2722 | 45.8357 | 1.3587 | 1.0489 | 957.3616 | 333.0013 | 954.2752 | 319.2769 | 1549.3718 | 218.7013 | 8058.4297 | 4171.0037
11- High Electric Vehicle Growth&2045 | 11- High Electric Vehicle Growth | 2045 | 1887.6785 | 716.7081 | 2604.3866 | 828.3454 | 281.2505 | 1109.5959 | 0.22703 | 0.1856 | 26.6897 | 23.6953 | 44.702 | 44.7902 | 0.90952 | 0.55708 | 1374.2502 | 426.8753 | 1364.3644 | 413.1133 | 2965.8665 | 68.6243 | 8314.7925 | 4253.3345
11- High Electric Vehicle Growth&NPV | 11- High Electric Vehicle Growth | NPV | 10502.057 | 4815.0532 | 15317.1102 | 4550.8578 | 1684.5603 | 6235.4181 |  |  | 162.2047 | 123.0263 | 281.0433 | 221.224 | 18.7195 | 19.2017 | [6 empty] | 6312.8946 | 3657.7581
11- High Electric Vehicle Growth&Levelized | 11- High Electric Vehicle Growth | Levelized | 893.0441 | 409.4488 | 1302.4929 | 386.9829 | 143.2469 | 530.2298 |  |  | 13.7931 | 10.4616 | 23.8986 | 18.8118 | 1.5918 | 1.6328
12- WA Space/ Water Electrification&2023 | 12- WA Space/ Water Electrification | 2023 | 645.7867 | 316.3608 | 962.1475 | 412.1938 | 125.7972 | 537.991 | 0.112 | 0.10241 | 16.9416 | 9.4282 | 27.7703 | 15.7506 | 2.5071 | 2.8792 | 0 | 0 | 0 | 0 | 0 | 0 | 5766.0746 | 3474.9869
12- WA Space/ Water Electrification&2024 | 12- WA Space/ Water Electrification | 2024 | 658.8101 | 322.0045 | 980.8146 | 418.9127 | 127.0377 | 545.9504 | 0.11328 | 0.10392 | 13.2371 | 7.2864 | 22.2964 | 12.6217 | 2.4532 | 2.9672 | 0.01038 | 0 | 0.11416 | 0 | 0.97729 | 0 | 5815.7272 | 3486.3943
12- WA Space/ Water Electrification&2025 | 12- WA Space/ Water Electrification | 2025 | 682.7411 | 329.6959 | 1012.4369 | 414.2024 | 127.1893 | 541.3917 | 0.11666 | 0.1061 | 10.44 | 5.6486 | 17.7734 | 9.5123 | 2.2677 | 2.7197 | 0.45467 | 0 | 0.55976 | 0 | 1.9714 | 0 | 5852.2468 | 3498.5735
12- WA Space/ Water Electrification&2026 | 12- WA Space/ Water Electrification | 2026 | 692.3397 | 339.8673 | 1032.207 | 313.5086 | 129.4525 | 442.9611 | 0.1188 | 0.11029 | 13.5682 | 7.2006 | 23.4238 | 12.5683 | 1.3577 | 1.4922 | 1.4308 | 0 | 1.5898 | 0 | 2.9827 | 0 | 5827.7221 | 3473.8832
12- WA Space/ Water Electrification&2027 | 12- WA Space/ Water Electrification | 2027 | 712.5297 | 344.1091 | 1056.6389 | 311.7415 | 125.3983 | 437.1398 | 0.12121 | 0.1109 | 11.2363 | 6.0327 | 16.6062 | 8.8002 | 1.5322 | 1.4329 | 3.1284 | 0 | 3.3426 | 0 | 4.0266 | 0 | 5878.6242 | 3494.2906
12- WA Space/ Water Electrification&2028 | 12- WA Space/ Water Electrification | 2028 | 740.3452 | 352.9221 | 1093.2674 | 318.3685 | 125.5716 | 443.9401 | 0.12463 | 0.11299 | 13.6836 | 7.2981 | 26.2341 | 14.1127 | 1.5731 | 1.4184 | 3.7086 | 0 | 3.9785 | 0 | 5.0762 | 0 | 5940.1978 | 3513.1203
12- WA Space/ Water Electrification&2029 | 12- WA Space/ Water Electrification | 2029 | 766.7703 | 363.7634 | 1130.5338 | 321.4844 | 127.4181 | 448.9025 | 0.12769 | 0.1156 | 15.4706 | 8.1969 | 25.2225 | 13.304 | 1.5494 | 1.3845 | 3.871 | 0 | 4.1991 | 0 | 6.2331 | 0 | 6004.7152 | 3534.1536
12- WA Space/ Water Electrification&2030 | 12- WA Space/ Water Electrification | 2030 | 796.2186 | 375.173 | 1171.3915 | 330.8634 | 129.7057 | 460.5691 | 0.13094 | 0.11865 | 12.8427 | 9.0415 | 22.3272 | 16.5275 | 1.4375 | 1.4482 | 36.4503 | 0 | 35.5527 | 0 | 752.263 | 0 | 6080.7686 | 3553.377
12- WA Space/ Water Electrification&2031 | 12- WA Space/ Water Electrification | 2031 | 839.8667 | 389.5059 | 1229.3725 | 341.743 | 134.4264 | 476.1694 | 0.13583 | 0.12228 | 9.7698 | 8.3111 | 16.057 | 14.622 | 1.2687 | 1.3179 | 79.9667 | 0 | 73.5629 | 0 | 1325.91 | 0 | 6183.3773 | 3576.6654
12- WA Space/ Water Electrification&2032 | 12- WA Space/ Water Electrification | 2032 | 932.2593 | 401.9441 | 1334.2034 | 401.0336 | 136.9407 | 537.9742 | 0.14778 | 0.12528 | 10.087 | 9.0364 | 15.8621 | 17.947 | 1.2391 | 1.2401 | 356.5734 | 0 | 358.8264 | 0 | 1044.3271 | 0 | 6308.5792 | 3600.3757
12- WA Space/ Water Electrification&2033 | 12- WA Space/ Water Electrification | 2033 | 959.9886 | 413.6397 | 1373.6283 | 402.416 | 138.2189 | 540.6348 | 0.149 | 0.12783 | 10.7578 | 8.9897 | 16.6159 | 16.2866 | 1.2272 | 1.2104 | 355.6377 | 0 | 357.9394 | 0 | 1005.7641 | 0 | 6442.7605 | 3626.2767
12- WA Space/ Water Electrification&2034 | 12- WA Space/ Water Electrification | 2034 | 976.9895 | 426.1868 | 1403.1763 | 392.7275 | 139.9289 | 532.6564 | 0.14803 | 0.13059 | 10.5637 | 10.4794 | 18.0546 | 19.0454 | 1.3748 | 1.289 | 354.6049 | 88.6399 | 356.8989 | 83.6114 | 1012.2835 | 197.0143 | 6600.0938 | 3653.0059
12- WA Space/ Water Electrification&2035 | 12- WA Space/ Water Electrification | 2035 | 1033.3867 | 443.2525 | 1476.6392 | 423.6091 | 145.8917 | 569.5008 | 0.15243 | 0.13474 | 11.9095 | 11.2499 | 21.1412 | 21.3838 | 1.4012 | 1.2948 | 453.2546 | 88.6399 | 449.891 | 83.6114 | 988.2462 | 200.3231 | 6779.3739 | 3680.9396
12- WA Space/ Water Electrification&2036 | 12- WA Space/ Water Electrification | 2036 | 1102.0164 | 460.8644 | 1562.8807 | 463.3074 | 151.9371 | 615.2445 | 0.15772 | 0.13891 | 12.5783 | 11.5477 | 21.7708 | 20.2386 | 1.4252 | 1.2734 | 603.8739 | 88.6399 | 591.9301 | 83.6252 | 970.8906 | 206.2115 | 6987.059 | 3709.8472
12- WA Space/ Water Electrification&2037 | 12- WA Space/ Water Electrification | 2037 | 1161.2846 | 478.3349 | 1639.6196 | 494.1679 | 157.332 | 651.4999 | 0.16169 | 0.14281 | 15.0606 | 12.4475 | 23.3922 | 22.723 | 1.4433 | 1.2421 | 700.9452 | 88.6399 | 683.4043 | 83.6114 | 943.9623 | 198.1582 | 7182.3184 | 3741.1207
12- WA Space/ Water Electrification&2038 | 12- WA Space/ Water Electrification | 2038 | 1225.2371 | 493.6698 | 1718.9069 | 525.3223 | 160.4818 | 685.8041 | 0.16594 | 0.14594 | 18.4225 | 14.5014 | 32.9995 | 27.413 | 1.1447 | 1.1924 | 805.8281 | 88.6399 | 782.2792 | 83.6114 | 904.0835 | 199.1688 | 7383.6116 | 3773.7709
12- WA Space/ Water Electrification&2039 | 12- WA Space/ Water Electrification | 2039 | 1303.6053 | 515.7802 | 1819.3855 | 573.8391 | 169.6609 | 743.5 | 0.1718 | 0.15098 | 18.4139 | 14.5068 | 33.8854 | 26.6405 | 1.2996 | 1.1782 | 910.9126 | 88.6399 | 887.3586 | 83.6114 | 341.1562 | 197.9595 | 7587.7801 | 3808.0648
12- WA Space/ Water Electrification&2040 | 12- WA Space/ Water Electrification | 2040 | 1366.9285 | 533.1325 | 1900.061 | 606.1674 | 173.6098 | 779.7772 | 0.17539 | 0.15448 | 22.6297 | 15.8609 | 41.5494 | 31.1733 | 1.59 | 1.163 | 1041.2934 | 106.0839 | 1017.7899 | 101.0692 | -399.6219 | 113.2976 | 7793.7092 | 3844.2644
12- WA Space/ Water Electrification&2041 | 12- WA Space/ Water Electrification | 2041 | 1429.7746 | 540.3803 | 1970.1549 | 632.381 | 167.1267 | 799.5077 | 0.17951 | 0.15477 | 23.5104 | 15.8202 | 38.9667 | 27.8712 | 1.8787 | 1.1721 | 1175.6725 | 151.303 | 1153.4548 | 146.2745 | -635.9979 | 226.2151 | 7965.0384 | 3883.4828
12- WA Space/ Water Electrification&2042 | 12- WA Space/ Water Electrification | 2042 | 1588.2726 | 594.7761 | 2183.0487 | 708.5522 | 206.5206 | 915.0728 | 0.19527 | 0.16833 | 24.1173 | 21.3451 | 39.4903 | 40.8978 | 1.3897 | 0.96302 | 1460.1185 | 279.576 | 1432.4494 | 267.2707 | 244.5206 | 528.8323 | 8133.6853 | 3925.0065
12- WA Space/ Water Electrification&2043 | 12- WA Space/ Water Electrification | 2043 | 1691.6777 | 619.5458 | 2311.2234 | 775.7115 | 216.1438 | 991.8553 | 0.204 | 0.17317 | 24.47 | 21.8887 | 37.9115 | 43.1853 | 1.5299 | 0.96816 | 1549.3595 | 279.576 | 1528.9931 | 267.2707 | 560.8884 | 540.1771 | 8292.6674 | 3969.3083
12- WA Space/ Water Electrification&2044 | 12- WA Space/ Water Electrification | 2044 | 1806.8832 | 670.263 | 2477.1462 | 860.2837 | 251.2025 | 1111.4862 | 0.21352 | 0.18493 | 31.9076 | 25.5342 | 47.0396 | 43.1604 | 1.4934 | 1.0698 | 1634.0361 | 289.2031 | 1620.8769 | 276.9314 | 1209.3994 | 616.3799 | 8462.3954 | 4017.313
12- WA Space/ Water Electrification&2045 | 12- WA Space/ Water Electrification | 2045 | 2228.4373 | 717.443 | 2945.8803 | 1159.4527 | 281.9534 | 1441.406 | 0.25938 | 0.19506 | 44.0513 | 22.902 | 57.8935 | 44.3133 | 1.1253 | 0.52097 | 2025.8743 | 367.132 | 2010.8024 | 354.8266 | 1956.103 | 185.3126 | 8591.4803 | 4069.7852
12- WA Space/ Water Electrification&NPV | 12- WA Space/ Water Electrification | NPV | 11199.8495 | 4843.6339 | 16043.4834 | 5224.375 | 1713.2695 | 6937.6445 |  |  | 178.5818 | 122.9026 | 295.4611 | 221.4728 | 19.2887 | 19.1915 | [6 empty] | 6567.3118 | 3634.6402
12- WA Space/ Water Electrification&Levelized | 12- WA Space/ Water Electrification | Levelized | 952.381 | 411.8792 | 1364.2601 | 444.2556 | 145.6881 | 589.9437 |  |  | 15.1857 | 10.451 | 25.1246 | 18.833 | 1.6402 | 1.632
13- WA Space/ Water Electrification w/NG Backup&2023 | 13- WA Space/ Water Electrification w/NG Backup | 2023 | 645.3292 | 316.3715 | 961.7007 | 411.7376 | 125.8067 | 537.5443 | 0.11209 | 0.10242 | 16.8979 | 9.4302 | 27.7511 | 15.749 | 2.5071 | 2.8792 | 0 | 0 | 0 | 0 | 0 | 0 | 5757.3805 | 3474.8311
13- WA Space/ Water Electrification w/NG Backup&2024 | 13- WA Space/ Water Electrification w/NG Backup | 2024 | 658.2338 | 322.0145 | 980.2483 | 418.3391 | 127.0451 | 545.3842 | 0.11341 | 0.10393 | 13.1818 | 7.2862 | 22.2339 | 12.619 | 2.4532 | 2.9672 | 0.010386 | 0 | 0.11423 | 0 | 0.97786 | 0 | 5804.0397 | 3486.0529
13- WA Space/ Water Electrification w/NG Backup&2025 | 13- WA Space/ Water Electrification w/NG Backup | 2025 | 682.1171 | 329.7173 | 1011.8344 | 413.583 | 127.2064 | 540.7895 | 0.11685 | 0.10612 | 10.3668 | 5.6481 | 17.6598 | 9.5317 | 2.2677 | 2.7197 | 0.45468 | 0 | 0.5598 | 0 | 1.972 | 0 | 5837.3517 | 3498.012
13- WA Space/ Water Electrification w/NG Backup&2026 | 13- WA Space/ Water Electrification w/NG Backup | 2026 | 691.4562 | 339.842 | 1031.2982 | 312.6324 | 129.4207 | 442.0531 | 0.11905 | 0.11031 | 13.4337 | 7.1959 | 23.2266 | 12.5879 | 1.3577 | 1.4922 | 1.4308 | 0 | 1.5899 | 0 | 2.9832 | 0 | 5807.9545 | 3473.0634
13- WA Space/ Water Electrification w/NG Backup&2027 | 13- WA Space/ Water Electrification w/NG Backup | 2027 | 711.4456 | 344.0724 | 1055.518 | 310.6683 | 125.3526 | 436.021 | 0.12155 | 0.11092 | 11.0839 | 6.022 | 16.2981 | 8.7721 | 1.5322 | 1.4329 | 3.1284 | 0 | 3.3426 | 0 | 4.0272 | 0 | 5852.9018 | 3493.1711
13- WA Space/ Water Electrification w/NG Backup&2028 | 13- WA Space/ Water Electrification w/NG Backup | 2028 | 738.8451 | 352.8635 | 1091.7086 | 316.8849 | 125.5011 | 442.3859 | 0.12511 | 0.11302 | 13.4184 | 7.2791 | 25.7293 | 14.0975 | 1.5731 | 1.4184 | 3.7086 | 0 | 3.9785 | 0 | 5.0767 | 0 | 5905.3477 | 3511.6415
13- WA Space/ Water Electrification w/NG Backup&2029 | 13- WA Space/ Water Electrification w/NG Backup | 2029 | 764.789 | 363.7418 | 1128.5308 | 319.526 | 127.3763 | 446.9023 | 0.12831 | 0.11566 | 15.1202 | 8.1761 | 24.7398 | 13.3345 | 1.557 | 1.3845 | 3.871 | 0 | 4.1991 | 0 | 6.2336 | 0 | 5960.4814 | 3532.2799
13- WA Space/ Water Electrification w/NG Backup&2030 | 13- WA Space/ Water Electrification w/NG Backup | 2030 | 792.5706 | 375.1971 | 1167.7677 | 325.6149 | 129.711 | 455.3258 | 0.13157 | 0.11874 | 12.9629 | 9.0186 | 22.45 | 16.3678 | 1.4534 | 1.4482 | 18.1081 | 0 | 27.2283 | 0 | 666.5254 | 0 | 6024.0509 | 3551.0738
13- WA Space/ Water Electrification w/NG Backup&2031 | 13- WA Space/ Water Electrification w/NG Backup | 2031 | 833.4182 | 389.478 | 1222.8962 | 333.0988 | 134.3759 | 467.4747 | 0.13642 | 0.12237 | 11.1656 | 8.2661 | 20.475 | 14.4167 | 1.3419 | 1.3179 | 36.486 | 0 | 45.5586 | 0 | 824.2708 | 0 | 6109.403 | 3573.9239
13- WA Space/ Water Electrification w/NG Backup&2032 | 13- WA Space/ Water Electrification w/NG Backup | 2032 | 897.6385 | 405.1237 | 1302.7622 | 368.7697 | 140.0708 | 508.8405 | 0.14449 | 0.12639 | 9.4651 | 9.0091 | 15.7847 | 17.8121 | 1.2635 | 1.2401 | 224.1357 | 18.5536 | 222.1327 | 18.5536 | 1295.3249 | -80.3565 | 6212.557 | 3597.1987
13- WA Space/ Water Electrification w/NG Backup&2033 | 13- WA Space/ Water Electrification w/NG Backup | 2033 | 925.558 | 416.4479 | 1342.0059 | 370.1719 | 140.986 | 511.1579 | 0.14638 | 0.12884 | 9.9514 | 8.916 | 15.4915 | 16.2061 | 1.2397 | 1.2104 | 223.2879 | 18.5536 | 221.3817 | 18.5536 | 1274.6103 | -82.8211 | 6323.1129 | 3622.7134
13- WA Space/ Water Electrification w/NG Backup&2034 | 13- WA Space/ Water Electrification w/NG Backup | 2034 | 939.6881 | 419.516 | 1359.2041 | 357.6312 | 133.2257 | 490.8569 | 0.14563 | 0.1287 | 10.2389 | 10.354 | 18.1402 | 19.17 | 1.3384 | 1.183 | 222.342 | 18.5536 | 220.4797 | 18.5536 | 1276.3743 | -81.9844 | 6452.7036 | 3649.0863
13- WA Space/ Water Electrification w/NG Backup&2035 | 13- WA Space/ Water Electrification w/NG Backup | 2035 | 976.2489 | 435.6635 | 1411.9124 | 369.5263 | 138.2676 | 507.7939 | 0.14797 | 0.13261 | 11.6359 | 11.1273 | 20.3905 | 20.5154 | 1.3597 | 1.1847 | 221.5033 | 18.5536 | 219.6832 | 18.5536 | 1269.5646 | -85.1162 | 6597.678 | 3676.7099
13- WA Space/ Water Electrification w/NG Backup&2036 | 13- WA Space/ Water Electrification w/NG Backup | 2036 | 1033.4668 | 458.1973 | 1491.6641 | 398.2318 | 149.3299 | 547.5617 | 0.15284 | 0.1383 | 12.4115 | 11.2688 | 21.4297 | 19.8203 | 1.3088 | 1.2734 | 328.0865 | 107.1743 | 320.2215 | 102.1607 | 1264.2004 | 119.1351 | 6761.8048 | 3705.3408
13- WA Space/ Water Electrification w/NG Backup&2037 | 13- WA Space/ Water Electrification w/NG Backup | 2037 | 1088.3494 | 474.745 | 1563.0944 | 424.8954 | 153.8315 | 578.7269 | 0.15714 | 0.14194 | 14.53 | 12.2046 | 23.5504 | 21.6595 | 1.2744 | 1.2421 | 406.2696 | 107.1743 | 393.9517 | 102.1469 | 1252.7561 | 108.9015 | 6926.0254 | 3736.4104
13- WA Space/ Water Electrification w/NG Backup&2038 | 13- WA Space/ Water Electrification w/NG Backup | 2038 | 1142.7086 | 489.1644 | 1631.873 | 447.019 | 155.9257 | 602.9448 | 0.16106 | 0.14482 | 17.769 | 14.1705 | 32.1582 | 26.0532 | 1.1566 | 1.1923 | 463.5559 | 107.1743 | 451.2813 | 102.1469 | 943.2695 | 107.1368 | 7094.9194 | 3768.911
13- WA Space/ Water Electrification w/NG Backup&2039 | 13- WA Space/ Water Electrification w/NG Backup | 2039 | 1208.6016 | 510.0643 | 1718.6659 | 483.3589 | 163.8269 | 647.1858 | 0.16642 | 0.14952 | 17.4432 | 14.0269 | 34.4019 | 26.0009 | 1.2846 | 1.1781 | 527.5004 | 107.1743 | 515.2628 | 102.1469 | 594.8955 | 103.5616 | 7262.3891 | 3803.093
13- WA Space/ Water Electrification w/NG Backup&2040 | 13- WA Space/ Water Electrification w/NG Backup | 2040 | 1257.8549 | 523.7809 | 1781.6358 | 501.606 | 164.1507 | 665.7567 | 0.16931 | 0.15199 | 20.7243 | 15.5656 | 39.3542 | 30.7809 | 1.4131 | 1.163 | 596.4923 | 107.1743 | 584.3155 | 102.1607 | 190.4285 | 107.3935 | 7429.4056 | 3839.2038
13- WA Space/ Water Electrification w/NG Backup&2041 | 13- WA Space/ Water Electrification w/NG Backup | 2041 | 1314.6853 | 528.1732 | 1842.8586 | 522.7797 | 154.9214 | 677.701 | 0.17348 | 0.15149 | 20.1518 | 15.5297 | 36.2964 | 27.0016 | 1.5833 | 1.1206 | 708.3153 | 126.6236 | 697.5092 | 121.5962 | 82.8425 | 0.77019 | 7578.1487 | 3878.3928
13- WA Space/ Water Electrification w/NG Backup&2042 | 13- WA Space/ Water Electrification w/NG Backup | 2042 | 1437.3357 | 571.0599 | 2008.3956 | 564.2275 | 182.7826 | 747.0101 | 0.18601 | 0.16185 | 21.7241 | 20.9173 | 36.1298 | 41.008 | 1.2818 | 0.91665 | 954.4796 | 259.1165 | 940.3612 | 246.5729 | 506.4287 | 312.5523 | 7727.2095 | 3919.8911
13- WA Space/ Water Electrification w/NG Backup&2043 | 13- WA Space/ Water Electrification w/NG Backup | 2043 | 1537.7488 | 597.8845 | 2135.6333 | 628.5943 | 194.4597 | 823.054 | 0.1955 | 0.16735 | 21.1211 | 21.4173 | 34.9049 | 41.0144 | 1.3943 | 0.92133 | 1021.1428 | 259.1165 | 1014.3964 | 246.5729 | 872.6461 | 322.6289 | 7865.5573 | 3964.2064
13- WA Space/ Water Electrification w/NG Backup&2044 | 13- WA Space/ Water Electrification w/NG Backup | 2044 | 1620.1431 | 628.0294 | 2248.1725 | 681.8201 | 208.9815 | 890.8016 | 0.20215 | 0.17353 | 25.1441 | 25.5567 | 41.761 | 45.8139 | 1.4402 | 1.0176 | 1081.2238 | 287.3152 | 1080.5858 | 274.8057 | 1341.9165 | 260.1924 | 8014.7167 | 4012.2096
13- WA Space/ Water Electrification w/NG Backup&2045 | 13- WA Space/ Water Electrification w/NG Backup | 2045 | 1982.345 | 712.6972 | 2695.0421 | 921.3616 | 277.1658 | 1198.5274 | 0.24357 | 0.19404 | 31.0714 | 21.9118 | 47.7542 | 42.6085 | 0.7959 | 0.52687 | 1537.9619 | 352.4777 | 1532.7475 | 339.9341 | 3054.7216 | 330.5047 | 8138.6629 | 4064.7093
13- WA Space/ Water Electrification w/NG Backup&NPV | 13- WA Space/ Water Electrification w/NG Backup | NPV | 10733.4023 | 4803.2712 | 15536.6734 | 4777.171 | 1672.7131 | 6449.8841 |  |  | 168.8944 | 121.5121 | 288.7776 | 218.8679 | 18.911 | 19.0405 | [6 empty] | 6425.451 | 3631.8536
13- WA Space/ Water Electrification w/NG Backup&Levelized | 13- WA Space/ Water Electrification w/NG Backup | Levelized | 912.7166 | 408.4469 | 1321.1635 | 406.2275 | 142.2394 | 548.4669 |  |  | 14.362 | 10.3328 | 24.5562 | 18.6115 | 1.6081 | 1.6191
14- Combined Electrification&2023 | 14- Combined Electrification | 2023 | 645.7574 | 316.3464 | 962.1038 | 412.1505 | 125.7814 | 537.9319 | 0.112 | 0.10241 | 16.9282 | 9.4208 | 27.7623 | 15.7506 | 2.5071 | 2.8792 | 0 | 0 | 0 | 0 | 0 | 0 | 5765.5263 | 3474.8019
14- Combined Electrification&2024 | 14- Combined Electrification | 2024 | 658.721 | 322.0157 | 980.7368 | 418.7945 | 127.046 | 545.8405 | 0.11333 | 0.10394 | 13.2182 | 7.2817 | 22.3476 | 12.6277 | 2.4532 | 2.9672 | 0.01038 | 0 | 0.11416 | 0 | 0.97729 | 0 | 5812.4037 | 3485.8779
14- Combined Electrification&2025 | 14- Combined Electrification | 2025 | 682.6029 | 329.691 | 1012.2939 | 414.0193 | 127.1794 | 541.1988 | 0.11677 | 0.10613 | 10.4029 | 5.6406 | 17.6829 | 9.5498 | 2.2677 | 2.7197 | 0.45467 | 0 | 0.55976 | 0 | 1.9714 | 0 | 5845.7573 | 3497.6564
14- Combined Electrification&2026 | 14- Combined Electrification | 2026 | 692.1602 | 339.8791 | 1032.0393 | 313.2696 | 129.4568 | 442.7264 | 0.11898 | 0.11035 | 13.4949 | 7.1875 | 23.3242 | 12.5772 | 1.3577 | 1.4922 | 1.4308 | 0 | 1.5898 | 0 | 2.9827 | 0 | 5817.5895 | 3472.4875
14- Combined Electrification&2027 | 14- Combined Electrification | 2027 | 712.3232 | 344.1398 | 1056.463 | 311.4617 | 125.4187 | 436.8804 | 0.12147 | 0.11097 | 11.1566 | 6.0206 | 16.4309 | 8.7848 | 1.5322 | 1.4329 | 3.1284 | 0 | 3.3426 | 0 | 4.0266 | 0 | 5864.3041 | 3492.3902
14- Combined Electrification&2028 | 14- Combined Electrification | 2028 | 740.0621 | 352.9707 | 1093.0328 | 317.9961 | 125.6068 | 443.6029 | 0.12499 | 0.11309 | 13.5467 | 7.2771 | 25.9578 | 14.0701 | 1.5731 | 1.4184 | 3.7086 | 0 | 3.9785 | 0 | 5.0762 | 0 | 5921.0097 | 3510.6331
14- Combined Electrification&2029 | 14- Combined Electrification | 2029 | 766.3364 | 363.8802 | 1130.2166 | 320.947 | 127.5132 | 448.4601 | 0.12814 | 0.11575 | 15.2876 | 8.1711 | 24.9729 | 13.264 | 1.557 | 1.3845 | 3.871 | 0 | 4.1991 | 0 | 6.2331 | 0 | 5980.2878 | 3531.1247
14- Combined Electrification&2030 | 14- Combined Electrification | 2030 | 795.5931 | 375.2794 | 1170.8726 | 330.1281 | 129.7918 | 459.9199 | 0.13149 | 0.11882 | 12.6658 | 9.0116 | 21.8942 | 16.425 | 1.4375 | 1.4482 | 36.4503 | 0 | 35.5527 | 0 | 752.263 | 0 | 6050.5756 | 3549.7281
14- Combined Electrification&2031 | 14- Combined Electrification | 2031 | 840.008 | 389.7912 | 1229.7992 | 340.6972 | 134.6878 | 475.385 | 0.1365 | 0.12251 | 9.0503 | 8.2853 | 13.3876 | 14.5958 | 1.229 | 1.3179 | 87.2135 | 0 | 85.123 | 0 | 1654.5749 | 0 | 6153.9 | 3573.069
14- Combined Electrification&2032 | 14- Combined Electrification | 2032 | 964.4799 | 402.5752 | 1367.0552 | 431.2389 | 137.5256 | 568.7645 | 0.15338 | 0.12558 | 11.3691 | 9.0122 | 17.3727 | 17.9104 | 1.2978 | 1.2401 | 502.1203 | 0 | 508.6294 | 0 | 736.553 | 0 | 6288.038 | 3597.6109
14- Combined Electrification&2033 | 14- Combined Electrification | 2033 | 991.4374 | 414.5438 | 1405.9812 | 431.8397 | 139.0603 | 570.9 | 0.15392 | 0.12814 | 12.328 | 8.979 | 17.2914 | 16.2295 | 1.3173 | 1.2104 | 501.0966 | 0 | 507.6064 | 0 | 678.4002 | 0 | 6441.3698 | 3625.4407
14- Combined Electrification&2034 | 14- Combined Electrification | 2034 | 1009.7713 | 427.1536 | 1436.925 | 423.4994 | 140.8631 | 564.3625 | 0.15232 | 0.1308 | 11.3081 | 10.4943 | 17.5309 | 19.0084 | 1.4419 | 1.292 | 499.977 | 91.098 | 506.4273 | 85.93 | 690.2662 | 202.4776 | 6629.0605 | 3655.2199
14- Combined Electrification&2035 | 14- Combined Electrification | 2035 | 1049.1443 | 442.4979 | 1491.6422 | 438.6962 | 145.1876 | 583.8838 | 0.15314 | 0.13424 | 12.4433 | 11.2961 | 19.899 | 21.2676 | 1.3869 | 1.3027 | 502.1288 | 92.8459 | 508.3398 | 87.5788 | 651.2969 | 208.7187 | 6850.8327 | 3687.5478
14- Combined Electrification&2036 | 14- Combined Electrification | 2036 | 1119.198 | 457.6826 | 1576.8806 | 479.6539 | 148.8494 | 628.5033 | 0.15734 | 0.13744 | 12.9669 | 11.6518 | 21.1859 | 20.4409 | 1.3631 | 1.2813 | 674.421 | 92.8459 | 670.7515 | 87.5932 | 620.5633 | 214.8591 | 7113.3388 | 3722.3501
14- Combined Electrification&2037 | 14- Combined Electrification | 2037 | 1189.5203 | 478.6479 | 1668.1682 | 521.3754 | 157.7056 | 679.081 | 0.16131 | 0.14204 | 15.7111 | 12.5986 | 24.8745 | 23.005 | 1.4217 | 1.25 | 797.8501 | 92.8459 | 787.0493 | 87.5788 | 576.3204 | 206.4952 | 7374.1931 | 3761.4111
14- Combined Electrification&2038 | 14- Combined Electrification | 2038 | 1263.8236 | 496.1947 | 1760.0183 | 562.5118 | 162.956 | 725.4678 | 0.16518 | 0.1454 | 19.0297 | 14.7477 | 35.7733 | 27.9737 | 1.2463 | 1.2003 | 946.6575 | 92.8459 | 927.3029 | 87.5788 | 514.7408 | 207.5889 | 7651.3802 | 3803.842
14- Combined Electrification&2039 | 14- Combined Electrification | 2039 | 1350.5145 | 522.1938 | 1872.7084 | 619.6984 | 176.0352 | 795.7335 | 0.17008 | 0.15099 | 19.6828 | 14.6474 | 34.0951 | 26.963 | 1.492 | 1.1862 | 1073.652 | 110.2899 | 1054.2438 | 105.0228 | -176.8365 | 117.6508 | 7940.337 | 3850.1563
14- Combined Electrification&2040 | 14- Combined Electrification | 2040 | 1427.4773 | 540.2414 | 1967.7187 | 665.1419 | 180.6882 | 845.8301 | 0.17327 | 0.15401 | 25.5653 | 16.1419 | 44.8547 | 31.7047 | 1.9564 | 1.1714 | 1257.0323 | 128.2666 | 1237.622 | 123.0139 | -1228.1429 | 27.1888 | 8238.5514 | 3900.8081
14- Combined Electrification&2041 | 14- Combined Electrification | 2041 | 1518.6619 | 549.0097 | 2067.6716 | 718.2563 | 175.8137 | 894.07 | 0.17852 | 0.15398 | 27.9624 | 16.1939 | 43.3151 | 28.6672 | 2.2208 | 1.1805 | 1422.9356 | 173.4857 | 1408.5799 | 168.2186 | -1323.5574 | 139.1005 | 8506.8211 | 3957.2908
14- Combined Electrification&2042 | 14- Combined Electrification | 2042 | 1689.7855 | 604.385 | 2294.1705 | 806.7775 | 216.0297 | 1022.8072 | 0.19256 | 0.16662 | 29.9376 | 21.9798 | 46.294 | 41.9259 | 1.8648 | 0.98784 | 1753.4285 | 314.5545 | 1734.2536 | 301.2846 | -688.9683 | 471.8234 | 8775.4876 | 4018.9287
14- Combined Electrification&2043 | 14- Combined Electrification | 2043 | 1869.0069 | 657.8695 | 2526.8764 | 954.6277 | 254.3752 | 1209.0029 | 0.20687 | 0.17805 | 31.1924 | 22.4511 | 47.0096 | 44.0467 | 1.9096 | 0.99341 | 1896.5642 | 331.9985 | 1884.5903 | 318.7286 | -39.2651 | 391.2372 | 9034.4862 | 4086.478
14- Combined Electrification&2044 | 14- Combined Electrification | 2044 | 1960.8618 | 688.7507 | 2649.6125 | 1016.3098 | 269.6134 | 1285.9232 | 0.21081 | 0.18279 | 41.7209 | 27.2413 | 55.5834 | 46.5201 | 1.9788 | 1.0986 | 2040.5711 | 351.4138 | 2035.6938 | 338.1802 | 387.7894 | 395.8599 | 9301.6863 | 4160.889
14- Combined Electrification&2045 | 14- Combined Electrification | 2045 | 2595.17 | 752.3429 | 3347.5129 | 1517.268 | 316.7979 | 1834.0659 | 0.2726 | 0.19535 | 56.2346 | 24.6346 | 74.9517 | 48.15 | 1.3199 | 0.54238 | 2483.5848 | 440.9522 | 2478.4126 | 427.7815 | 2123.4176 | -104.6795 | 9520.0655 | 4243.0278
14- Combined Electrification&NPV | 14- Combined Electrification | NPV | 11548.5569 | 4877.4224 | 16425.9793 | 5563.6005 | 1746.8918 | 7310.4923 |  |  | 191.8303 | 124.4156 | 307.7127 | 224.4341 | 20.0647 | 19.2396 | [6 empty] | 6696.7631 | 3653.4526
14- Combined Electrification&Levelized | 14- Combined Electrification | Levelized | 982.0334 | 414.7524 | 1396.7857 | 473.1016 | 148.5472 | 621.6489 |  |  | 16.3123 | 10.5797 | 26.1664 | 19.0848 | 1.7062 | 1.636
15- Clean Portfolio by 2045&2023 | 15- Clean Portfolio by 2045 | 2023 | 644.3515 | 316.4051 | 960.7566 | 410.7684 | 125.8398 | 536.6082 | 0.11228 | 0.10244 | 16.8075 | 9.4369 | 27.7123 | 15.7451 | 2.5071 | 2.8792 | 0 | 0 | 0 | 0 | 0 | 0 | 5738.5365 | 3474.4803
15- Clean Portfolio by 2045&2024 | 15- Clean Portfolio by 2045 | 2024 | 657.512 | 322.0464 | 979.5584 | 417.6369 | 127.0758 | 544.7126 | 0.11357 | 0.10397 | 13.1165 | 7.2863 | 22.1897 | 12.6087 | 2.4532 | 2.9672 | 0.01038 | 0 | 0.11416 | 0 | 0.97729 | 0 | 5789.4393 | 3485.2347
15- Clean Portfolio by 2045&2025 | 15- Clean Portfolio by 2045 | 2025 | 681.548 | 329.749 | 1011.297 | 413.0478 | 127.2357 | 540.2836 | 0.11702 | 0.10618 | 10.3082 | 5.6471 | 17.5944 | 9.5947 | 2.2677 | 2.7197 | 0.45467 | 0 | 0.55976 | 0 | 1.9714 | 0 | 5824.1075 | 3496.5535
15- Clean Portfolio by 2045&2026 | 15- Clean Portfolio by 2045 | 2026 | 690.8954 | 339.7016 | 1030.597 | 312.1247 | 129.2907 | 441.4154 | 0.11927 | 0.11035 | 13.3377 | 7.1869 | 23.1041 | 12.5375 | 1.3577 | 1.4922 | 1.4308 | 0 | 1.5898 | 0 | 2.9827 | 0 | 5792.5735 | 3470.8329
15- Clean Portfolio by 2045&2027 | 15- Clean Portfolio by 2045 | 2027 | 710.4751 | 344.1031 | 1054.5782 | 309.771 | 125.3777 | 435.1487 | 0.12186 | 0.11105 | 10.96 | 6.0065 | 16.1009 | 8.7304 | 1.5322 | 1.4329 | 3.1284 | 0 | 3.3426 | 0 | 4.0266 | 0 | 5830.3869 | 3490.0366
15- Clean Portfolio by 2045&2028 | 15- Clean Portfolio by 2045 | 2028 | 737.3175 | 352.8942 | 1090.2117 | 315.4571 | 125.5243 | 440.9814 | 0.12561 | 0.11318 | 13.1675 | 7.2524 | 25.2484 | 14.0652 | 1.5731 | 1.4184 | 3.7086 | 0 | 3.9785 | 0 | 5.0762 | 0 | 5869.8733 | 3507.5539
15- Clean Portfolio by 2045&2029 | 15- Clean Portfolio by 2045 | 2029 | 762.4785 | 363.7867 | 1126.2653 | 317.3446 | 127.4121 | 444.7566 | 0.12912 | 0.11586 | 14.7092 | 8.143 | 23.9313 | 13.3181 | 1.557 | 1.3845 | 3.871 | 0 | 4.1991 | 0 | 6.2331 | 0 | 5905.4157 | 3527.2168
15- Clean Portfolio by 2045&2030 | 15- Clean Portfolio by 2045 | 2030 | 788.6852 | 375.2565 | 1163.9418 | 321.8871 | 129.7594 | 451.6465 | 0.13277 | 0.11899 | 12.4604 | 8.9832 | 21.1374 | 16.2765 | 1.4534 | 1.4482 | 18.1081 | 0 | 27.2283 | 0 | 666.5248 | 0 | 5940.0602 | 3544.9233
15- Clean Portfolio by 2045&2031 | 15- Clean Portfolio by 2045 | 2031 | 823.6657 | 389.8847 | 1213.5505 | 323.3842 | 134.7707 | 458.1549 | 0.1376 | 0.12278 | 11.1828 | 8.2092 | 20.5764 | 14.2723 | 1.3682 | 1.3179 | 17.486 | 0.22768 | 26.5586 | 0.22768 | 666.2891 | 0 | 5985.7388 | 3566.6842
15- Clean Portfolio by 2045&2032 | 15- Clean Portfolio by 2045 | 2032 | 857.6962 | 403.3847 | 1261.0809 | 328.8028 | 138.3116 | 467.1144 | 0.1421 | 0.12618 | 9.6058 | 8.0399 | 17.4765 | 14.969 | 1.2026 | 1.2401 | 58.1475 | 9.5834 | 58.1061 | 7.6218 | 1347.7504 | 147.5673 | 6036.0431 | 3588.8647
15- Clean Portfolio by 2045&2033 | 15- Clean Portfolio by 2045 | 2033 | 883.9036 | 414.8839 | 1298.7875 | 328.7251 | 139.3889 | 468.114 | 0.14534 | 0.12873 | 9.8583 | 8.0007 | 16.3477 | 14.3206 | 1.1841 | 1.2104 | 57.4093 | 10.3097 | 57.4415 | 8.3712 | 1343.3762 | 146.9695 | 6081.5586 | 3613.3457
15- Clean Portfolio by 2045&2034 | 15- Clean Portfolio by 2045 | 2034 | 895.0719 | 417.6661 | 1312.738 | 313.2232 | 131.3678 | 444.591 | 0.14597 | 0.12854 | 10.3776 | 9.2683 | 18.8814 | 16.9327 | 1.2601 | 1.183 | 56.5716 | 10.4884 | 56.6239 | 8.5738 | 1341.0776 | 146.8778 | 6131.8413 | 3638.667
15- Clean Portfolio by 2045&2035 | 15- Clean Portfolio by 2045 | 2035 | 928.1616 | 433.8159 | 1361.9774 | 321.6353 | 136.4097 | 458.045 | 0.15009 | 0.13251 | 11.4993 | 10.0305 | 20.0309 | 18.3894 | 1.2797 | 1.1847 | 55.8398 | 10.664 | 55.9108 | 8.7729 | 1351.2132 | 147.5802 | 6184.0331 | 3665.2416
15- Clean Portfolio by 2045&2036 | 15- Clean Portfolio by 2045 | 2036 | 972.259 | 455.1915 | 1427.4505 | 338.6072 | 146.2149 | 484.8222 | 0.15577 | 0.13791 | 12.0459 | 9.8992 | 21.0763 | 17.567 | 1.2867 | 1.1632 | 126.8666 | 49.9646 | 122.8861 | 45.8504 | 1356.0945 | 148.3396 | 6241.5243 | 3692.7766
15- Clean Portfolio by 2045&2037 | 15- Clean Portfolio by 2045 | 2037 | 1006.481 | 471.5422 | 1478.0232 | 344.7827 | 150.4888 | 495.2715 | 0.15988 | 0.14156 | 13.2933 | 10.9663 | 23.2595 | 19.2516 | 1.2905 | 1.1328 | 126.2628 | 49.7631 | 122.2772 | 45.6648 | 1358.2729 | 148.2747 | 6295.2166 | 3722.8465
15- Clean Portfolio by 2045&2038 | 15- Clean Portfolio by 2045 | 2038 | 1049.6765 | 492.5689 | 1542.2454 | 356.4459 | 158.9839 | 515.4298 | 0.16518 | 0.14646 | 15.5376 | 12.8799 | 28.4653 | 23.1353 | 1.2802 | 1.0839 | 172.8003 | 75.6953 | 166.149 | 70.1377 | 1355.6577 | 148.3683 | 6354.8483 | 3754.4066
15- Clean Portfolio by 2045&2039 | 15- Clean Portfolio by 2045 | 2039 | 1095.9927 | 514.8245 | 1610.8173 | 373.2882 | 168.2877 | 541.5758 | 0.17077 | 0.1516 | 15.0115 | 12.6483 | 27.8892 | 21.5805 | 1.3053 | 1.0694 | 172.0932 | 75.5115 | 165.4567 | 69.9763 | 1357.8579 | 149.0218 | 6417.8156 | 3787.7264
15- Clean Portfolio by 2045&2040 | 15- Clean Portfolio by 2045 | 2040 | 1137.0992 | 531.1163 | 1668.2155 | 384.1263 | 171.3835 | 555.5098 | 0.17526 | 0.15485 | 16.7738 | 14.219 | 32.2692 | 27.5186 | 1.1675 | 1.0519 | 203.3091 | 92.9749 | 196.7003 | 87.4729 | 1196.9539 | 58.5573 | 6487.909 | 3823.0117
15- Clean Portfolio by 2045&2041 | 15- Clean Portfolio by 2045 | 2041 | 1177.1352 | 541.9019 | 1719.0371 | 388.6857 | 168.1443 | 556.83 | 0.17955 | 0.15619 | 14.9568 | 14.2997 | 24.8543 | 25.8899 | 1.2031 | 1.0096 | 271.8652 | 118.9587 | 263.9325 | 111.9836 | 1593.0755 | 59.3334 | 6556.0115 | 3861.5133
15- Clean Portfolio by 2045&2042 | 15- Clean Portfolio by 2045 | 2042 | 1276.3161 | 609.5733 | 1885.8895 | 408.4783 | 221.1343 | 629.6126 | 0.19244 | 0.17363 | 18.0066 | 16.4757 | 31.7445 | 30.8102 | 0.77098 | 0.63625 | 482.0651 | 250.6425 | 464.6727 | 240.333 | 1926.4706 | 372.6278 | 6632.367 | 3902.3193
15- Clean Portfolio by 2045&2043 | 15- Clean Portfolio by 2045 | 2043 | 1356.8667 | 650.0373 | 2006.904 | 454.3016 | 246.5446 | 700.8462 | 0.20208 | 0.18288 | 17.4141 | 14.436 | 33.4268 | 25.5257 | 0.72704 | 0.63683 | 543.0384 | 256.652 | 529.3386 | 250.0363 | 1973.4353 | 682.5657 | 6714.5015 | 3946.0841
15- Clean Portfolio by 2045&2044 | 15- Clean Portfolio by 2045 | 2044 | 1425.3018 | 681.3667 | 2106.6685 | 494.1837 | 262.2394 | 756.4231 | 0.2094 | 0.18924 | 18.1429 | 16.3596 | 32.2247 | 29.3653 | 0.7081 | 0.69542 | 560.4177 | 263.4112 | 550.3525 | 256.7525 | 2501.691 | 805.3543 | 6806.5624 | 3993.5459
15- Clean Portfolio by 2045&2045 | 15- Clean Portfolio by 2045 | 2045 | 1656.5481 | 945.9019 | 2602.45 | 598.3558 | 510.3401 | 1108.6959 | 0.24009 | 0.25887 | 19.814 | 13.0367 | 34.8062 | 24.052 | -0.082597 | 0 | 913.1726 | 472.6902 | 891.8807 | 457.2695 | 3552.955 | 1466.0197 | 6899.7441 | 4045.6965
15- Clean Portfolio by 2045&NPV | 15- Clean Portfolio by 2045 | NPV | 10207.0333 | 4899.8497 | 15106.883 | 4262.3885 | 1768.6276 | 6031.016 |  |  | 156.3017 | 109.1552 | 271.7271 | 192.934 | 17.9385 | 18.4475 | [6 empty] | 6091.0656 | 3623.6198
15- Clean Portfolio by 2045&Levelized | 15- Clean Portfolio by 2045 | Levelized | 867.9567 | 416.6595 | 1284.6162 | 362.4529 | 150.3955 | 512.8484 |  |  | 13.2911 | 9.282 | 23.1064 | 16.4062 | 1.5254 | 1.5687
16- Social Cost Included for Idaho&2023 | 16- Social Cost Included for Idaho | 2023 | 646.4137 | 314.1737 | 960.5874 | 412.8547 | 227.2688 | 640.1235 | 0.11264 | 0.10171 | 16.8085 | 9.439 | 27.7126 | 15.7481 | 2.5071 | 2.8792 | 0 | 0 | 0 | 0 | 0 | 0 | 5738.7108 | 3474.9114
16- Social Cost Included for Idaho&2024 | 16- Social Cost Included for Idaho | 2024 | 659.6479 | 319.718 | 979.3659 | 419.802 | 235.2509 | 655.053 | 0.11393 | 0.10319 | 13.1184 | 7.2904 | 22.1897 | 12.6107 | 2.4532 | 2.9672 | 0.01038 | 0 | 0.11416 | 0 | 0.97729 | 0 | 5789.8544 | 3486.2339
16- Social Cost Included for Idaho&2025 | 16- Social Cost Included for Idaho | 2025 | 683.6761 | 327.4236 | 1011.0996 | 415.2111 | 230.5916 | 645.8027 | 0.11737 | 0.10537 | 10.3119 | 5.6548 | 17.6005 | 9.6006 | 2.2677 | 2.7197 | 0.45467 | 0 | 0.55976 | 0 | 1.9714 | 0 | 5824.8599 | 3498.3165
16- Social Cost Included for Idaho&2026 | 16- Social Cost Included for Idaho | 2026 | 693.0286 | 337.3379 | 1030.3665 | 314.3013 | 183.0504 | 497.3517 | 0.11962 | 0.10948 | 13.3461 | 7.2042 | 23.112 | 12.576 | 1.3577 | 1.4922 | 1.4308 | 0 | 1.5898 | 0 | 2.9827 | 0 | 5793.7898 | 3473.5144
16- Social Cost Included for Idaho&2027 | 16- Social Cost Included for Idaho | 2027 | 711.0291 | 343.3911 | 1054.4202 | 310.3627 | 181.3759 | 491.7387 | 0.12191 | 0.11068 | 10.9704 | 6.026 | 16.1171 | 8.7626 | 1.442 | 1.4329 | 3.1284 | 0 | 3.3426 | 0 | 4.0266 | 0 | 5832.2245 | 3493.7893
16- Social Cost Included for Idaho&2028 | 16- Social Cost Included for Idaho | 2028 | 737.9807 | 352.0146 | 1089.9953 | 316.1726 | 182.6027 | 498.7753 | 0.12567 | 0.11272 | 13.1869 | 7.2858 | 25.2871 | 14.1329 | 1.4656 | 1.4184 | 3.7086 | 0 | 3.9785 | 0 | 5.0762 | 0 | 5872.5268 | 3512.4596
16- Social Cost Included for Idaho&2029 | 16- Social Cost Included for Idaho | 2029 | 763.1793 | 362.8052 | 1125.9845 | 318.1138 | 185.0181 | 503.132 | 0.12915 | 0.11533 | 14.7382 | 8.1881 | 23.999 | 13.393 | 1.4429 | 1.3845 | 3.871 | 0 | 4.1991 | 0 | 6.2331 | 0 | 5909.0589 | 3533.309
16- Social Cost Included for Idaho&2030 | 16- Social Cost Included for Idaho | 2030 | 789.3871 | 374.2284 | 1163.6154 | 322.6726 | 190.2634 | 512.9359 | 0.13278 | 0.11839 | 12.4882 | 9.0347 | 21.2136 | 16.3892 | 1.366 | 1.4482 | 18.1081 | 0 | 27.2283 | 0 | 666.5248 | 0 | 5944.8679 | 3552.3191
16- Social Cost Included for Idaho&2031 | 16- Social Cost Included for Idaho | 2031 | 824.5301 | 388.2118 | 1212.7419 | 324.349 | 190.5514 | 514.9004 | 0.13761 | 0.12192 | 11.2154 | 8.2654 | 20.6688 | 14.3055 | 1.2604 | 1.3179 | 17.486 | 0 | 26.5586 | 0 | 666.2891 | 0 | 5991.8283 | 3575.3668
16- Social Cost Included for Idaho&2032 | 16- Social Cost Included for Idaho | 2032 | 859.1346 | 405.6674 | 1264.802 | 330.579 | 194.4497 | 525.0287 | 0.14216 | 0.1265 | 9.2982 | 8.0372 | 15.8289 | 15.0523 | 1.1065 | 1.2401 | 67.0661 | 19 | 65.0631 | 19 | 1495.3177 | 157.852 | 6043.5 | 3598.8067
16- Social Cost Included for Idaho&2033 | 16- Social Cost Included for Idaho | 2033 | 885.3246 | 416.979 | 1302.3036 | 330.4893 | 195.5289 | 526.0182 | 0.14537 | 0.12894 | 9.6107 | 8.0104 | 15.4864 | 14.3229 | 1.0838 | 1.2104 | 66.2183 | 19 | 64.312 | 19 | 1490.3457 | 157.889 | 6090.311 | 3624.4169
16- Social Cost Included for Idaho&2034 | 16- Social Cost Included for Idaho | 2034 | 896.9538 | 419.102 | 1316.0558 | 315.4679 | 186.8662 | 502.3341 | 0.14604 | 0.12851 | 9.9254 | 9.2817 | 17.5288 | 17.1064 | 1.1062 | 1.183 | 65.2724 | 19 | 63.41 | 19 | 1487.9554 | 157.2814 | 6141.8404 | 3650.8265
16- Social Cost Included for Idaho&2035 | 16- Social Cost Included for Idaho | 2035 | 929.9497 | 434.9939 | 1364.9437 | 323.8015 | 193.2575 | 517.059 | 0.15011 | 0.13233 | 11.0084 | 10.064 | 18.4232 | 18.3597 | 1.1179 | 1.1847 | 64.4337 | 19 | 62.6136 | 19 | 1498.7934 | 158.5071 | 6195.173 | 3678.4085
16- Social Cost Included for Idaho&2036 | 16- Social Cost Included for Idaho | 2036 | 972.5199 | 455.1333 | 1427.6532 | 339.2016 | 202.5836 | 541.7851 | 0.15551 | 0.13731 | 11.652 | 9.9378 | 21.0678 | 17.5306 | 1.1071 | 1.1632 | 126.988 | 54.0955 | 121.6139 | 52.11 | 1504.2554 | 159.2895 | 6253.7728 | 3706.9483
16- Social Cost Included for Idaho&2037 | 16- Social Cost Included for Idaho | 2037 | 1006.6631 | 471.2691 | 1477.9321 | 345.3681 | 206.983 | 552.3511 | 0.15958 | 0.14084 | 12.8123 | 11.0074 | 22.0261 | 19.1934 | 1.1109 | 1.1328 | 126.2799 | 54.0955 | 120.9239 | 52.1045 | 1506.3332 | 159.1279 | 6308.3342 | 3737.8651
16- Social Cost Included for Idaho&2038 | 16- Social Cost Included for Idaho | 2038 | 1050.1889 | 491.988 | 1542.1769 | 357.364 | 214.4136 | 571.7775 | 0.1649 | 0.1456 | 14.8818 | 12.9381 | 26.9394 | 23.2864 | 1.0749 | 1.0839 | 172.827 | 80.2803 | 164.8217 | 76.8039 | 1503.4278 | 159.0764 | 6368.7244 | 3770.173
16- Social Cost Included for Idaho&2039 | 16- Social Cost Included for Idaho | 2039 | 1096.3958 | 514.1911 | 1610.5869 | 374.0905 | 224.0761 | 598.1666 | 0.17045 | 0.15068 | 14.3853 | 12.7067 | 25.7514 | 21.5659 | 1.1004 | 1.0694 | 172.1179 | 80.2803 | 164.1353 | 76.8039 | 1505.1556 | 160.0025 | 6432.2752 | 3804.1355
16- Social Cost Included for Idaho&2040 | 16- Social Cost Included for Idaho | 2040 | 1134.928 | 532.844 | 1667.7719 | 382.3266 | 231.5485 | 613.8751 | 0.17453 | 0.15458 | 16.0324 | 14.2998 | 29.8633 | 27.444 | 1.1788 | 1.0519 | 202.8698 | 97.7243 | 194.9367 | 94.2574 | 1346.4818 | 70.3106 | 6502.8419 | 3840.0107
16- Social Cost Included for Idaho&2041 | 16- Social Cost Included for Idaho | 2041 | 1173.5849 | 544.8362 | 1718.421 | 385.4812 | 229.5775 | 615.0586 | 0.1786 | 0.15625 | 14.4785 | 14.3898 | 22.5758 | 26.3414 | 1.2689 | 1.0096 | 270.802 | 123.5935 | 261.5967 | 118.6495 | 1741.3991 | 70.9243 | 6571.1414 | 3878.9446
16- Social Cost Included for Idaho&2042 | 16- Social Cost Included for Idaho | 2042 | 1274.851 | 577.8596 | 1852.7106 | 407.5075 | 249.5762 | 657.0838 | 0.19177 | 0.16376 | 16.9557 | 19.3687 | 29.6282 | 36.6659 | 0.84943 | 0.77608 | 482.1028 | 233.8607 | 466.5878 | 222.6613 | 1782.1265 | 332.9136 | 6647.67 | 3920.1918
16- Social Cost Included for Idaho&2043 | 16- Social Cost Included for Idaho | 2043 | 1340.0726 | 609.8585 | 1949.9311 | 440.144 | 269.5519 | 709.6958 | 0.19912 | 0.1707 | 18.5823 | 19.6808 | 33.9148 | 38.1591 | 0.96747 | 0.77871 | 527.7664 | 259.7298 | 509.592 | 247.0629 | 1824.2719 | 352.0895 | 6729.8064 | 3964.2525
16- Social Cost Included for Idaho&2044 | 16- Social Cost Included for Idaho | 2044 | 1405.4096 | 638.7846 | 2044.1942 | 476.6684 | 292.8644 | 769.5328 | 0.20601 | 0.17651 | 19.7652 | 23.0567 | 35.4455 | 42.2251 | 1.0456 | 0.8561 | 564.3772 | 277.3972 | 549.9224 | 264.7649 | 2085.5724 | 335.3663 | 6821.9387 | 4012.0353
16- Social Cost Included for Idaho&2045 | 16- Social Cost Included for Idaho | 2045 | 1627.5466 | 690.0797 | 2317.6264 | 572.2989 | 334.7334 | 907.0322 | 0.23536 | 0.1879 | 20.431 | 21.6558 | 35.4455 | 41.4964 | 0.54092 | 0.43935 | 913.2236 | 365.9558 | 894.1256 | 348.2523 | 3127.746 | 567.6175 | 6915.0586 | 4064.3236
16- Social Cost Included for Idaho&NPV | 16- Social Cost Included for Idaho | NPV | 10201.727 | 4802.6799 | 15004.4069 | 4261.0241 | 2483.75 | 6744.7741 |  |  | 155.0499 | 115.3675 | 266.5222 | 205.7361 | 17.4182 | 18.668 | [6 empty] | 6098.1901 | 3632.7512
16- Social Cost Included for Idaho&Levelized | 16- Social Cost Included for Idaho | Levelized | 867.5055 | 408.3966 | 1275.9021 | 362.3369 | 211.2061 | 573.5429 |  |  | 13.1847 | 9.8103 | 22.6638 | 17.4948 | 1.4812 | 1.5874
17- WA Maximum Customer Benefits&2023 | 17- WA Maximum Customer Benefits | 2023 | 644.4944 | 316.4046 | 960.899 | 410.8361 | 125.8415 | 536.6776 | 0.11234 | 0.10242 | 16.8009 | 9.44 | 27.7105 | 15.7496 | 2.5071 | 2.8792 | 0 | 0 | 0 | 0 | 0 | 0 | 5737.2447 | 3475.1258
17- WA Maximum Customer Benefits&2024 | 17- WA Maximum Customer Benefits | 2024 | 658.0231 | 322.0313 | 980.0544 | 418.0021 | 127.0656 | 545.0677 | 0.11371 | 0.10392 | 13.1001 | 7.2922 | 22.1902 | 12.6115 | 2.453 | 2.9672 | 0.43189 | 0 | 0.22303 | 0 | 1.902 | 0 | 5786.7457 | 3486.6687
17- WA Maximum Customer Benefits&2025 | 17- WA Maximum Customer Benefits | 2025 | 682.492 | 329.7432 | 1012.2353 | 413.776 | 127.2384 | 541.0144 | 0.11727 | 0.1061 | 10.2817 | 5.6576 | 17.5557 | 9.6028 | 2.2675 | 2.7197 | 1.8582 | 0 | 2.0257 | 0 | 2.8149 | 0 | 5819.8897 | 3498.9785
17- WA Maximum Customer Benefits&2026 | 17- WA Maximum Customer Benefits | 2026 | 692.1523 | 339.835 | 1031.9873 | 313.1016 | 129.4224 | 442.524 | 0.11961 | 0.11026 | 13.2829 | 7.2097 | 23.0563 | 12.5884 | 1.3576 | 1.4922 | 3.539 | 0 | 3.7664 | 0 | 3.6566 | 0 | 5786.8442 | 3474.4151
17- WA Maximum Customer Benefits&2027 | 17- WA Maximum Customer Benefits | 2027 | 712.3493 | 344.0425 | 1056.3917 | 311.3007 | 125.3343 | 436.635 | 0.12233 | 0.11085 | 10.9015 | 6.0317 | 16.0124 | 8.7718 | 1.5321 | 1.4329 | 5.7614 | 0 | 6.0627 | 0 | 4.7522 | 0 | 5823.0154 | 3494.9462
17- WA Maximum Customer Benefits&2028 | 17- WA Maximum Customer Benefits | 2028 | 739.6165 | 352.8056 | 1092.4221 | 317.3562 | 125.4584 | 442.8146 | 0.1262 | 0.11292 | 13.0709 | 7.2949 | 25.067 | 14.1512 | 1.5729 | 1.4184 | 6.8261 | 0 | 7.2138 | 0 | 6.0565 | 0 | 5860.7564 | 3513.8989
17- WA Maximum Customer Benefits&2029 | 17- WA Maximum Customer Benefits | 2029 | 765.2071 | 363.6649 | 1128.872 | 319.6243 | 127.3184 | 446.9427 | 0.12982 | 0.11554 | 14.5844 | 8.1997 | 23.6553 | 13.4086 | 1.5565 | 1.3845 | 7.4105 | 0 | 7.9299 | 0 | 8.2933 | 0 | 5894.5157 | 3535.0493
17- WA Maximum Customer Benefits&2030 | 17- WA Maximum Customer Benefits | 2030 | 791.7168 | 375.1117 | 1166.8285 | 324.4324 | 129.6488 | 454.0811 | 0.13357 | 0.11859 | 12.3393 | 9.0479 | 20.8139 | 16.424 | 1.4528 | 1.4482 | 22.0243 | 0 | 31.4352 | 0 | 670.3864 | 0 | 5927.3436 | 3554.3904
17- WA Maximum Customer Benefits&2031 | 17- WA Maximum Customer Benefits | 2031 | 827.0941 | 389.3144 | 1216.4084 | 326.2951 | 134.2397 | 460.5348 | 0.13851 | 0.12217 | 11.059 | 8.2795 | 20.1543 | 14.3138 | 1.3673 | 1.3179 | 21.7193 | 0 | 31.2068 | 0 | 672.3426 | 0 | 5971.3469 | 3577.7933
17- WA Maximum Customer Benefits&2032 | 17- WA Maximum Customer Benefits | 2032 | 863.0296 | 401.0841 | 1264.1137 | 332.7528 | 136.1008 | 468.8536 | 0.14336 | 0.12496 | 11.392 | 9.0152 | 21.5469 | 17.7697 | 1.2758 | 1.2401 | 40.6447 | 0 | 50.2235 | 0 | 832.937 | 0 | 6020.0264 | 3601.618
17- WA Maximum Customer Benefits&2033 | 17- WA Maximum Customer Benefits | 2033 | 890.6108 | 411.6682 | 1302.2791 | 334.0268 | 136.3568 | 470.3835 | 0.14686 | 0.12717 | 11.4273 | 8.9414 | 19.0317 | 15.9859 | 1.1875 | 1.2104 | 40.6517 | 0 | 50.3427 | 0 | 834.2088 | 0 | 6064.2338 | 3627.6256
17- WA Maximum Customer Benefits&2034 | 17- WA Maximum Customer Benefits | 2034 | 918.141 | 424.8992 | 1343.0402 | 334.9751 | 138.6939 | 473.669 | 0.15019 | 0.13014 | 12.3199 | 10.4107 | 22.3362 | 18.6983 | 1.361 | 1.289 | 41.2034 | 88.6208 | 56.8395 | 83.5934 | 956.1744 | 196.9717 | 6113.2637 | 3654.4627
17- WA Maximum Customer Benefits&2035 | 17- WA Maximum Customer Benefits | 2035 | 956.5895 | 439.7298 | 1396.3193 | 349.2493 | 142.5145 | 491.7638 | 0.15518 | 0.13361 | 13.5161 | 11.19 | 24.8375 | 21.4629 | 1.2718 | 1.2997 | 44.0648 | 90.3687 | 60.5869 | 85.2421 | 997.4216 | 203.1203 | 6164.3014 | 3682.5031
17- WA Maximum Customer Benefits&2036 | 17- WA Maximum Customer Benefits | 2036 | 1006.7139 | 452.8109 | 1459.5248 | 371.3847 | 144.0433 | 515.428 | 0.16183 | 0.13642 | 13.3842 | 11.4266 | 23.6596 | 20.1499 | 1.3146 | 1.2782 | 104.2327 | 90.3687 | 122.1385 | 85.2561 | 749.8604 | 209.0962 | 6220.6521 | 3711.5207
17- WA Maximum Customer Benefits&2037 | 17- WA Maximum Customer Benefits | 2037 | 1060.2704 | 467.3931 | 1527.6636 | 397.154 | 146.6888 | 543.8427 | 0.16901 | 0.13947 | 14.7429 | 12.3907 | 24.369 | 21.8193 | 1.3171 | 1.247 | 153.0715 | 90.3687 | 172.7451 | 85.2421 | 549.8291 | 200.9573 | 6273.447 | 3742.8955
17- WA Maximum Customer Benefits&2038 | 17- WA Maximum Customer Benefits | 2038 | 1097.4775 | 484.1198 | 1581.5973 | 402.5526 | 150.7267 | 553.2793 | 0.17331 | 0.14304 | 17.1656 | 14.3571 | 32.4762 | 26.251 | 1.4084 | 1.1973 | 152.9944 | 90.3687 | 174.6953 | 85.2421 | 578.8727 | 202.0228 | 6332.2979 | 3775.5618
17- WA Maximum Customer Benefits&2039 | 17- WA Maximum Customer Benefits | 2039 | 1164.0505 | 505.0327 | 1669.0832 | 439.8135 | 158.7996 | 598.6131 | 0.18204 | 0.14775 | 15.928 | 14.2017 | 31.7249 | 25.814 | 1.3943 | 1.1832 | 202.0011 | 90.3687 | 226.032 | 85.2421 | 373.9564 | 200.8309 | 6394.5991 | 3809.8721
17- WA Maximum Customer Benefits&2040 | 17- WA Maximum Customer Benefits | 2040 | 1202.7471 | 519.2326 | 1721.9797 | 448.1551 | 159.5902 | 607.7453 | 0.18607 | 0.15037 | 18.1575 | 15.7815 | 36.5178 | 32.4226 | 1.4043 | 1.1683 | 202.1076 | 90.3687 | 228.7951 | 85.2561 | 412.4843 | 208.5112 | 6464.0468 | 3846.0912
17- WA Maximum Customer Benefits&2041 | 17- WA Maximum Customer Benefits | 2041 | 1255.6424 | 532.8951 | 1788.5375 | 465.2924 | 159.1528 | 624.4452 | 0.19224 | 0.15254 | 16.1452 | 16.2713 | 28.1332 | 27.3546 | 1.5587 | 1.237 | 273.3229 | 178.9895 | 304.9663 | 168.8355 | 620.1184 | 410.0576 | 6531.738 | 3885.3214
17- WA Maximum Customer Benefits&2042 | 17- WA Maximum Customer Benefits | 2042 | 1363.8068 | 562.7915 | 1926.5983 | 495.2208 | 174.4118 | 669.6326 | 0.2064 | 0.15919 | 19.7041 | 21.8452 | 33.8682 | 40.8046 | 1.5798 | 0.97888 | 480.9992 | 267.6103 | 519.0676 | 252.4289 | 43.3286 | 622.4097 | 6607.6456 | 3926.8622
17- WA Maximum Customer Benefits&2043 | 17- WA Maximum Customer Benefits | 2043 | 1471.2898 | 586.4602 | 2057.75 | 567.0971 | 183.038 | 750.1351 | 0.21994 | 0.16384 | 18.2684 | 22.2911 | 31.311 | 43.8842 | 1.5546 | 0.98453 | 536.3254 | 267.6103 | 586.5748 | 252.4289 | 443.1559 | 634.369 | 6689.4287 | 3971.1636
17- WA Maximum Customer Benefits&2044 | 17- WA Maximum Customer Benefits | 2044 | 1542.5607 | 613.281 | 2155.8417 | 611.9106 | 194.2796 | 806.1902 | 0.22748 | 0.16913 | 22.2131 | 26.485 | 36.8371 | 45.3487 | 1.6451 | 1.0894 | 568.8469 | 285.0543 | 623.8636 | 269.9144 | 533.0353 | 633.4918 | 6780.956 | 4019.1727
17- WA Maximum Customer Benefits&2045 | 17- WA Maximum Customer Benefits | 2045 | 2077.8526 | 668.6542 | 2746.5067 | 1020.7665 | 233.1988 | 1253.9653 | 0.30229 | 0.18171 | 26.9339 | 23.9266 | 42.5398 | 46.3311 | 0.9696 | 0.53315 | 912.012 | 349.2131 | 977.8747 | 334.1308 | 2032.8626 | 261.3565 | 6873.793 | 4071.6405
17- WA Maximum Customer Benefits&NPV | 17- WA Maximum Customer Benefits | NPV | 10551.2783 | 4774.7875 | 15326.0659 | 4598.4735 | 1644.4552 | 6242.9287 |  |  | 165.6385 | 123.4316 | 287.7335 | 221.3469 | 19.2333 | 19.2389 | [6 empty] | 6076.8556 | 3635.7722
17- WA Maximum Customer Benefits&Levelized | 17- WA Maximum Customer Benefits | Levelized | 897.2296 | 406.0248 | 1303.2544 | 391.0319 | 139.8365 | 530.8684 |  |  | 14.0851 | 10.496 | 24.4675 | 18.8223 | 1.6355 | 1.636

## Summary Resources
| Nameplate MW | 2023 | 2024 | 2025 | 2026 | 2027 | 2028 | 2029 | 2030 | 2031 | 2032 | 2033 | 2034 | 2035 | 2036 | 2037 | 2038 | 2039 | 2040 | 2041 | 2042 | 2043 | 2044 | 2045 | Total
1- Preferred Resource Strategy | Shared System Resource
1- Preferred Resource Strategy | NG CT | 0 | 0 | 0 | 0 | 0 | 0 | 0 | 0 | 0 | 0 | 0 | 0 | 0 | 0 | 0 | 0 | 0 | 0 | 0 | 0 | 0 | 0 | 0 | 0
1- Preferred Resource Strategy | Solar | 0 | 0 | 0 | 0 | 0 | 0 | 0 | 0 | 0 | 0 | 0 | 0 | 0 | 0 | 0 | 0 | 0 | 0 | 0 | 0 | 0 | 0 | 0 | 0
1- Preferred Resource Strategy | Storage Added to Solar | 0 | 0 | 0 | 0 | 0 | 0 | 0 | 0 | 0 | 0 | 0 | 0 | 0 | 0 | 0 | 0 | 0 | 0 | 0 | 0 | 0 | 0 | 0 | 0
1- Preferred Resource Strategy | Wind | 0 | 0 | 0 | 0 | 0 | 0 | 0 | 0 | 0 | 0 | 0 | 0 | 0 | 0 | 0 | 0 | 0 | 0 | 0 | 0 | 0 | 0 | 0 | 0
1- Preferred Resource Strategy | Storage | 0 | 0 | 0 | 0 | 0 | 0 | 0 | 0 | 0 | 0 | 0 | 0 | 0 | 0 | 0 | 0 | 0 | 0 | 0 | 0 | 67.6834 | 50.0833 | 0 | 117.7667
1- Preferred Resource Strategy | Hydrogen/Ammonia | 0 | 0 | 0 | 0 | 0 | 0 | 0 | 0 | 0 | 0 | 0 | 0 | 0 | 0 | 0 | 0 | 0 | 0 | 0 | 0 | 0 | 0 | 0 | 0
1- Preferred Resource Strategy | Other "Clean" Baseload | 0 | 0 | 0 | 0 | 0 | 0 | 0 | 0 | 0 | 0 | 0 | 0 | 0 | 0 | 0 | 0 | 0 | 0 | 0 | 0 | 0 | 0 | 0 | 0
1- Preferred Resource Strategy | Existing Plant Upgrades | 0 | 0 | 0 | 0 | 0 | 0 | 0 | 0 | 0 | 0 | 0 | 0 | 0 | 0 | 0 | 0 | 0 | 0 | 0 | 0 | 0 | 0 | 0 | 0
1- Preferred Resource Strategy
1- Preferred Resource Strategy
1- Preferred Resource Strategy
1- Preferred Resource Strategy | Washington
1- Preferred Resource Strategy | NG CT | 0 | 0 | 0 | 0 | 0 | 0 | 0 | 0 | 0 | 0 | 0 | 0 | 0 | 0 | 0 | 0 | 0 | 0 | 0 | 0 | 0 | 0 | 0 | 0
1- Preferred Resource Strategy | Solar | 0 | 0.66473 | 0.68964 | 0.7159 | 0.74475 | 0.7763 | 0.80411 | 0.83084 | 0.8647 | 0.89749 | 0.92585 | 0.1484 | 0.23577 | 0.24612 | 0.26316 | 0 | 0.2 | 0.2 | 0 | 0.27447 | 0 | 0.23612 | 0 | 9.7183
1- Preferred Resource Strategy | Storage Added to Solar | 0 | 0 | 0 | 0 | 0 | 0 | 0 | 0 | 0 | 0 | 0 | 0 | 0 | 0 | 0 | 0 | 0.1 | 0.1 | 0 | 0 | 0 | 0.11806 | 0 | 0.31806
1- Preferred Resource Strategy | Wind | 0 | 0 | 0 | 0 | 0 | 0 | 0 | 200 | 0 | 200 | 0 | 0 | 0 | 0 | 0 | 0 | 0 | 0 | 140 | 105 | 0 | 100 | 199.7181 | 944.7181
1- Preferred Resource Strategy | Storage | 0 | 0 | 0 | 0 | 0 | 0 | 0 | 0 | 0 | 0 | 0 | 0 | 0 | 0 | 0 | 0.5 | 52.1262 | 0 | 0.5 | 0 | 0.5 | 0 | 0.5 | 54.1262
1- Preferred Resource Strategy | Hydrogen/Ammonia | 0 | 0 | 0 | 0 | 0 | 0 | 0 | 0 | 0 | 0 | 0 | 0 | 0 | 88.3354 | 0 | 0 | 0 | 0 | 74 | 186.1663 | 0 | 0 | 347.9851 | 696.4868
1- Preferred Resource Strategy | Other "Clean" Baseload | 0 | 0 | 0 | 0 | 0 | 0 | 0 | 0 | 0 | 0 | 0 | 0 | 0 | 0 | 0 | 0 | 0 | 0 | 0 | 0 | 0 | 0 | 0 | 0
1- Preferred Resource Strategy | Existing Plant Upgrades | 0 | 0 | 0 | 0 | 0 | 0 | 0 | 0 | 0 | 0 | 0 | 0 | 0 | 0 | 0 | 0 | 0 | 0 | 0 | 0 | 0 | 0 | 0 | 0
1- Preferred Resource Strategy | DR Capability | 0 | 0 | 6.7666 | 0 | 0 | 0 | 0 | 0 | 0 | 0 | 0 | 0 | 0 | 0 | 0 | 0 | 0 | 0 | 0 | 0 | 0 | 0 | 0 | 6.7666
1- Preferred Resource Strategy | EE- Winter Capacity | 1.4924 | 1.8635 | 2.1026 | 2.4797 | 2.6546 | 2.8221 | 2.8333 | 2.7026 | 3.0905 | 3.259 | 3.1359 | 3.2108 | 3.1533 | 3.1912 | 2.8681 | 2.5649 | 2.4558 | 2.465 | 2.1855 | 2.2573 | 1.3726 | 1.579 | 0.87361 | 56.6132
1- Preferred Resource Strategy | EE- Summer Capacity | 1.3992 | 1.7793 | 2.0513 | 2.4873 | 2.7227 | 2.9481 | 3.0101 | 2.9364 | 3.3499 | 3.5944 | 3.5116 | 3.5848 | 3.4957 | 3.4829 | 3.0809 | 2.6597 | 2.5231 | 2.4597 | 2.0864 | 2.1486 | 1.3435 | 1.5407 | 0.86012 | 59.0564
1- Preferred Resource Strategy
1- Preferred Resource Strategy | Idaho
1- Preferred Resource Strategy | NG CT | 0 | 0 | 0 | 0 | 0 | 0 | 0 | 0 | 0 | 0 | 0 | 90.2475 | 0 | 0 | 0 | 0 | 0 | 0 | 46.3595 | 101.7032 | 0 | 0 | 65.203 | 303.5132
1- Preferred Resource Strategy | Solar | 0 | 0 | 0 | 0 | 0 | 0 | 0 | 0 | 0 | 0 | 0 | 0 | 0 | 0 | 0 | 0 | 0 | 0 | 0 | 0 | 0 | 0 | 0 | 0
1- Preferred Resource Strategy | Storage Added to Solar | 0 | 0 | 0 | 0 | 0 | 0 | 0 | 0 | 0 | 0 | 0 | 0 | 0 | 0 | 0 | 0 | 0 | 0 | 0 | 0 | 0 | 0 | 0 | 0
1- Preferred Resource Strategy | Wind | 0 | 0 | 0 | 0 | 0 | 0 | 0 | 0 | 0 | 0 | 0 | 0 | 0 | 0 | 0 | 0 | 0 | 0 | 0 | 0 | 0 | 0 | 0 | 0
1- Preferred Resource Strategy | Storage | 0 | 0 | 0 | 0 | 0 | 0 | 0 | 0 | 0 | 0 | 0 | 0 | 0 | 0 | 0 | 0 | 0 | 0 | 0 | 0 | 0 | 0 | 25 | 25
1- Preferred Resource Strategy | Hydrogen/Ammonia | 0 | 0 | 0 | 0 | 0 | 0 | 0 | 0 | 0 | 0 | 0 | 0 | 0 | 0 | 0 | 0 | 0 | 0 | 0 | 0 | 0 | 0 | 0 | 0
1- Preferred Resource Strategy | Other "Clean" Baseload | 0 | 0 | 0 | 0 | 0 | 0 | 0 | 0 | 0 | 0 | 0 | 0 | 0 | 0 | 0 | 0 | 0 | 0 | 0 | 0 | 0 | 0 | 0 | 0
1- Preferred Resource Strategy | Existing Plant Upgrades | 0 | 0 | 0 | 0 | 0 | 0 | 0 | 0 | 0 | 0 | 0 | 0 | 0 | 0 | 0 | 0 | 0 | 0 | 0 | 0 | 0 | 0 | 0 | 0
1- Preferred Resource Strategy | DR Capability | 0 | 0 | 0 | 0 | 0 | 0 | 0 | 0 | 0 | 0 | 0 | 0 | 0 | 0 | 0 | 0 | 0 | 0 | 0 | 0 | 0 | 0 | 0 | 0
1- Preferred Resource Strategy | EE- Winter Capacity | 0.66438 | 0.8165 | 0.94202 | 1.0957 | 1.1783 | 1.2466 | 1.2386 | 1.2166 | 1.3285 | 1.3859 | 1.3095 | 1.3384 | 1.3026 | 1.3131 | 1.1757 | 1.0395 | 0.99917 | 1.0048 | 0.86502 | 0.91372 | 0.50529 | 0.56675 | 0.34474 | 23.7913
1- Preferred Resource Strategy | EE- Summer Capacity | 0.61445 | 0.77308 | 0.91116 | 1.088 | 1.1921 | 1.2833 | 1.2954 | 1.2911 | 1.4134 | 1.49 | 1.4244 | 1.4532 | 1.4017 | 1.392 | 1.2235 | 1.0637 | 1.0212 | 0.99617 | 0.82974 | 0.8652 | 0.49387 | 0.5591 | 0.33743 | 24.413
1- Preferred Resource Strategy
1- Preferred Resource Strategy | Energy Efficiency Energy (GWh excludes losses)
1- Preferred Resource Strategy | WA | 20.1702 | 43.9286 | 71.0694 | 100.2887 | 132.132 | 166.7325 | 202.9188 | 238.0205 | 273.25 | 306.8563 | 337.04 | 364.0118 | 388.0056 | 409.3979 | 428.6347 | 443.9492 | 457.9233 | 470.3679 | 482.1913 | 493.3871 | 499.7019 | 505.8831 | 510.588 | 58.2863
1- Preferred Resource Strategy | ID | 7.8907 | 17.0905 | 27.5631 | 38.7428 | 50.8508 | 63.7564 | 77.065 | 89.9542 | 103.0032 | 115.6851 | 126.5636 | 136.581 | 145.8197 | 154.3993 | 162.3671 | 168.8282 | 174.8302 | 180.237 | 185.3288 | 190.1958 | 192.6004 | 194.9466 | 196.871 | 22.4739
1- Preferred Resource Strategy | Total | 28.0609 | 61.0191 | 98.6325 | 139.0315 | 182.9828 | 230.4889 | 279.9838 | 327.9747 | 376.2532 | 422.5414 | 463.6036 | 500.5928 | 533.8253 | 563.7972 | 591.0018 | 612.7774 | 632.7535 | 650.6049 | 667.5202 | 683.5828 | 692.3023 | 700.8298 | 707.4591 | 80.7602
1- Preferred Resource Strategy
1- Preferred Resource Strategy | aMW w/ losses
1- Preferred Resource Strategy | WA | 2.4275 | 5.2888 | 8.5544 | 12.0725 | 15.907 | 20.0801 | 24.4322 | 28.6606 | 32.9055 | 36.9677 | 40.5944 | 43.847 | 46.7415 | 49.3399 | 51.6459 | 53.4965 | 55.1861 | 56.7117 | 58.1233 | 59.4796 | 60.2479 | 61.023 | 61.5759 | 61.5759
1- Preferred Resource Strategy | ID | 0.94966 | 2.0576 | 3.3177 | 4.6638 | 6.1218 | 7.6784 | 9.2789 | 10.8316 | 12.4039 | 13.9369 | 15.2438 | 16.4518 | 17.5663 | 18.6079 | 19.5635 | 20.344 | 21.0695 | 21.731 | 22.3395 | 22.9288 | 23.2214 | 23.5158 | 23.7423 | 23.7423
1- Preferred Resource Strategy | Total | 3.3772 | 7.3465 | 11.8721 | 16.7363 | 22.0287 | 27.7585 | 33.7111 | 39.4922 | 45.3094 | 50.9046 | 55.8382 | 60.2989 | 64.3079 | 67.9478 | 71.2094 | 73.8405 | 76.2555 | 78.4426 | 80.4628 | 82.4083 | 83.4693 | 84.5387 | 85.3182 | 85.3182
2- Alternative Lowest Reasonable Cost Portfolio | Shared System Resource
2- Alternative Lowest Reasonable Cost Portfolio | NG CT | 0 | 0 | 0 | 0 | 0 | 0 | 0 | 0 | 0 | 0 | 0 | 0 | 0 | 0 | 0 | 0 | 0 | 0 | 0 | 0 | 0 | 0 | 147.9093 | 147.9093
2- Alternative Lowest Reasonable Cost Portfolio | Solar | 0 | 0 | 0 | 0 | 0 | 0 | 0 | 0 | 0 | 0 | 0 | 0 | 0 | 0 | 0 | 0 | 0 | 0 | 0 | 0 | 0 | 0 | 0 | 0
2- Alternative Lowest Reasonable Cost Portfolio | Storage Added to Solar | 0 | 0 | 0 | 0 | 0 | 0 | 0 | 0 | 0 | 0 | 0 | 0 | 0 | 0 | 0 | 0 | 0 | 0 | 0 | 0 | 0 | 0 | 0 | 0
2- Alternative Lowest Reasonable Cost Portfolio | Wind | 0 | 0 | 0 | 0 | 0 | 0 | 0 | 0 | 0 | 0 | 0 | 0 | 0 | 0 | 0 | 0 | 0 | 0 | 0 | 0 | 0 | 0 | 0 | 0
2- Alternative Lowest Reasonable Cost Portfolio | Storage | 0 | 0 | 0 | 0 | 0 | 0 | 0 | 0 | 0 | 0 | 0 | 0 | 0 | 0 | 0 | 0 | 0 | 0 | 80.3381 | 0 | 61.2596 | 58.4759 | 50 | 250.0736
2- Alternative Lowest Reasonable Cost Portfolio | Hydrogen/Ammonia | 0 | 0 | 0 | 0 | 0 | 0 | 0 | 0 | 0 | 0 | 0 | 0 | 0 | 0 | 0 | 0 | 0 | 0 | 0 | 0 | 0 | 0 | 0 | 0
2- Alternative Lowest Reasonable Cost Portfolio | Other "Clean" Baseload | 0 | 0 | 0 | 0 | 0 | 0 | 0 | 0 | 0 | 0 | 0 | 0 | 0 | 0 | 0 | 0 | 0 | 0 | 0 | 0 | 0 | 0 | 0 | 0
2- Alternative Lowest Reasonable Cost Portfolio | Existing Plant Upgrades | 0 | 0 | 0 | 0 | 0 | 0 | 0 | 0 | 0 | 0 | 0 | 0 | 0 | 0 | 0 | 0 | 0 | 0 | 0 | 0 | 0 | 0 | 0 | 0
2- Alternative Lowest Reasonable Cost Portfolio | [24 empty] | 0
2- Alternative Lowest Reasonable Cost Portfolio
2- Alternative Lowest Reasonable Cost Portfolio
2- Alternative Lowest Reasonable Cost Portfolio | Washington
2- Alternative Lowest Reasonable Cost Portfolio | NG CT | 0 | 0 | 0 | 0 | 0 | 0 | 0 | 0 | 0 | 0 | 0 | 0 | 0 | 0 | 0 | 0 | 0 | 0 | 0 | 0 | 0 | 0 | 152.0907 | 152.0907
2- Alternative Lowest Reasonable Cost Portfolio | Solar | 0 | 0 | 0 | 0 | 0 | 0 | 0 | 0 | 0 | 0 | 0 | 0 | 0 | 0 | 0 | 0 | 0 | 0 | 0 | 0 | 0 | 50.8301 | 0 | 50.8301
2- Alternative Lowest Reasonable Cost Portfolio | Storage Added to Solar | 0 | 0 | 0 | 0 | 0 | 0 | 0 | 0 | 0 | 0 | 0 | 0 | 0 | 0 | 0 | 0 | 0 | 0 | 0 | 0 | 0 | 25.4151 | 0 | 25.4151
2- Alternative Lowest Reasonable Cost Portfolio | Wind | 0 | 0 | 0 | 0 | 0 | 0 | 0 | 200 | 0 | 200 | 0 | 0 | 0 | 0 | 0 | 0 | 0 | 0 | 140 | 105 | 0 | 0 | 197.5765 | 842.5765
2- Alternative Lowest Reasonable Cost Portfolio | Storage | 0 | 0 | 0 | 0 | 0 | 0 | 0 | 0 | 0 | 0 | 0 | 0 | 0 | 0 | 0 | 0 | 52.131 | 0 | 0 | 211.6054 | 0 | 0 | 68.8457 | 332.5821
2- Alternative Lowest Reasonable Cost Portfolio | Hydrogen/Ammonia | 0 | 0 | 0 | 0 | 0 | 0 | 0 | 0 | 0 | 0 | 0 | 0 | 0 | 88.4301 | 0 | 0 | 0 | 0 | 0 | 0 | 0 | 0 | 0 | 88.4301
2- Alternative Lowest Reasonable Cost Portfolio | Other "Clean" Baseload | 0 | 0 | 0 | 0 | 0 | 0 | 0 | 0 | 0 | 0 | 0 | 0 | 0 | 0 | 0 | 0 | 0 | 0 | 0 | 0 | 0 | 0 | 0 | 0
2- Alternative Lowest Reasonable Cost Portfolio | Existing Plant Upgrades | 0 | 0 | 0 | 0 | 0 | 0 | 0 | 0 | 0 | 0 | 0 | 0 | 0 | 0 | 0 | 0 | 0 | 0 | 0 | 0 | 0 | 0 | 0 | 0
2- Alternative Lowest Reasonable Cost Portfolio | DR Capability | 0 | 0 | 6.7666 | 0 | 0 | 0 | 0 | 0 | 0 | 0 | 0 | 0 | 0 | 0 | 0 | 0 | 0 | 0 | 0 | 0 | 0 | 0 | 0 | 6.7666
2- Alternative Lowest Reasonable Cost Portfolio | EE- Winter Capacity | 1.4932 | 1.8653 | 2.1055 | 2.4838 | 2.6603 | 2.8294 | 2.8419 | 2.7129 | 3.1021 | 3.2721 | 3.1494 | 3.2254 | 3.1686 | 3.2077 | 2.883 | 2.5799 | 2.4702 | 2.4796 | 2.1998 | 2.2716 | 1.3864 | 1.5929 | 0.88532 | 56.8662
2- Alternative Lowest Reasonable Cost Portfolio | EE- Summer Capacity | 1.4004 | 1.782 | 2.0557 | 2.4937 | 2.7315 | 2.9595 | 3.0237 | 2.9535 | 3.3697 | 3.6171 | 3.5356 | 3.6111 | 3.5239 | 3.5134 | 3.1096 | 2.6892 | 2.5523 | 2.4908 | 2.1169 | 2.1797 | 1.3738 | 1.5715 | 0.887 | 59.5415
2- Alternative Lowest Reasonable Cost Portfolio
2- Alternative Lowest Reasonable Cost Portfolio | Idaho
2- Alternative Lowest Reasonable Cost Portfolio | NG CT | 0 | 0 | 0 | 0 | 0 | 0 | 0 | 0 | 0 | 0 | 0 | 90.349 | 0 | 0 | 0 | 0 | 0 | 0 | 0 | 121.2209 | 0 | 0 | 0 | 211.5699
2- Alternative Lowest Reasonable Cost Portfolio | Solar | 0 | 0 | 0 | 0 | 0 | 0 | 0 | 0 | 0 | 0 | 0 | 0 | 0 | 0 | 0 | 0 | 0 | 0 | 0 | 0 | 0 | 0 | 0 | 0
2- Alternative Lowest Reasonable Cost Portfolio | Storage Added to Solar | 0 | 0 | 0 | 0 | 0 | 0 | 0 | 0 | 0 | 0 | 0 | 0 | 0 | 0 | 0 | 0 | 0 | 0 | 0 | 0 | 0 | 0 | 0 | 0
2- Alternative Lowest Reasonable Cost Portfolio | Wind | 0 | 0 | 0 | 0 | 0 | 0 | 0 | 0 | 0 | 0 | 0 | 0 | 0 | 0 | 0 | 0 | 0 | 0 | 0 | 0 | 0 | 0 | 0 | 0
2- Alternative Lowest Reasonable Cost Portfolio | Storage | 0 | 0 | 0 | 0 | 0 | 0 | 0 | 0 | 0 | 0 | 0 | 0 | 0 | 0 | 0 | 0 | 0 | 0 | 0 | 0 | 0 | 0 | 0 | 0
2- Alternative Lowest Reasonable Cost Portfolio | Hydrogen/Ammonia | 0 | 0 | 0 | 0 | 0 | 0 | 0 | 0 | 0 | 0 | 0 | 0 | 0 | 0 | 0 | 0 | 0 | 0 | 0 | 0 | 0 | 0 | 0 | 0
2- Alternative Lowest Reasonable Cost Portfolio | Other "Clean" Baseload | 0 | 0 | 0 | 0 | 0 | 0 | 0 | 0 | 0 | 0 | 0 | 0 | 0 | 0 | 0 | 0 | 0 | 0 | 0 | 0 | 0 | 0 | 0 | 0
2- Alternative Lowest Reasonable Cost Portfolio | Existing Plant Upgrades | 0 | 0 | 0 | 0 | 0 | 0 | 0 | 0 | 0 | 0 | 0 | 0 | 0 | 0 | 0 | 0 | 0 | 0 | 0 | 0 | 0 | 0 | 0 | 0
2- Alternative Lowest Reasonable Cost Portfolio | DR Capability | 0 | 0 | 0 | 0 | 0 | 0 | 0 | 0 | 0 | 0 | 0 | 0 | 0 | 0 | 0 | 0 | 0 | 0 | 0 | 0 | 0 | 0 | 0 | 0
2- Alternative Lowest Reasonable Cost Portfolio | EE- Winter Capacity | 0.68517 | 0.84119 | 0.97648 | 1.134 | 1.2206 | 1.2924 | 1.2858 | 1.2737 | 1.388 | 1.4493 | 1.3733 | 1.4069 | 1.3761 | 1.3921 | 1.2529 | 1.1126 | 1.0733 | 1.0821 | 0.93598 | 0.98687 | 0.56784 | 0.62629 | 0.38528 | 25.1182
2- Alternative Lowest Reasonable Cost Portfolio | EE- Summer Capacity | 0.63215 | 0.79378 | 0.93931 | 1.1198 | 1.2282 | 1.324 | 1.3398 | 1.3459 | 1.4738 | 1.5583 | 1.4979 | 1.5362 | 1.498 | 1.4989 | 1.3328 | 1.1726 | 1.1327 | 1.112 | 0.93699 | 0.97357 | 0.59158 | 0.65018 | 0.40764 | 26.096
2- Alternative Lowest Reasonable Cost Portfolio
2- Alternative Lowest Reasonable Cost Portfolio | Energy Efficiency Energy (GWh excludes losses)
2- Alternative Lowest Reasonable Cost Portfolio | WA | 20.1486 | 43.8838 | 71.0137 | 100.2524 | 132.1546 | 166.8418 | 203.1484 | 238.3853 | 273.727 | 307.3838 | 337.5303 | 364.3621 | 388.134 | 409.3316 | 428.4043 | 443.5921 | 457.4705 | 469.8567 | 481.658 | 492.8596 | 499.2652 | 505.5321 | 510.3163 | 58.2553
2- Alternative Lowest Reasonable Cost Portfolio | ID | 8.159 | 17.6613 | 28.5176 | 40.1173 | 52.6878 | 66.0886 | 79.9197 | 93.4064 | 107.0757 | 120.3989 | 131.9429 | 142.6481 | 152.5984 | 161.9003 | 170.5936 | 177.707 | 184.3503 | 190.3787 | 196.0741 | 201.5257 | 204.4152 | 207.1888 | 209.4573 | 23.9106
2- Alternative Lowest Reasonable Cost Portfolio | Total | 28.3076 | 61.5452 | 99.5313 | 140.3697 | 184.8423 | 232.9304 | 283.0681 | 331.7917 | 380.8026 | 427.7827 | 469.4732 | 507.0102 | 540.7324 | 571.2319 | 598.9979 | 621.299 | 641.8208 | 660.2354 | 677.7322 | 694.3853 | 703.6805 | 712.7209 | 719.7735 | 82.1659
2- Alternative Lowest Reasonable Cost Portfolio
2- Alternative Lowest Reasonable Cost Portfolio | aMW w/ losses
2- Alternative Lowest Reasonable Cost Portfolio | WA | 2.4249 | 5.2834 | 8.5477 | 12.0682 | 15.9097 | 20.0933 | 24.4599 | 28.7045 | 32.9629 | 37.0313 | 40.6535 | 43.8892 | 46.757 | 49.3319 | 51.6182 | 53.4535 | 55.1315 | 56.65 | 58.059 | 59.416 | 60.1953 | 60.9806 | 61.5431 | 61.5431
2- Alternative Lowest Reasonable Cost Portfolio | ID | 0.98196 | 2.1264 | 3.4326 | 4.8292 | 6.3429 | 7.9593 | 9.6226 | 11.2473 | 12.8943 | 14.5047 | 15.8917 | 17.1827 | 18.3829 | 19.5119 | 20.5547 | 21.4139 | 22.2168 | 22.9537 | 23.6347 | 24.2946 | 24.6459 | 24.9925 | 25.2601 | 25.2601
2- Alternative Lowest Reasonable Cost Portfolio | Total | 3.4069 | 7.4098 | 11.9803 | 16.8974 | 22.2526 | 28.0526 | 34.0825 | 39.9518 | 45.8573 | 51.536 | 56.5452 | 61.0719 | 65.1399 | 68.8438 | 72.1729 | 74.8674 | 77.3483 | 79.6038 | 81.6937 | 83.7106 | 84.8412 | 85.9731 | 86.8033 | 86.8033
Shared System Resource
3- Baseline Portfolio | NG CT | 0 | 0 | 0 | 0 | 0 | 0 | 0 | 0 | 0 | 0 | 0 | 0 | 0 | 114.1407 | 0 | 90.6118 | 0 | 0 | 0 | 0 | 0 | 0 | 0 | 204.7525
3- Baseline Portfolio | Solar | 0 | 0 | 0 | 0 | 0 | 0 | 0 | 0 | 0 | 0 | 0 | 0 | 0 | 0 | 0 | 0 | 0 | 0 | 0 | 0 | 0 | 0 | 0 | 0
3- Baseline Portfolio | Storage Added to Solar | 0 | 0 | 0 | 0 | 0 | 0 | 0 | 0 | 0 | 0 | 0 | 0 | 0 | 0 | 0 | 0 | 0 | 0 | 0 | 0 | 0 | 0 | 0 | 0
3- Baseline Portfolio | Wind | 0 | 0 | 0 | 0 | 0 | 0 | 0 | 0 | 0 | 100 | 0 | 0 | 0 | 0 | 0 | 0 | 0 | 0 | 0 | 0 | 0 | 0 | 0 | 100
3- Baseline Portfolio | Storage | 0 | 0 | 0 | 0 | 0 | 0 | 0 | 0 | 0 | 0 | 0 | 0 | 0 | 0 | 0 | 0 | 0 | 0 | 0 | 0 | 67.7482 | 59.6759 | 0 | 127.4241
3- Baseline Portfolio | Hydrogen/Ammonia | 0 | 0 | 0 | 0 | 0 | 0 | 0 | 0 | 0 | 0 | 0 | 0 | 0 | 0 | 0 | 0 | 0 | 0 | 0 | 0 | 0 | 0 | 0 | 0
3- Baseline Portfolio | Other "Clean" Baseload | 0 | 0 | 0 | 0 | 0 | 0 | 0 | 0 | 0 | 0 | 0 | 0 | 0 | 0 | 0 | 0 | 0 | 0 | 0 | 0 | 0 | 0 | 0 | 0
3- Baseline Portfolio | Existing Plant Upgrades | 0 | 0 | 0 | 0 | 0 | 0 | 0 | 0 | 0 | 0 | 0 | 0 | 5 | 0 | 0 | 0 | 0 | 0 | 0 | 0 | 0 | 0 | 0 | 5
3- Baseline Portfolio | [24 empty] | 0
3- Baseline Portfolio
3- Baseline Portfolio
3- Baseline Portfolio | Washington
3- Baseline Portfolio | NG CT | 0 | 0 | 0 | 0 | 0 | 0 | 0 | 0 | 0 | 0 | 0 | 0 | 0 | 0 | 0 | 0 | 0 | 90.2475 | 0 | 208.8388 | 0 | 0 | 0 | 299.0863
3- Baseline Portfolio | Solar | 0 | 0 | 0 | 0 | 0 | 0 | 0 | 0 | 0 | 0 | 0 | 0 | 0 | 0 | 0 | 0 | 0 | 0 | 0 | 0 | 0 | 0 | 0 | 0
3- Baseline Portfolio | Storage Added to Solar | 0 | 0 | 0 | 0 | 0 | 0 | 0 | 0 | 0 | 0 | 0 | 0 | 0 | 0 | 0 | 0 | 0 | 0 | 0 | 0 | 0 | 0 | 0 | 0
3- Baseline Portfolio | Wind | 0 | 0 | 0 | 0 | 0 | 0 | 0 | 200 | 0 | 100 | 0 | 0 | 0 | 0 | 0 | 0 | 0 | 0 | 0 | 0 | 0 | 0 | 0 | 300
3- Baseline Portfolio | Storage | 0 | 0 | 0 | 0 | 0 | 0 | 0 | 0 | 0 | 0 | 0 | 0 | 0 | 0 | 0 | 0 | 0 | 0 | 0 | 25 | 0 | 0 | 157.5529 | 182.5529
3- Baseline Portfolio | Hydrogen/Ammonia | 0 | 0 | 0 | 0 | 0 | 0 | 0 | 0 | 0 | 0 | 0 | 0 | 0 | 0 | 0 | 0 | 0 | 0 | 0 | 0 | 0 | 0 | 0 | 0
3- Baseline Portfolio | Other "Clean" Baseload | 0 | 0 | 0 | 0 | 0 | 0 | 0 | 0 | 0 | 0 | 0 | 0 | 0 | 0 | 0 | 0 | 0 | 0 | 0 | 0 | 0 | 0 | 0 | 0
3- Baseline Portfolio | Existing Plant Upgrades | 0 | 0 | 0 | 0 | 0 | 0 | 0 | 0 | 0 | 0 | 0 | 0 | 0 | 0 | 0 | 0 | 0 | 0 | 0 | 0 | 0 | 0 | 0 | 0
3- Baseline Portfolio | DR Capability | 0 | 0 | 6.7666 | 0 | 0 | 0 | 0 | 0 | 0 | 0 | 0 | 0 | 0 | 0 | 0 | 0 | 0 | 0 | 0 | 0 | 0 | 0 | 0 | 6.7666
3- Baseline Portfolio | EE- Winter Capacity | 1.4924 | 1.8635 | 2.1026 | 2.4797 | 2.6546 | 2.8221 | 2.8333 | 2.7026 | 3.0905 | 3.259 | 3.1359 | 3.2108 | 3.1533 | 3.1912 | 2.8681 | 2.5649 | 2.4558 | 2.465 | 2.1855 | 2.2573 | 1.3726 | 1.579 | 0.87361 | 56.6132
3- Baseline Portfolio | EE- Summer Capacity | 1.3992 | 1.7793 | 2.0513 | 2.4873 | 2.7227 | 2.9481 | 3.0101 | 2.9364 | 3.3499 | 3.5944 | 3.5116 | 3.5848 | 3.4957 | 3.4829 | 3.0809 | 2.6597 | 2.5231 | 2.4597 | 2.0864 | 2.1486 | 1.3435 | 1.5407 | 0.86012 | 59.0564
3- Baseline Portfolio
3- Baseline Portfolio | Idaho
3- Baseline Portfolio | NG CT | 0 | 0 | 0 | 0 | 0 | 0 | 0 | 0 | 0 | 0 | 0 | 0 | 0 | 0 | 0 | 0 | 0 | 0 | 0 | 91.1612 | 0 | 0 | 0 | 91.1612
3- Baseline Portfolio | Solar | 0 | 0 | 0 | 0 | 0 | 0 | 0 | 0 | 0 | 0 | 0 | 0 | 0 | 0 | 0 | 0 | 0 | 0 | 0 | 0 | 0 | 0 | 0 | 0
3- Baseline Portfolio | Storage Added to Solar | 0 | 0 | 0 | 0 | 0 | 0 | 0 | 0 | 0 | 0 | 0 | 0 | 0 | 0 | 0 | 0 | 0 | 0 | 0 | 0 | 0 | 0 | 0 | 0
3- Baseline Portfolio | Wind | 0 | 0 | 0 | 0 | 0 | 0 | 0 | 0 | 0 | 0 | 0 | 0 | 0 | 0 | 0 | 0 | 0 | 0 | 0 | 0 | 0 | 0 | 0 | 0
3- Baseline Portfolio | Storage | 0 | 0 | 0 | 0 | 0 | 0 | 0 | 0 | 0 | 0 | 0 | 0 | 0 | 0 | 0 | 0 | 0 | 0 | 63.3081 | 0 | 0 | 0 | 67.0905 | 130.3986
3- Baseline Portfolio | Hydrogen/Ammonia | 0 | 0 | 0 | 0 | 0 | 0 | 0 | 0 | 0 | 0 | 0 | 0 | 0 | 0 | 0 | 0 | 0 | 0 | 0 | 0 | 0 | 0 | 0 | 0
3- Baseline Portfolio | Other "Clean" Baseload | 0 | 0 | 0 | 0 | 0 | 0 | 0 | 0 | 0 | 0 | 0 | 0 | 0 | 0 | 0 | 0 | 0 | 0 | 0 | 0 | 0 | 0 | 0 | 0
3- Baseline Portfolio | Existing Plant Upgrades | 0 | 0 | 0 | 0 | 0 | 0 | 0 | 0 | 0 | 0 | 0 | 0 | 0 | 0 | 0 | 0 | 0 | 0 | 0 | 0 | 0 | 0 | 0 | 0
3- Baseline Portfolio | DR Capability | 0 | 0 | 0 | 0 | 0 | 0 | 0 | 0 | 8.8764 | 1.8777 | 0 | 0 | 0 | 0 | 0 | 0 | 0 | 0 | 0 | 0 | 0 | 0 | 0 | 10.7541
3- Baseline Portfolio | EE- Winter Capacity | 0.66438 | 0.8165 | 0.94202 | 1.0957 | 1.1783 | 1.2466 | 1.2386 | 1.2166 | 1.3285 | 1.3859 | 1.3095 | 1.3384 | 1.3026 | 1.3131 | 1.1757 | 1.0395 | 0.99917 | 1.0048 | 0.86502 | 0.91372 | 0.50529 | 0.56675 | 0.34474 | 23.7913
3- Baseline Portfolio | EE- Summer Capacity | 0.61445 | 0.77308 | 0.91116 | 1.088 | 1.1921 | 1.2833 | 1.2954 | 1.2911 | 1.4134 | 1.49 | 1.4244 | 1.4532 | 1.4017 | 1.392 | 1.2235 | 1.0637 | 1.0212 | 0.99617 | 0.82974 | 0.8652 | 0.49387 | 0.5591 | 0.33743 | 24.413
3- Baseline Portfolio
3- Baseline Portfolio | Energy Efficiency Energy (GWh excludes losses)
3- Baseline Portfolio | WA | 20.1702 | 43.9286 | 71.0694 | 100.2887 | 132.132 | 166.7325 | 202.9188 | 238.0205 | 273.25 | 306.8563 | 337.04 | 364.0118 | 388.0056 | 409.3979 | 428.6347 | 443.9492 | 457.9233 | 470.3679 | 482.1913 | 493.3871 | 499.7019 | 505.8831 | 510.588 | 58.2863
3- Baseline Portfolio | ID | 7.8907 | 17.0905 | 27.5631 | 38.7428 | 50.8508 | 63.7564 | 77.065 | 89.9542 | 103.0032 | 115.6851 | 126.5636 | 136.581 | 145.8197 | 154.3993 | 162.3671 | 168.8282 | 174.8302 | 180.237 | 185.3288 | 190.1958 | 192.6004 | 194.9466 | 196.871 | 22.4739
3- Baseline Portfolio | Total | 28.0609 | 61.0191 | 98.6325 | 139.0315 | 182.9828 | 230.4889 | 279.9838 | 327.9747 | 376.2532 | 422.5414 | 463.6036 | 500.5928 | 533.8253 | 563.7972 | 591.0018 | 612.7774 | 632.7535 | 650.6049 | 667.5202 | 683.5828 | 692.3023 | 700.8298 | 707.4591 | 80.7602
3- Baseline Portfolio
3- Baseline Portfolio | aMW w/ losses
3- Baseline Portfolio | WA | 2.4275 | 5.2888 | 8.5544 | 12.0725 | 15.907 | 20.0801 | 24.4322 | 28.6606 | 32.9055 | 36.9677 | 40.5944 | 43.847 | 46.7415 | 49.3399 | 51.6459 | 53.4965 | 55.1861 | 56.7117 | 58.1233 | 59.4796 | 60.2479 | 61.023 | 61.5759 | 61.5759
3- Baseline Portfolio | ID | 0.94966 | 2.0576 | 3.3177 | 4.6638 | 6.1218 | 7.6784 | 9.2789 | 10.8316 | 12.4039 | 13.9369 | 15.2438 | 16.4518 | 17.5663 | 18.6079 | 19.5635 | 20.344 | 21.0695 | 21.731 | 22.3395 | 22.9288 | 23.2214 | 23.5158 | 23.7423 | 23.7423
3- Baseline Portfolio | Total | 3.3772 | 7.3465 | 11.8721 | 16.7363 | 22.0287 | 27.7585 | 33.7111 | 39.4922 | 45.3094 | 50.9046 | 55.8382 | 60.2989 | 64.3079 | 67.9478 | 71.2094 | 73.8405 | 76.2555 | 78.4426 | 80.4628 | 82.4083 | 83.4693 | 84.5387 | 85.3182 | 85.3182
4- No Resource Additions | Shared System Resource
4- No Resource Additions | NG CT | 0 | 0 | 0 | 0 | 0 | 0 | 0 | 0 | 0 | 0 | 0 | 0 | 0 | 0 | 0 | 0 | 0 | 0 | 0 | 0 | 0 | 0 | 0 | 0
4- No Resource Additions | Solar | 0 | 0 | 0 | 0 | 0 | 0 | 0 | 0 | 0 | 0 | 0 | 0 | 0 | 0 | 0 | 0 | 0 | 0 | 0 | 0 | 0 | 0 | 0 | 0
4- No Resource Additions | Storage Added to Solar | 0 | 0 | 0 | 0 | 0 | 0 | 0 | 0 | 0 | 0 | 0 | 0 | 0 | 0 | 0 | 0 | 0 | 0 | 0 | 0 | 0 | 0 | 0 | 0
4- No Resource Additions | Wind | 0 | 0 | 0 | 0 | 0 | 0 | 0 | 0 | 0 | 0 | 0 | 0 | 0 | 0 | 0 | 0 | 0 | 0 | 0 | 0 | 0 | 0 | 0 | 0
4- No Resource Additions | Storage | 0 | 0 | 0 | 0 | 0 | 0 | 0 | 0 | 0 | 0 | 0 | 0 | 0 | 0 | 0 | 0 | 0 | 0 | 0 | 0 | 0 | 0 | 0 | 0
4- No Resource Additions | Hydrogen/Ammonia | 0 | 0 | 0 | 0 | 0 | 0 | 0 | 0 | 0 | 0 | 0 | 0 | 0 | 0 | 0 | 0 | 0 | 0 | 0 | 0 | 0 | 0 | 0 | 0
4- No Resource Additions | Other "Clean" Baseload | 0 | 0 | 0 | 0 | 0 | 0 | 0 | 0 | 0 | 0 | 0 | 0 | 0 | 0 | 0 | 0 | 0 | 0 | 0 | 0 | 0 | 0 | 0 | 0
4- No Resource Additions | Existing Plant Upgrades | 0 | 0 | 0 | 0 | 0 | 0 | 0 | 0 | 0 | 0 | 0 | 0 | 0 | 0 | 0 | 0 | 0 | 0 | 0 | 0 | 0 | 0 | 0 | 0
4- No Resource Additions | [24 empty] | 0
4- No Resource Additions
4- No Resource Additions
4- No Resource Additions | Washington
4- No Resource Additions | NG CT | 0 | 0 | 0 | 0 | 0 | 0 | 0 | 0 | 0 | 0 | 0 | 0 | 0 | 0 | 0 | 0 | 0 | 0 | 0 | 0 | 0 | 0 | 0 | 0
4- No Resource Additions | Solar | 0 | 0 | 0 | 0 | 0 | 0 | 0 | 0 | 0 | 0 | 0 | 0 | 0 | 0 | 0 | 0 | 0 | 0 | 0 | 0 | 0 | 0 | 0 | 0
4- No Resource Additions | Storage Added to Solar | 0 | 0 | 0 | 0 | 0 | 0 | 0 | 0 | 0 | 0 | 0 | 0 | 0 | 0 | 0 | 0 | 0 | 0 | 0 | 0 | 0 | 0 | 0 | 0
4- No Resource Additions | Wind | 0 | 0 | 0 | 0 | 0 | 0 | 0 | 0 | 0 | 0 | 0 | 0 | 0 | 0 | 0 | 0 | 0 | 0 | 0 | 0 | 0 | 0 | 0 | 0
4- No Resource Additions | Storage | 0 | 0 | 0 | 0 | 0 | 0 | 0 | 0 | 0 | 0 | 0 | 0 | 0 | 0 | 0 | 0 | 0 | 0 | 0 | 0 | 0 | 0 | 0 | 0
4- No Resource Additions | Hydrogen/Ammonia | 0 | 0 | 0 | 0 | 0 | 0 | 0 | 0 | 0 | 0 | 0 | 0 | 0 | 0 | 0 | 0 | 0 | 0 | 0 | 0 | 0 | 0 | 0 | 0
4- No Resource Additions | Other "Clean" Baseload | 0 | 0 | 0 | 0 | 0 | 0 | 0 | 0 | 0 | 0 | 0 | 0 | 0 | 0 | 0 | 0 | 0 | 0 | 0 | 0 | 0 | 0 | 0 | 0
4- No Resource Additions | Existing Plant Upgrades | 0 | 0 | 0 | 0 | 0 | 0 | 0 | 0 | 0 | 0 | 0 | 0 | 0 | 0 | 0 | 0 | 0 | 0 | 0 | 0 | 0 | 0 | 0 | 0
4- No Resource Additions | DR Capability | 0 | 0 | 0 | 0 | 0 | 0 | 0 | 0 | 0 | 0 | 0 | 0 | 0 | 0 | 0 | 0 | 0 | 0 | 0 | 0 | 0 | 0 | 0 | 0
4- No Resource Additions | EE- Winter Capacity | 1.4924 | 1.8635 | 2.1026 | 2.4797 | 2.6546 | 2.8221 | 2.8333 | 2.7026 | 3.0905 | 3.259 | 3.1359 | 3.2108 | 3.1533 | 3.1912 | 2.8681 | 2.5649 | 2.4558 | 2.465 | 2.1855 | 2.2573 | 1.3726 | 1.579 | 0.87361 | 56.6132
4- No Resource Additions | EE- Summer Capacity | 1.3992 | 1.7793 | 2.0513 | 2.4873 | 2.7227 | 2.9481 | 3.0101 | 2.9364 | 3.3499 | 3.5944 | 3.5116 | 3.5848 | 3.4957 | 3.4829 | 3.0809 | 2.6597 | 2.5231 | 2.4597 | 2.0864 | 2.1486 | 1.3435 | 1.5407 | 0.86012 | 59.0564
4- No Resource Additions
4- No Resource Additions | Idaho
4- No Resource Additions | NG CT | 0 | 0 | 0 | 0 | 0 | 0 | 0 | 0 | 0 | 0 | 0 | 0 | 0 | 0 | 0 | 0 | 0 | 0 | 0 | 0 | 0 | 0 | 0 | 0
4- No Resource Additions | Solar | 0 | 0 | 0 | 0 | 0 | 0 | 0 | 0 | 0 | 0 | 0 | 0 | 0 | 0 | 0 | 0 | 0 | 0 | 0 | 0 | 0 | 0 | 0 | 0
4- No Resource Additions | Storage Added to Solar | 0 | 0 | 0 | 0 | 0 | 0 | 0 | 0 | 0 | 0 | 0 | 0 | 0 | 0 | 0 | 0 | 0 | 0 | 0 | 0 | 0 | 0 | 0 | 0
4- No Resource Additions | Wind | 0 | 0 | 0 | 0 | 0 | 0 | 0 | 0 | 0 | 0 | 0 | 0 | 0 | 0 | 0 | 0 | 0 | 0 | 0 | 0 | 0 | 0 | 0 | 0
4- No Resource Additions | Storage | 0 | 0 | 0 | 0 | 0 | 0 | 0 | 0 | 0 | 0 | 0 | 0 | 0 | 0 | 0 | 0 | 0 | 0 | 0 | 0 | 0 | 0 | 0 | 0
4- No Resource Additions | Hydrogen/Ammonia | 0 | 0 | 0 | 0 | 0 | 0 | 0 | 0 | 0 | 0 | 0 | 0 | 0 | 0 | 0 | 0 | 0 | 0 | 0 | 0 | 0 | 0 | 0 | 0
4- No Resource Additions | Other "Clean" Baseload | 0 | 0 | 0 | 0 | 0 | 0 | 0 | 0 | 0 | 0 | 0 | 0 | 0 | 0 | 0 | 0 | 0 | 0 | 0 | 0 | 0 | 0 | 0 | 0
4- No Resource Additions | Existing Plant Upgrades | 0 | 0 | 0 | 0 | 0 | 0 | 0 | 0 | 0 | 0 | 0 | 0 | 0 | 0 | 0 | 0 | 0 | 0 | 0 | 0 | 0 | 0 | 0 | 0
4- No Resource Additions | DR Capability | 0 | 0 | 0 | 0 | 0 | 0 | 0 | 0 | 0 | 0 | 0 | 0 | 0 | 0 | 0 | 0 | 0 | 0 | 0 | 0 | 0 | 0 | 0 | 0
4- No Resource Additions | EE- Winter Capacity | 0.66438 | 0.8165 | 0.94202 | 1.0957 | 1.1783 | 1.2466 | 1.2386 | 1.2166 | 1.3285 | 1.3859 | 1.3095 | 1.3384 | 1.3026 | 1.3131 | 1.1757 | 1.0395 | 0.99917 | 1.0048 | 0.86502 | 0.91372 | 0.50529 | 0.56675 | 0.34474 | 23.7913
4- No Resource Additions | EE- Summer Capacity | 0.61445 | 0.77308 | 0.91116 | 1.088 | 1.1921 | 1.2833 | 1.2954 | 1.2911 | 1.4134 | 1.49 | 1.4244 | 1.4532 | 1.4017 | 1.392 | 1.2235 | 1.0637 | 1.0212 | 0.99617 | 0.82974 | 0.8652 | 0.49387 | 0.5591 | 0.33743 | 24.413
4- No Resource Additions
4- No Resource Additions | Energy Efficiency Energy (GWh excludes losses)
4- No Resource Additions | WA | 20.1702 | 43.9286 | 71.0694 | 100.2887 | 132.132 | 166.7325 | 202.9188 | 238.0205 | 273.25 | 306.8563 | 337.04 | 364.0118 | 388.0056 | 409.3979 | 428.6347 | 443.9492 | 457.9233 | 470.3679 | 482.1913 | 493.3871 | 499.7019 | 505.8831 | 510.588 | 58.2863
4- No Resource Additions | ID | 7.8907 | 17.0905 | 27.5631 | 38.7428 | 50.8508 | 63.7564 | 77.065 | 89.9542 | 103.0032 | 115.6851 | 126.5636 | 136.581 | 145.8197 | 154.3993 | 162.3671 | 168.8282 | 174.8302 | 180.237 | 185.3288 | 190.1958 | 192.6004 | 194.9466 | 196.871 | 22.4739
4- No Resource Additions | Total | 28.0609 | 61.0191 | 98.6325 | 139.0315 | 182.9828 | 230.4889 | 279.9838 | 327.9747 | 376.2532 | 422.5414 | 463.6036 | 500.5928 | 533.8253 | 563.7972 | 591.0018 | 612.7774 | 632.7535 | 650.6049 | 667.5202 | 683.5828 | 692.3023 | 700.8298 | 707.4591 | 80.7602
4- No Resource Additions
4- No Resource Additions | aMW w/ losses
4- No Resource Additions | WA | 2.4275 | 5.2888 | 8.5544 | 12.0725 | 15.907 | 20.0801 | 24.4322 | 28.6606 | 32.9055 | 36.9677 | 40.5944 | 43.847 | 46.7415 | 49.3399 | 51.6459 | 53.4965 | 55.1861 | 56.7117 | 58.1233 | 59.4796 | 60.2479 | 61.023 | 61.5759 | 61.5759
4- No Resource Additions | ID | 0.94966 | 2.0576 | 3.3177 | 4.6638 | 6.1218 | 7.6784 | 9.2789 | 10.8316 | 12.4039 | 13.9369 | 15.2438 | 16.4518 | 17.5663 | 18.6079 | 19.5635 | 20.344 | 21.0695 | 21.731 | 22.3395 | 22.9288 | 23.2214 | 23.5158 | 23.7423 | 23.7423
4- No Resource Additions | Total | 3.3772 | 7.3465 | 11.8721 | 16.7363 | 22.0287 | 27.7585 | 33.7111 | 39.4922 | 45.3094 | 50.9046 | 55.8382 | 60.2989 | 64.3079 | 67.9478 | 71.2094 | 73.8405 | 76.2555 | 78.4426 | 80.4628 | 82.4083 | 83.4693 | 84.5387 | 85.3182 | 85.3182
5- No CETA/ No new NG | Shared System Resource
5- No CETA/ No new NG | NG CT | 0 | 0 | 0 | 0 | 0 | 0 | 0 | 0 | 0 | 0 | 0 | 0 | 0 | 0 | 0 | 0 | 0 | 0 | 0 | 0 | 0 | 0 | 0 | 0
5- No CETA/ No new NG | Solar | 0 | 0 | 0 | 0 | 0 | 0 | 0 | 0 | 0 | 0 | 0 | 0 | 0 | 0 | 0 | 0 | 0 | 0 | 0 | 0 | 0 | 0 | 0 | 0
5- No CETA/ No new NG | Storage Added to Solar | 0 | 0 | 0 | 0 | 0 | 0 | 0 | 0 | 0 | 0 | 0 | 0 | 0 | 0 | 0 | 0 | 0 | 0 | 0 | 0 | 0 | 0 | 0 | 0
5- No CETA/ No new NG | Wind | 0 | 0 | 0 | 0 | 0 | 0 | 0 | 0 | 0 | 0 | 0 | 0 | 0 | 0 | 0 | 0 | 0 | 0 | 0 | 0 | 0 | 0 | 0 | 0
5- No CETA/ No new NG | Storage | 0 | 0 | 0 | 0 | 0 | 0 | 0 | 0 | 0 | 0 | 0 | 0 | 0 | 0 | 0 | 53 | 0 | 50 | 108 | 0 | 53 | 59 | 0 | 323
5- No CETA/ No new NG | Hydrogen/Ammonia | 0 | 0 | 0 | 0 | 0 | 0 | 0 | 0 | 0 | 0 | 0 | 0 | 0 | 0 | 0 | 0 | 0 | 0 | 0 | 0 | 0 | 0 | 0 | 0
5- No CETA/ No new NG | Other "Clean" Baseload | 0 | 0 | 0 | 0 | 0 | 0 | 0 | 0 | 0 | 0 | 0 | 0 | 0 | 0 | 0 | 0 | 0 | 0 | 0 | 0 | 0 | 0 | 0 | 0
5- No CETA/ No new NG | Existing Plant Upgrades | 0 | 0 | 0 | 0 | 0 | 0 | 0 | 0 | 0 | 0 | 0 | 0 | 0 | 0 | 0 | 0 | 0 | 0 | 0 | 0 | 0 | 0 | 0 | 0
5- No CETA/ No new NG | [24 empty] | 0
5- No CETA/ No new NG
5- No CETA/ No new NG
5- No CETA/ No new NG | Washington
5- No CETA/ No new NG | NG CT | 0 | 0 | 0 | 0 | 0 | 0 | 0 | 0 | 0 | 0 | 0 | 0 | 0 | 0 | 0 | 0 | 0 | 0 | 0 | 0 | 0 | 0 | 0 | 0
5- No CETA/ No new NG | Solar | 0 | 0 | 0 | 0 | 0 | 0 | 0 | 0 | 0 | 0 | 0 | 0 | 0 | 0 | 0 | 0 | 0 | 0 | 0 | 0 | 0 | 0 | 0 | 0
5- No CETA/ No new NG | Storage Added to Solar | 0 | 0 | 0 | 0 | 0 | 0 | 0 | 0 | 0 | 0 | 0 | 0 | 0 | 0 | 0 | 0 | 0 | 0 | 0 | 0 | 0 | 0 | 0 | 0
5- No CETA/ No new NG | Wind | 0 | 0 | 0 | 0 | 0 | 0 | 0 | 200 | 0 | 200 | 0 | 0 | 0 | 0 | 0 | 0 | 0 | 0 | 0 | 0 | 0 | 0 | 0 | 400
5- No CETA/ No new NG | Storage | 0 | 0 | 0 | 0 | 0 | 0 | 0 | 0 | 0 | 0 | 0 | 0 | 0 | 0 | 0 | 0 | 0 | 0 | 0 | 226 | 0 | 0 | 361 | 587
5- No CETA/ No new NG | Hydrogen/Ammonia | 0 | 0 | 0 | 0 | 0 | 0 | 0 | 0 | 0 | 0 | 0 | 0 | 0 | 79 | 0 | 0 | 0 | 0 | 0 | 0 | 0 | 0 | 0 | 79
5- No CETA/ No new NG | Other "Clean" Baseload | 0 | 0 | 0 | 0 | 0 | 0 | 0 | 0 | 0 | 0 | 0 | 0 | 0 | 0 | 0 | 0 | 0 | 0 | 0 | 0 | 0 | 0 | 0 | 0
5- No CETA/ No new NG | Existing Plant Upgrades | 0 | 0 | 0 | 0 | 0 | 0 | 0 | 0 | 0 | 0 | 0 | 0 | 0 | 0 | 0 | 0 | 0 | 0 | 0 | 0 | 0 | 0 | 0 | 0
5- No CETA/ No new NG | DR Capability | 0 | 0 | 7 | 0 | 0 | 0 | 0 | 0 | 0 | 0 | 0 | 0 | 0 | 0 | 0 | 0 | 0 | 0 | 0 | 0 | 0 | 0 | 0 | 7
5- No CETA/ No new NG | EE- Winter Capacity | 1 | 2 | 2 | 2 | 3 | 3 | 3 | 3 | 3 | 3 | 3 | 3 | 3 | 3 | 3 | 3 | 2 | 2 | 2 | 2 | 1 | 2 | 1 | 55
5- No CETA/ No new NG | EE- Summer Capacity | 1 | 2 | 2 | 2 | 3 | 3 | 3 | 3 | 3 | 4 | 4 | 4 | 3 | 3 | 3 | 3 | 3 | 2 | 2 | 2 | 1 | 2 | 1 | 59
5- No CETA/ No new NG
5- No CETA/ No new NG | Idaho
5- No CETA/ No new NG | NG CT | 0 | 0 | 0 | 0 | 0 | 0 | 0 | 0 | 0 | 0 | 0 | 0 | 0 | 0 | 0 | 0 | 0 | 0 | 0 | 0 | 0 | 0 | 0 | 0
5- No CETA/ No new NG | Solar | 0 | 0 | 0 | 0 | 0 | 0 | 0 | 0 | 0 | 0 | 0 | 0 | 0 | 0 | 0 | 0 | 0 | 0 | 0 | 0 | 0 | 0 | 0 | 0
5- No CETA/ No new NG | Storage Added to Solar | 0 | 0 | 0 | 0 | 0 | 0 | 0 | 0 | 0 | 0 | 0 | 0 | 0 | 0 | 0 | 0 | 0 | 0 | 0 | 0 | 0 | 0 | 0 | 0
5- No CETA/ No new NG | Wind | 0 | 0 | 0 | 0 | 0 | 0 | 0 | 0 | 0 | 0 | 0 | 0 | 0 | 0 | 0 | 0 | 0 | 0 | 0 | 0 | 0 | 0 | 0 | 0
5- No CETA/ No new NG | Storage | 0 | 0 | 0 | 0 | 0 | 0 | 0 | 0 | 0 | 54 | 0 | 0 | 0 | 0 | 0 | 0 | 0 | 0 | 0 | 107 | 0 | 0 | 74 | 235
5- No CETA/ No new NG | Hydrogen/Ammonia | 0 | 0 | 0 | 0 | 0 | 0 | 0 | 0 | 0 | 0 | 0 | 0 | 0 | 0 | 0 | 0 | 0 | 0 | 0 | 0 | 0 | 0 | 0 | 0
5- No CETA/ No new NG | Other "Clean" Baseload | 0 | 0 | 0 | 0 | 0 | 0 | 0 | 0 | 0 | 0 | 0 | 0 | 0 | 0 | 0 | 0 | 0 | 0 | 0 | 0 | 0 | 0 | 0 | 0
5- No CETA/ No new NG | Existing Plant Upgrades | 0 | 0 | 0 | 0 | 0 | 0 | 0 | 0 | 0 | 0 | 0 | 0 | 0 | 0 | 0 | 0 | 0 | 0 | 0 | 0 | 0 | 0 | 0 | 0
5- No CETA/ No new NG | DR Capability | 0 | 0 | 0 | 0 | 0 | 0 | 0 | 0 | 0 | 0 | 0 | 0 | 0 | 0 | 0 | 0 | 0 | 0 | 0 | 0 | 0 | 0 | 0 | 0
5- No CETA/ No new NG | EE- Winter Capacity | 1 | 1 | 1 | 1 | 1 | 1 | 1 | 1 | 1 | 1 | 1 | 1 | 1 | 1 | 1 | 1 | 1 | 1 | 1 | 1 | 1 | 1 | 0 | 22
5- No CETA/ No new NG | EE- Summer Capacity | 1 | 1 | 1 | 1 | 1 | 1 | 1 | 1 | 1 | 1 | 1 | 1 | 1 | 1 | 1 | 1 | 1 | 1 | 1 | 1 | 0 | 1 | 0 | 21
5- No CETA/ No new NG
5- No CETA/ No new NG | Energy Efficiency Energy (GWh excludes losses)
5- No CETA/ No new NG | WA | 20 | 44 | 71 | 100 | 132 | 167 | 203 | 238 | 273 | 307 | 337 | 364 | 388 | 409 | 429 | 444 | 458 | 470 | 482 | 493 | 500 | 506 | 511 | 58.3333
5- No CETA/ No new NG | ID | 8 | 17 | 28 | 39 | 51 | 64 | 77 | 90 | 103 | 116 | 127 | 137 | 146 | 154 | 162 | 169 | 175 | 180 | 185 | 190 | 193 | 195 | 197 | 22.4886
5- No CETA/ No new NG | Total | 28 | 61 | 99 | 139 | 183 | 230 | 280 | 328 | 376 | 423 | 464 | 501 | 534 | 564 | 591 | 613 | 633 | 651 | 668 | 684 | 692 | 701 | 707 | 80.7078
5- No CETA/ No new NG
5- No CETA/ No new NG | aMW w/ losses
5- No CETA/ No new NG | WA | 2 | 5 | 9 | 12 | 16 | 20 | 24 | 29 | 33 | 37 | 41 | 44 | 47 | 49 | 52 | 53 | 55 | 57 | 58 | 59 | 60 | 61 | 62 | 62
5- No CETA/ No new NG | ID | 1 | 2 | 3 | 5 | 6 | 8 | 9 | 11 | 12 | 14 | 15 | 16 | 18 | 19 | 20 | 20 | 21 | 22 | 22 | 23 | 23 | 24 | 24 | 24
5- No CETA/ No new NG | Total | 3 | 7 | 12 | 17 | 22 | 28 | 34 | 39 | 45 | 51 | 56 | 60 | 64 | 68 | 71 | 74 | 76 | 78 | 80 | 82 | 83 | 85 | 85 | 85
6- WRAP PRM | Shared System Resource
6- WRAP PRM | NG CT | 0 | 0 | 0 | 0 | 0 | 0 | 0 | 0 | 0 | 0 | 0 | 0 | 0 | 0 | 0 | 0 | 0 | 0 | 0 | 0 | 0 | 0 | 0 | 0
6- WRAP PRM | Solar | 0 | 0 | 0 | 0 | 0 | 0 | 0 | 0 | 0 | 0 | 0 | 0 | 0 | 0 | 0 | 0 | 0 | 0 | 0 | 0 | 0 | 0 | 0 | 0
6- WRAP PRM | Storage Added to Solar | 0 | 0 | 0 | 0 | 0 | 0 | 0 | 0 | 0 | 0 | 0 | 0 | 0 | 0 | 0 | 0 | 0 | 0 | 0 | 0 | 0 | 0 | 0 | 0
6- WRAP PRM | Wind | 0 | 0 | 0 | 0 | 0 | 0 | 0 | 0 | 0 | 0 | 0 | 0 | 0 | 0 | 0 | 0 | 0 | 0 | 0 | 0 | 0 | 0 | 0 | 0
6- WRAP PRM | Storage | 0 | 0 | 0 | 0 | 0 | 0 | 0 | 0 | 0 | 0 | 0 | 0 | 0 | 0 | 0 | 0 | 0 | 50 | 77.2254 | 0 | 68.0613 | 50 | 0 | 245.2866
6- WRAP PRM | Hydrogen/Ammonia | 0 | 0 | 0 | 0 | 0 | 0 | 0 | 0 | 0 | 0 | 0 | 0 | 0 | 0 | 0 | 0 | 0 | 0 | 0 | 0 | 0 | 0 | 0 | 0
6- WRAP PRM | Other "Clean" Baseload | 0 | 0 | 0 | 0 | 0 | 0 | 0 | 0 | 0 | 0 | 0 | 0 | 0 | 0 | 0 | 0 | 0 | 0 | 0 | 0 | 0 | 0 | 0 | 0
6- WRAP PRM | Existing Plant Upgrades | 0 | 0 | 0 | 0 | 0 | 0 | 0 | 0 | 0 | 0 | 0 | 0 | 0 | 10 | 0 | 0 | 0 | 0 | 0 | 0 | 0 | 0 | 0 | 10
6- WRAP PRM | [24 empty] | 0
6- WRAP PRM
6- WRAP PRM
6- WRAP PRM | Washington
6- WRAP PRM | NG CT | 0 | 0 | 0 | 0 | 0 | 0 | 0 | 0 | 0 | 0 | 0 | 0 | 0 | 0 | 0 | 0 | 0 | 0 | 0 | 0 | 0 | 0 | 0 | 0
6- WRAP PRM | Solar | 0 | 0.66473 | 0.68964 | 0.7159 | 0.74475 | 0.7763 | 0.80411 | 0.83084 | 0.8647 | 0.89749 | 0.92585 | 0.24929 | 0.23577 | 0.24612 | 0.26314 | 0.27668 | 0.2 | 0.2 | 0.20794 | 0.21489 | 0 | 0.23264 | 0.40623 | 10.647
6- WRAP PRM | Storage Added to Solar | 0 | 0 | 0 | 0 | 0 | 0 | 0 | 0 | 0 | 0 | 0 | 0 | 0 | 0 | 0 | 0 | 0.1 | 0.1 | 0.10397 | 0.10745 | 0 | 0.11632 | 0 | 0.52773
6- WRAP PRM | Wind | 0 | 0 | 0 | 0 | 0 | 0 | 0 | 200 | 0 | 200 | 0 | 0 | 0 | 0 | 0 | 0 | 0 | 0 | 140 | 105 | 0 | 183.4263 | 200 | 1028.4263
6- WRAP PRM | Storage | 0 | 0 | 0 | 0 | 0 | 0 | 0 | 0 | 0 | 0 | 0 | 0 | 0 | 55.649 | 0 | 50 | 0 | 0 | 0 | 100.8477 | 0.5 | 0 | 0 | 206.9966
6- WRAP PRM | Hydrogen/Ammonia | 0 | 0 | 0 | 0 | 0 | 0 | 0 | 0 | 0 | 0 | 0 | 0 | 0 | 0 | 0 | 0 | 0 | 0 | 0 | 77.9709 | 0 | 0 | 500 | 577.9709
6- WRAP PRM | Other "Clean" Baseload | 0 | 0 | 0 | 0 | 0 | 0 | 0 | 0 | 0 | 0 | 0 | 0 | 0 | 0 | 0 | 0 | 0 | 0 | 0 | 0 | 0 | 0 | 20 | 20
6- WRAP PRM | Existing Plant Upgrades | 0 | 0 | 0 | 0 | 0 | 0 | 0 | 0 | 0 | 0 | 0 | 0 | 0 | 0 | 0 | 0 | 0 | 0 | 0 | 0 | 0 | 0 | 0 | 0
6- WRAP PRM | DR Capability | 0 | 0 | 6.7666 | 0 | 0 | 0 | 0 | 0 | 0 | 0 | 0 | 0 | 0 | 0 | 0 | 0 | 0 | 0 | 0 | 0 | 0 | 0 | 0 | 6.7666
6- WRAP PRM | EE- Winter Capacity | 1.4926 | 1.8639 | 2.1032 | 2.4806 | 2.656 | 2.824 | 2.8358 | 2.7058 | 3.0945 | 3.2638 | 3.1412 | 3.2169 | 3.1599 | 3.1984 | 2.8754 | 2.5726 | 2.4637 | 2.4736 | 2.1938 | 2.2659 | 1.3812 | 1.5879 | 0.88164 | 56.7324
6- WRAP PRM | EE- Summer Capacity | 1.4133 | 1.7982 | 2.0755 | 2.5169 | 2.7579 | 2.9909 | 3.0577 | 2.9898 | 3.405 | 3.6499 | 3.5622 | 3.633 | 3.5414 | 3.5292 | 3.1244 | 2.7059 | 2.5717 | 2.5162 | 2.1406 | 2.2075 | 1.4014 | 1.6004 | 0.91222 | 60.1012
6- WRAP PRM
6- WRAP PRM | Idaho
6- WRAP PRM | NG CT | 0 | 0 | 0 | 0 | 0 | 0 | 0 | 0 | 0 | 0 | 0 | 0 | 90.2475 | 0 | 0 | 0 | 0 | 0 | 0 | 121.7816 | 0 | 0 | 90.2475 | 302.2766
6- WRAP PRM | Solar | 0 | 0 | 0 | 0 | 0 | 0 | 0 | 0 | 0 | 0 | 0 | 0 | 0 | 0 | 0 | 0 | 0 | 0 | 0 | 0 | 0 | 0 | 0 | 0
6- WRAP PRM | Storage Added to Solar | 0 | 0 | 0 | 0 | 0 | 0 | 0 | 0 | 0 | 0 | 0 | 0 | 0 | 0 | 0 | 0 | 0 | 0 | 0 | 0 | 0 | 0 | 0 | 0
6- WRAP PRM | Wind | 0 | 0 | 0 | 0 | 0 | 0 | 0 | 0 | 0 | 0 | 0 | 0 | 0 | 0 | 0 | 0 | 0 | 0 | 0 | 0 | 0 | 0 | 0 | 0
6- WRAP PRM | Storage | 0 | 0 | 0 | 0 | 0 | 0 | 0 | 0 | 0 | 0 | 0 | 0 | 0 | 0 | 0 | 0 | 0 | 0 | 0 | 0 | 0 | 0 | 0 | 0
6- WRAP PRM | Hydrogen/Ammonia | 0 | 0 | 0 | 0 | 0 | 0 | 0 | 0 | 0 | 0 | 0 | 0 | 0 | 0 | 0 | 0 | 0 | 0 | 0 | 0 | 0 | 0 | 0 | 0
6- WRAP PRM | Other "Clean" Baseload | 0 | 0 | 0 | 0 | 0 | 0 | 0 | 0 | 0 | 0 | 0 | 0 | 0 | 0 | 0 | 0 | 0 | 0 | 0 | 0 | 0 | 0 | 0 | 0
6- WRAP PRM | Existing Plant Upgrades | 0 | 0 | 0 | 0 | 0 | 0 | 0 | 0 | 0 | 0 | 0 | 0 | 0 | 0 | 0 | 0 | 0 | 0 | 0 | 0 | 0 | 0 | 0 | 0
6- WRAP PRM | DR Capability | 0 | 0 | 0 | 0 | 0 | 0 | 0 | 0 | 0 | 0 | 0 | 0 | 0 | 0 | 0 | 0 | 0 | 0 | 0 | 0 | 0 | 0 | 0 | 0
6- WRAP PRM | EE- Winter Capacity | 0.66982 | 0.82198 | 0.94768 | 1.1019 | 1.1852 | 1.2548 | 1.2482 | 1.2281 | 1.3417 | 1.4014 | 1.3269 | 1.3589 | 1.3276 | 1.3414 | 1.2051 | 1.0678 | 1.0282 | 1.0346 | 0.89245 | 0.94107 | 0.53056 | 0.58992 | 0.36378 | 24.2092
6- WRAP PRM | EE- Summer Capacity | 0.62055 | 0.78059 | 0.92067 | 1.1003 | 1.2083 | 1.3045 | 1.3223 | 1.3255 | 1.4552 | 1.5408 | 1.483 | 1.5217 | 1.4839 | 1.484 | 1.3187 | 1.1618 | 1.1212 | 1.1002 | 0.92676 | 0.96304 | 0.58552 | 0.6452 | 0.41069 | 25.7844
6- WRAP PRM
6- WRAP PRM | Energy Efficiency Energy (GWh excludes losses)
6- WRAP PRM | WA | 20.2772 | 44.168 | 71.4711 | 100.8803 | 132.9413 | 167.7957 | 204.2617 | 239.6578 | 275.1769 | 309.0509 | 339.4702 | 366.6389 | 390.7988 | 412.3308 | 431.6919 | 447.1154 | 461.1927 | 473.7393 | 485.6587 | 496.9504 | 503.3606 | 509.6356 | 514.4323 | 58.7252
6- WRAP PRM | ID | 7.9264 | 17.1639 | 27.6781 | 38.9053 | 51.0693 | 64.0426 | 77.4341 | 90.4241 | 103.5918 | 116.4131 | 127.455 | 137.6611 | 147.1303 | 155.9642 | 164.2063 | 170.9372 | 177.215 | 182.8989 | 188.2626 | 193.3929 | 196.0413 | 198.5995 | 200.7203 | 22.9133
6- WRAP PRM | Total | 28.2036 | 61.3318 | 99.1492 | 139.7856 | 184.0106 | 231.8383 | 281.6958 | 330.0819 | 378.7687 | 425.464 | 466.9252 | 504.3 | 537.9291 | 568.295 | 595.8983 | 618.0526 | 638.4078 | 656.6382 | 673.9213 | 690.3432 | 699.4019 | 708.2351 | 715.1526 | 81.6384
6- WRAP PRM
6- WRAP PRM | aMW w/ losses
6- WRAP PRM | WA | 2.4404 | 5.3176 | 8.6028 | 12.1437 | 16.0044 | 20.2082 | 24.5939 | 28.8578 | 33.1375 | 37.2321 | 40.8871 | 44.1634 | 47.078 | 49.6933 | 52.0143 | 53.878 | 55.5801 | 57.1182 | 58.5412 | 59.9091 | 60.6891 | 61.4756 | 62.0395 | 62.0395
6- WRAP PRM | ID | 0.95396 | 2.0665 | 3.3315 | 4.6833 | 6.1481 | 7.7129 | 9.3234 | 10.8882 | 12.4748 | 14.0246 | 15.3512 | 16.582 | 17.7242 | 18.7965 | 19.7851 | 20.5982 | 21.3569 | 22.0519 | 22.6931 | 23.3142 | 23.6363 | 23.9564 | 24.2065 | 24.2065
6- WRAP PRM | Total | 3.3944 | 7.3841 | 11.9343 | 16.8271 | 22.1525 | 27.921 | 33.9173 | 39.746 | 45.6123 | 51.2567 | 56.2383 | 60.7454 | 64.8022 | 68.4899 | 71.7994 | 74.4762 | 76.937 | 79.1701 | 81.2344 | 83.2233 | 84.3253 | 85.432 | 86.246 | 86.246
7- WRAP PRM No QCC Changes | Shared System Resource
7- WRAP PRM No QCC Changes | NG CT | 0 | 0 | 0 | 0 | 0 | 0 | 0 | 0 | 0 | 0 | 0 | 0 | 0 | 0 | 0 | 0 | 0 | 0 | 0 | 0 | 0 | 0 | 0 | 0
7- WRAP PRM No QCC Changes | Solar | 0 | 0 | 0 | 0 | 0 | 0 | 0 | 0 | 0 | 0 | 0 | 0 | 0 | 0 | 0 | 0 | 0 | 0 | 0 | 0 | 0 | 0 | 0 | 0
7- WRAP PRM No QCC Changes | Storage Added to Solar | 0 | 0 | 0 | 0 | 0 | 0 | 0 | 0 | 0 | 0 | 0 | 0 | 0 | 0 | 0 | 0 | 0 | 0 | 0 | 0 | 0 | 0 | 0 | 0
7- WRAP PRM No QCC Changes | Wind | 0 | 0 | 0 | 0 | 0 | 0 | 0 | 0 | 0 | 0 | 0 | 0 | 0 | 0 | 0 | 0 | 0 | 0 | 0 | 0 | 0 | 0 | 0 | 0
7- WRAP PRM No QCC Changes | Storage | 0 | 0 | 0 | 0 | 0 | 0 | 0 | 0 | 0 | 0 | 0 | 0 | 0 | 0 | 0 | 0 | 0 | 0 | 0 | 0 | 0 | 0 | 0 | 0
7- WRAP PRM No QCC Changes | Hydrogen/Ammonia | 0 | 0 | 0 | 0 | 0 | 0 | 0 | 0 | 0 | 0 | 0 | 0 | 0 | 0 | 0 | 0 | 0 | 0 | 0 | 0 | 0 | 0 | 0 | 0
7- WRAP PRM No QCC Changes | Other "Clean" Baseload | 0 | 0 | 0 | 0 | 0 | 0 | 0 | 0 | 0 | 0 | 0 | 0 | 0 | 0 | 0 | 0 | 0 | 0 | 0 | 0 | 0 | 0 | 0 | 0
7- WRAP PRM No QCC Changes | Existing Plant Upgrades | 0 | 0 | 0 | 0 | 0 | 0 | 0 | 0 | 0 | 0 | 0 | 0 | 0 | 10 | 0 | 0 | 0 | 0 | 0 | 0 | 0 | 0 | 0 | 10
7- WRAP PRM No QCC Changes | [24 empty] | 0
7- WRAP PRM No QCC Changes
7- WRAP PRM No QCC Changes
7- WRAP PRM No QCC Changes | Washington
7- WRAP PRM No QCC Changes | NG CT | 0 | 0 | 0 | 0 | 0 | 0 | 0 | 0 | 0 | 0 | 0 | 0 | 0 | 0 | 0 | 0 | 0 | 0 | 0 | 0 | 0 | 0 | 0 | 0
7- WRAP PRM No QCC Changes | Solar | 0 | 0.66473 | 0.68964 | 0.7159 | 0.74475 | 0.7763 | 0.80411 | 0.83084 | 0.8647 | 0.89749 | 0.92585 | 0.24929 | 0.23577 | 0.24612 | 0.26314 | 0.27668 | 0.29108 | 0.30165 | 0 | 0 | 0 | 0.37344 | 0.40589 | 10.5574
7- WRAP PRM No QCC Changes | Storage Added to Solar | 0 | 0 | 0 | 0 | 0 | 0 | 0 | 0 | 0 | 0 | 0 | 0 | 0 | 0 | 0 | 0 | 0 | 0 | 0 | 0 | 0 | 0 | 0 | 0
7- WRAP PRM No QCC Changes | Wind | 0 | 0 | 0 | 0 | 0 | 0 | 0 | 200 | 0 | 200 | 0 | 0 | 0 | 0 | 0 | 0 | 0 | 0 | 140 | 105 | 109.8031 | 190.1969 | 200 | 1145
7- WRAP PRM No QCC Changes | Storage | 0 | 0 | 0 | 0 | 0 | 0 | 0 | 0 | 0 | 30.1232 | 0 | 0 | 0 | 0 | 25 | 29.686 | 25 | 25 | 43.8905 | 212.279 | 38.3446 | 25 | 0 | 454.3233
7- WRAP PRM No QCC Changes | Hydrogen/Ammonia | 0 | 0 | 0 | 0 | 0 | 0 | 0 | 0 | 0 | 0 | 0 | 0 | 0 | 0 | 0 | 0 | 0 | 0 | 0 | 0 | 0 | 0 | 311.5243 | 311.5243
7- WRAP PRM No QCC Changes | Other "Clean" Baseload | 0 | 0 | 0 | 0 | 0 | 0 | 0 | 0 | 0 | 0 | 0 | 0 | 0 | 0 | 0 | 0 | 0 | 0 | 0 | 0 | 0 | 0 | 77.6 | 77.6
7- WRAP PRM No QCC Changes | Existing Plant Upgrades | 0 | 0 | 0 | 0 | 0 | 0 | 0 | 0 | 0 | 0 | 0 | 0 | 0 | 0 | 0 | 0 | 0 | 0 | 0 | 0 | 0 | 0 | 0 | 0
7- WRAP PRM No QCC Changes | DR Capability | 0 | 0 | 6.7666 | 0 | 0 | 0 | 0 | 0 | 0 | 0 | 0 | 0 | 0 | 0 | 0 | 0 | 0 | 0 | 0 | 0 | 0 | 0 | 0 | 6.7666
7- WRAP PRM No QCC Changes | EE- Winter Capacity | 1.4862 | 1.8575 | 2.0968 | 2.4741 | 2.6493 | 2.817 | 2.8287 | 2.6982 | 3.0862 | 3.2547 | 3.132 | 3.2068 | 3.1493 | 3.1871 | 2.8644 | 2.5656 | 2.4563 | 2.4655 | 2.1864 | 2.2579 | 1.374 | 1.5801 | 0.87494 | 56.5491
7- WRAP PRM No QCC Changes | EE- Summer Capacity | 1.3932 | 1.7734 | 2.0456 | 2.4818 | 2.7175 | 2.943 | 3.0053 | 2.932 | 3.3457 | 3.5902 | 3.5077 | 3.5809 | 3.4919 | 3.4789 | 3.0773 | 2.6604 | 2.5238 | 2.4607 | 2.0879 | 2.1499 | 1.3455 | 1.5424 | 0.86204 | 58.9972
7- WRAP PRM No QCC Changes
7- WRAP PRM No QCC Changes | Idaho
7- WRAP PRM No QCC Changes | NG CT | 0 | 0 | 0 | 0 | 0 | 0 | 0 | 0 | 0 | 0 | 0 | 0 | 0 | 0 | 0 | 0 | 0 | 0 | 90.2475 | 97.9807 | 0 | 0 | 90.2475 | 278.4757
7- WRAP PRM No QCC Changes | Solar | 0 | 0 | 0 | 0 | 0 | 0 | 0 | 0 | 0 | 0 | 0 | 0 | 0 | 0 | 0 | 0 | 0 | 0 | 0 | 0 | 0 | 0 | 0 | 0
7- WRAP PRM No QCC Changes | Storage Added to Solar | 0 | 0 | 0 | 0 | 0 | 0 | 0 | 0 | 0 | 0 | 0 | 0 | 0 | 0 | 0 | 0 | 0 | 0 | 0 | 0 | 0 | 0 | 0 | 0
7- WRAP PRM No QCC Changes | Wind | 0 | 0 | 0 | 0 | 0 | 0 | 0 | 0 | 0 | 0 | 0 | 0 | 0 | 0 | 0 | 0 | 0 | 0 | 0 | 0 | 0 | 0 | 0 | 0
7- WRAP PRM No QCC Changes | Storage | 0 | 0 | 0 | 0 | 0 | 0 | 0 | 0 | 0 | 43.8377 | 0 | 0 | 0 | 0 | 27.6 | 0 | 26.1877 | 0 | 0 | 0 | 3.3781 | 25 | 0 | 126.0035
7- WRAP PRM No QCC Changes | Hydrogen/Ammonia | 0 | 0 | 0 | 0 | 0 | 0 | 0 | 0 | 0 | 0 | 0 | 0 | 0 | 0 | 0 | 0 | 0 | 0 | 0 | 0 | 0 | 0 | 0 | 0
7- WRAP PRM No QCC Changes | Other "Clean" Baseload | 0 | 0 | 0 | 0 | 0 | 0 | 0 | 0 | 0 | 0 | 0 | 0 | 0 | 0 | 0 | 0 | 0 | 0 | 0 | 0 | 0 | 0 | 0 | 0
7- WRAP PRM No QCC Changes | Existing Plant Upgrades | 0 | 0 | 0 | 0 | 0 | 0 | 0 | 0 | 0 | 0 | 0 | 0 | 0 | 0 | 0 | 0 | 0 | 0 | 0 | 0 | 0 | 0 | 0 | 0
7- WRAP PRM No QCC Changes | DR Capability | 0 | 0 | 0 | 0 | 0 | 0 | 0 | 0 | 0 | 0 | 0 | 0 | 0 | 5.3359 | 0 | 0 | 0 | 0 | 0 | 0 | 0 | 0 | 0 | 5.3359
7- WRAP PRM No QCC Changes | EE- Winter Capacity | 0.66982 | 0.82198 | 0.94768 | 1.1019 | 1.1852 | 1.2548 | 1.2482 | 1.2281 | 1.3417 | 1.4014 | 1.3269 | 1.3589 | 1.3276 | 1.3414 | 1.2051 | 1.0678 | 1.0282 | 1.0346 | 0.89245 | 0.94107 | 0.53056 | 0.58992 | 0.36378 | 24.2091
7- WRAP PRM No QCC Changes | EE- Summer Capacity | 0.6198 | 0.77904 | 0.91828 | 1.097 | 1.204 | 1.2993 | 1.3162 | 1.3179 | 1.4465 | 1.5309 | 1.4722 | 1.5097 | 1.4708 | 1.4694 | 1.3037 | 1.1454 | 1.1038 | 1.0801 | 0.90644 | 0.94092 | 0.56392 | 0.62338 | 0.39103 | 25.5096
7- WRAP PRM No QCC Changes
7- WRAP PRM No QCC Changes | Energy Efficiency Energy (GWh excludes losses)
7- WRAP PRM No QCC Changes | WA | 20.3263 | 44.3031 | 71.7567 | 101.4019 | 133.808 | 169.127 | 206.1838 | 242.265 | 278.5199 | 313.1315 | 344.2444 | 372.0167 | 396.6705 | 418.6516 | 438.3862 | 454.1214 | 468.4111 | 481.0655 | 493.0122 | 504.2813 | 510.5879 | 516.7604 | 521.4549 | 59.5268
7- WRAP PRM No QCC Changes | ID | 7.9407 | 17.1965 | 27.7346 | 38.9921 | 51.1944 | 64.2162 | 77.6666 | 90.7239 | 103.9659 | 116.8659 | 127.9895 | 138.2795 | 147.8271 | 156.7298 | 165.0275 | 171.801 | 178.1066 | 183.8013 | 189.1626 | 194.2816 | 196.9056 | 199.4403 | 201.5382 | 23.0066
7- WRAP PRM No QCC Changes | Total | 28.267 | 61.4995 | 99.4913 | 140.394 | 185.0024 | 233.3432 | 283.8503 | 332.9889 | 382.4858 | 429.9974 | 472.2339 | 510.2962 | 544.4976 | 575.3814 | 603.4137 | 625.9223 | 646.5177 | 664.8669 | 682.1748 | 698.5629 | 707.4935 | 716.2006 | 722.9932 | 82.5335
7- WRAP PRM No QCC Changes
7- WRAP PRM No QCC Changes | aMW w/ losses
7- WRAP PRM No QCC Changes | WA | 2.4463 | 5.3339 | 8.6371 | 12.2065 | 16.1087 | 20.3685 | 24.8253 | 29.1717 | 33.5401 | 37.7237 | 41.4621 | 44.8112 | 47.7854 | 50.4551 | 52.8209 | 54.7223 | 56.45 | 58.0015 | 59.4276 | 60.7929 | 61.5604 | 62.3351 | 62.8865 | 62.8865
7- WRAP PRM No QCC Changes | ID | 0.95568 | 2.0704 | 3.3383 | 4.6938 | 6.1631 | 7.7338 | 9.3514 | 10.9243 | 12.5199 | 14.0791 | 15.4156 | 16.6564 | 17.8082 | 18.8888 | 19.8841 | 20.7023 | 21.4643 | 22.1607 | 22.8016 | 23.4213 | 23.7405 | 24.0578 | 24.3051 | 24.3051
7- WRAP PRM No QCC Changes | Total | 3.402 | 7.4043 | 11.9755 | 16.9003 | 22.2719 | 28.1023 | 34.1767 | 40.096 | 46.06 | 51.8028 | 56.8777 | 61.4677 | 65.5935 | 69.3439 | 72.7049 | 75.4245 | 77.9143 | 80.1622 | 82.2292 | 84.2142 | 85.3009 | 86.3929 | 87.1916 | 87.1916
8- VERs Assigned to Washington | Shared System Resource
8- VERs Assigned to Washington | NG CT | 0 | 0 | 0 | 0 | 0 | 0 | 0 | 0 | 0 | 0 | 0 | 0 | 0 | 0 | 0 | 0 | 0 | 0 | 0 | 0 | 0 | 0 | 0 | 0
8- VERs Assigned to Washington | Solar | 0 | 0 | 0 | 0 | 0 | 0 | 0 | 0 | 0 | 0 | 0 | 0 | 0 | 0 | 0 | 0 | 0 | 0 | 0 | 0 | 0 | 0 | 0 | 0
8- VERs Assigned to Washington | Storage Added to Solar | 0 | 0 | 0 | 0 | 0 | 0 | 0 | 0 | 0 | 0 | 0 | 0 | 0 | 0 | 0 | 0 | 0 | 0 | 0 | 0 | 0 | 0 | 0 | 0
8- VERs Assigned to Washington | Wind | 0 | 0 | 0 | 0 | 0 | 0 | 0 | 0 | 0 | 0 | 0 | 0 | 0 | 0 | 0 | 0 | 0 | 0 | 0 | 0 | 0 | 0 | 0 | 0
8- VERs Assigned to Washington | Storage | 0 | 0 | 0 | 0 | 0 | 0 | 0 | 0 | 0 | 0 | 0 | 0 | 0 | 0 | 0 | 0 | 0 | 0 | 0 | 0 | 57.0321 | 59.8594 | 0 | 116.8915
8- VERs Assigned to Washington | Hydrogen/Ammonia | 0 | 0 | 0 | 0 | 0 | 0 | 0 | 0 | 0 | 0 | 0 | 0 | 0 | 0 | 0 | 0 | 0 | 0 | 0 | 0 | 0 | 0 | 0 | 0
8- VERs Assigned to Washington | Other "Clean" Baseload | 0 | 0 | 0 | 0 | 0 | 0 | 0 | 0 | 0 | 0 | 0 | 0 | 0 | 0 | 0 | 0 | 0 | 0 | 0 | 0 | 0 | 0 | 0 | 0
8- VERs Assigned to Washington | Existing Plant Upgrades | 0 | 0 | 0 | 0 | 0 | 0 | 0 | 0 | 0 | 0 | 0 | 0 | 0 | 0 | 0 | 0 | 0 | 0 | 0 | 0 | 0 | 0 | 0 | 0
8- VERs Assigned to Washington | [24 empty] | 0
8- VERs Assigned to Washington
8- VERs Assigned to Washington
8- VERs Assigned to Washington | Washington
8- VERs Assigned to Washington | NG CT | 0 | 0 | 0 | 0 | 0 | 0 | 0 | 0 | 0 | 0 | 0 | 0 | 0 | 0 | 0 | 0 | 0 | 0 | 0 | 0 | 0 | 0 | 0 | 0
8- VERs Assigned to Washington | Solar | 0 | 0.66473 | 0.68964 | 0.7159 | 0.74475 | 0.7763 | 0.80411 | 0.83084 | 0.8647 | 0.89749 | 0.92585 | 0.1484 | 0.23577 | 0.24612 | 0.26316 | 0.27667 | 0.29107 | 0.2 | 0.2081 | 0.21489 | 0.2264 | 0.36564 | 0.40751 | 10.998
8- VERs Assigned to Washington | Storage Added to Solar | 0 | 0 | 0 | 0 | 0 | 0 | 0 | 0 | 0 | 0 | 0 | 0 | 0 | 0 | 0 | 0 | 0 | 0.1 | 0.10405 | 0.10744 | 0.1132 | 0 | 0 | 0.4247
8- VERs Assigned to Washington | Wind | 0 | 0 | 0 | 0 | 0 | 0 | 0 | 200 | 0 | 200 | 0 | 0 | 0 | 0 | 0 | 0 | 0 | 0 | 140 | 105 | 0 | 0 | 200 | 845
8- VERs Assigned to Washington | Storage | 0 | 0 | 0 | 0 | 0 | 0 | 0 | 0 | 0 | 0 | 0 | 0 | 0 | 0 | 0 | 0 | 50 | 0 | 0 | 0 | 0 | 0 | 0 | 50
8- VERs Assigned to Washington | Hydrogen/Ammonia | 0 | 0 | 0 | 0 | 0 | 0 | 0 | 0 | 0 | 0 | 0 | 0 | 0 | 74 | 0 | 0 | 0 | 0 | 74 | 199.9186 | 0 | 0 | 334.1186 | 682.0372
8- VERs Assigned to Washington | Other "Clean" Baseload | 0 | 0 | 0 | 0 | 0 | 0 | 0 | 0 | 0 | 0 | 0 | 0 | 0 | 0 | 0 | 0 | 0 | 0 | 0 | 0 | 0 | 0 | 20 | 20
8- VERs Assigned to Washington | Existing Plant Upgrades | 0 | 0 | 0 | 0 | 0 | 0 | 0 | 0 | 0 | 0 | 0 | 0 | 0 | 0 | 0 | 0 | 0 | 0 | 0 | 0 | 0 | 0 | 0 | 0
8- VERs Assigned to Washington | DR Capability | 0 | 0 | 6.7666 | 0 | 0 | 0 | 0 | 0 | 0 | 0 | 0 | 0 | 0 | 0 | 0 | 0 | 0 | 0 | 0 | 0 | 0 | 0 | 0 | 6.7666
8- VERs Assigned to Washington | EE- Winter Capacity | 1.4862 | 1.8575 | 2.0968 | 2.4741 | 2.6493 | 2.817 | 2.8287 | 2.6981 | 3.0861 | 3.2546 | 3.1318 | 3.2067 | 3.1491 | 3.1869 | 2.8642 | 2.5653 | 2.4561 | 2.465 | 2.1859 | 2.2574 | 1.3735 | 1.5796 | 0.87449 | 56.5443
8- VERs Assigned to Washington | EE- Summer Capacity | 1.3932 | 1.7734 | 2.0456 | 2.4818 | 2.7175 | 2.943 | 3.0053 | 2.9317 | 3.3454 | 3.5898 | 3.5073 | 3.5804 | 3.4914 | 3.4783 | 3.0768 | 2.6598 | 2.5232 | 2.4594 | 2.0866 | 2.1485 | 1.3441 | 1.5411 | 0.86087 | 58.9846
8- VERs Assigned to Washington
8- VERs Assigned to Washington | Idaho
8- VERs Assigned to Washington | NG CT | 0 | 0 | 0 | 46.3595 | 0 | 0 | 0 | 0 | 0 | 0 | 0 | 0 | 0 | 90.2475 | 0 | 0 | 0 | 0 | 0 | 112.8132 | 0 | 0 | 68.5426 | 317.9628
8- VERs Assigned to Washington | Solar | 0 | 0 | 0 | 0 | 0 | 0 | 0 | 0 | 0 | 0 | 0 | 0 | 0 | 0 | 0 | 0 | 0 | 0 | 0 | 0 | 0 | 0 | 0 | 0
8- VERs Assigned to Washington | Storage Added to Solar | 0 | 0 | 0 | 0 | 0 | 0 | 0 | 0 | 0 | 0 | 0 | 0 | 0 | 0 | 0 | 0 | 0 | 0 | 0 | 0 | 0 | 0 | 0 | 0
8- VERs Assigned to Washington | Wind | 0 | 0 | 0 | 0 | 0 | 0 | 0 | 0 | 0 | 0 | 0 | 0 | 0 | 0 | 0 | 0 | 0 | 0 | 0 | 0 | 0 | 0 | 0 | 0
8- VERs Assigned to Washington | Storage | 0 | 0 | 0 | 0 | 0 | 0 | 0 | 0 | 0 | 0 | 0 | 0 | 0 | 0 | 0 | 0 | 0 | 0 | 0 | 0 | 0 | 0 | 0 | 0
8- VERs Assigned to Washington | Hydrogen/Ammonia | 0 | 0 | 0 | 0 | 0 | 0 | 0 | 0 | 0 | 0 | 0 | 0 | 0 | 0 | 0 | 0 | 0 | 0 | 0 | 0 | 0 | 0 | 0 | 0
8- VERs Assigned to Washington | Other "Clean" Baseload | 0 | 0 | 0 | 0 | 0 | 0 | 0 | 0 | 0 | 0 | 0 | 0 | 0 | 0 | 0 | 0 | 0 | 0 | 0 | 0 | 0 | 0 | 0 | 0
8- VERs Assigned to Washington | Existing Plant Upgrades | 0 | 0 | 0 | 0 | 0 | 0 | 0 | 0 | 0 | 0 | 0 | 0 | 0 | 0 | 0 | 0 | 0 | 0 | 0 | 0 | 0 | 0 | 0 | 0
8- VERs Assigned to Washington | DR Capability | 0 | 0 | 0 | 0 | 0 | 0 | 0 | 0 | 0 | 0 | 0 | 0 | 0 | 0 | 0 | 0 | 0 | 0 | 0 | 0 | 0 | 0 | 0 | 0
8- VERs Assigned to Washington | EE- Winter Capacity | 0.6697 | 0.82178 | 0.94724 | 1.101 | 1.1837 | 1.2523 | 1.2444 | 1.2229 | 1.3345 | 1.3919 | 1.3149 | 1.3439 | 1.3078 | 1.3185 | 1.1803 | 1.0411 | 1.0006 | 1.0061 | 0.86575 | 0.91473 | 0.50554 | 0.56718 | 0.34439 | 23.8803
8- VERs Assigned to Washington | EE- Summer Capacity | 0.61894 | 0.77737 | 0.91524 | 1.092 | 1.196 | 1.2873 | 1.2993 | 1.2951 | 1.417 | 1.4933 | 1.4271 | 1.4556 | 1.4037 | 1.3939 | 1.2246 | 1.062 | 1.0191 | 0.99374 | 0.82686 | 0.8623 | 0.49045 | 0.55585 | 0.33392 | 24.4407
8- VERs Assigned to Washington
8- VERs Assigned to Washington | Energy Efficiency Energy (GWh excludes losses)
8- VERs Assigned to Washington | WA | 20.326 | 44.2914 | 71.7154 | 101.3028 | 133.6118 | 168.7838 | 205.6314 | 241.4304 | 277.3254 | 311.5023 | 342.1178 | 369.3529 | 393.4618 | 414.9257 | 434.2037 | 449.5605 | 463.5605 | 476.0129 | 487.8307 | 499.0165 | 505.3262 | 511.5015 | 516.1981 | 58.9267
8- VERs Assigned to Washington | ID | 7.9231 | 17.1543 | 27.6575 | 38.8673 | 51.005 | 63.9404 | 77.279 | 90.1991 | 103.2773 | 115.9868 | 126.8914 | 136.9337 | 146.196 | 154.7982 | 162.7869 | 169.2501 | 175.2531 | 180.6591 | 185.7498 | 190.6157 | 193.015 | 195.356 | 197.2745 | 22.5199
8- VERs Assigned to Washington | Total | 28.2491 | 61.4457 | 99.3729 | 140.17 | 184.6168 | 232.7242 | 282.9105 | 331.6295 | 380.6027 | 427.489 | 469.0092 | 506.2866 | 539.6578 | 569.7239 | 596.9906 | 618.8106 | 638.8137 | 656.672 | 673.5805 | 689.6322 | 698.3413 | 706.8575 | 713.4726 | 81.4466
8- VERs Assigned to Washington
8- VERs Assigned to Washington | aMW w/ losses
8- VERs Assigned to Washington | WA | 2.4463 | 5.3325 | 8.6322 | 12.1946 | 16.0851 | 20.3272 | 24.7588 | 29.0712 | 33.3963 | 37.5274 | 41.206 | 44.4904 | 47.3988 | 50.0061 | 52.3169 | 54.1727 | 55.8655 | 57.3923 | 58.803 | 60.1582 | 60.926 | 61.7007 | 62.2525 | 62.2525
8- VERs Assigned to Washington | ID | 0.95356 | 2.0653 | 3.3291 | 4.6788 | 6.1403 | 7.7005 | 9.3047 | 10.8611 | 12.4369 | 13.9732 | 15.2833 | 16.4943 | 17.6117 | 18.656 | 19.6141 | 20.3949 | 21.1204 | 21.7818 | 22.3903 | 22.9794 | 23.2714 | 23.5651 | 23.7909 | 23.7909
8- VERs Assigned to Washington | Total | 3.3998 | 7.3978 | 11.9612 | 16.8734 | 22.2254 | 28.0277 | 34.0635 | 39.9323 | 45.8332 | 51.5006 | 56.4893 | 60.9847 | 65.0105 | 68.6621 | 71.931 | 74.5676 | 76.9859 | 79.1741 | 81.1933 | 83.1376 | 84.1974 | 85.2658 | 86.0434 | 86.0434
9- Low Economic Growth Loads | Shared System Resource
9- Low Economic Growth Loads | NG CT | 0 | 0 | 0 | 0 | 0 | 0 | 0 | 0 | 0 | 0 | 0 | 0 | 0 | 0 | 0 | 0 | 0 | 0 | 0 | 0 | 0 | 0 | 0 | 0
9- Low Economic Growth Loads | Solar | 0 | 0 | 0 | 0 | 0 | 0 | 0 | 0 | 0 | 0 | 0 | 0 | 0 | 0 | 0 | 0 | 0 | 0 | 0 | 0 | 0 | 0 | 0 | 0
9- Low Economic Growth Loads | Storage Added to Solar | 0 | 0 | 0 | 0 | 0 | 0 | 0 | 0 | 0 | 0 | 0 | 0 | 0 | 0 | 0 | 0 | 0 | 0 | 0 | 0 | 0 | 0 | 0 | 0
9- Low Economic Growth Loads | Wind | 0 | 0 | 0 | 0 | 0 | 0 | 0 | 0 | 0 | 0 | 0 | 0 | 0 | 0 | 0 | 0 | 0 | 0 | 0 | 0 | 0 | 0 | 0 | 0
9- Low Economic Growth Loads | Storage | 0 | 0 | 0 | 0 | 0 | 0 | 0 | 0 | 0 | 0 | 0 | 0 | 0 | 0 | 61.5996 | 0 | 0 | 0 | 0 | 0 | 0 | 0 | 0 | 61.5996
9- Low Economic Growth Loads | Hydrogen/Ammonia | 0 | 0 | 0 | 0 | 0 | 0 | 0 | 0 | 0 | 0 | 0 | 0 | 0 | 0 | 0 | 0 | 0 | 0 | 0 | 0 | 0 | 0 | 0 | 0
9- Low Economic Growth Loads | Other "Clean" Baseload | 0 | 0 | 0 | 0 | 0 | 0 | 0 | 0 | 0 | 0 | 0 | 0 | 0 | 0 | 0 | 0 | 0 | 0 | 0 | 0 | 0 | 0 | 0 | 0
9- Low Economic Growth Loads | Existing Plant Upgrades | 0 | 0 | 0 | 0 | 0 | 0 | 0 | 0 | 0 | 0 | 0 | 0 | 0 | 5 | 0 | 0 | 0 | 0 | 0 | 0 | 0 | 0 | 0 | 5
9- Low Economic Growth Loads | [24 empty] | 0
9- Low Economic Growth Loads
9- Low Economic Growth Loads
9- Low Economic Growth Loads | Washington
9- Low Economic Growth Loads | NG CT | 0 | 0 | 0 | 0 | 0 | 0 | 0 | 0 | 0 | 0 | 0 | 0 | 0 | 0 | 0 | 0 | 0 | 0 | 0 | 0 | 0 | 0 | 0 | 0
9- Low Economic Growth Loads | Solar | 0 | 0.66473 | 0.68964 | 0.7159 | 0.74475 | 0.7763 | 0.80411 | 0.83084 | 0.8647 | 0.89749 | 0.92585 | 0.2 | 0.23577 | 0 | 0.26259 | 0 | 0.2 | 0.2 | 0.20647 | 0.21523 | 0.22661 | 0 | 0.25438 | 9.9154
9- Low Economic Growth Loads | Storage Added to Solar | 0 | 0 | 0 | 0 | 0 | 0 | 0 | 0 | 0 | 0 | 0 | 0.1 | 0 | 0 | 0 | 0 | 0.1 | 0.1 | 0.10323 | 0.10761 | 0.11331 | 0 | 0.12719 | 0.75134
9- Low Economic Growth Loads | Wind | 0 | 0 | 0 | 0 | 0 | 0 | 0 | 200 | 0 | 200 | 0 | 0 | 0 | 0 | 0 | 0 | 0 | 0 | 140 | 105 | 0 | 100 | 160 | 905
9- Low Economic Growth Loads | Storage | 0 | 0 | 0 | 0 | 0 | 0 | 0 | 0 | 0 | 0 | 0 | 0 | 0 | 0.5 | 0 | 0.5 | 50 | 0 | 50 | 106.9313 | 50.1352 | 0.5 | 0 | 258.5665
9- Low Economic Growth Loads | Hydrogen/Ammonia | 0 | 0 | 0 | 0 | 0 | 0 | 0 | 0 | 0 | 0 | 0 | 0 | 0 | 0 | 0 | 0 | 0 | 0 | 0 | 92.9041 | 0 | 0 | 273.1905 | 366.0946
9- Low Economic Growth Loads | Other "Clean" Baseload | 0 | 0 | 0 | 0 | 0 | 0 | 0 | 0 | 0 | 0 | 0 | 0 | 0 | 0 | 0 | 0 | 0 | 0 | 0 | 0 | 0 | 20 | 77.6 | 97.6
9- Low Economic Growth Loads | Existing Plant Upgrades | 0 | 0 | 0 | 0 | 0 | 0 | 0 | 0 | 0 | 0 | 0 | 0 | 0 | 0 | 0 | 0 | 0 | 0 | 0 | 0 | 0 | 0 | 0 | 0
9- Low Economic Growth Loads | DR Capability | 0 | 0 | 6.7666 | 0 | 0 | 0 | 0 | 0 | 0 | 0 | 0 | 0 | 0 | 0 | 0 | 0 | 0 | 0 | 0 | 0 | 0 | 0 | 0 | 6.7666
9- Low Economic Growth Loads | EE- Winter Capacity | 1.4924 | 1.8635 | 2.1026 | 2.4797 | 2.6546 | 2.8221 | 2.8333 | 2.7026 | 3.0905 | 3.259 | 3.1359 | 3.2108 | 3.1533 | 3.1912 | 2.8681 | 2.5649 | 2.4558 | 2.465 | 2.1855 | 2.2573 | 1.3726 | 1.579 | 0.87361 | 56.6132
9- Low Economic Growth Loads | EE- Summer Capacity | 1.3992 | 1.7793 | 2.0513 | 2.4873 | 2.7227 | 2.9481 | 3.0101 | 2.9364 | 3.3499 | 3.5944 | 3.5116 | 3.5848 | 3.4957 | 3.4829 | 3.0809 | 2.6597 | 2.5231 | 2.4597 | 2.0864 | 2.1486 | 1.3435 | 1.5407 | 0.86012 | 59.0564
9- Low Economic Growth Loads
9- Low Economic Growth Loads | Idaho
9- Low Economic Growth Loads | NG CT | 0 | 0 | 0 | 0 | 0 | 0 | 0 | 0 | 0 | 0 | 0 | 0 | 0 | 0 | 0 | 0 | 0 | 0 | 90.2475 | 90.2475 | 0 | 0 | 48.4104 | 228.9054
9- Low Economic Growth Loads | Solar | 0 | 0 | 0 | 0 | 0 | 0 | 0 | 0 | 0 | 0 | 0 | 0 | 0 | 0 | 0 | 0 | 0 | 0 | 0 | 0 | 0 | 0 | 0 | 0
9- Low Economic Growth Loads | Storage Added to Solar | 0 | 0 | 0 | 0 | 0 | 0 | 0 | 0 | 0 | 0 | 0 | 0 | 0 | 0 | 0 | 0 | 0 | 0 | 0 | 0 | 0 | 0 | 0 | 0
9- Low Economic Growth Loads | Wind | 0 | 0 | 0 | 0 | 0 | 0 | 0 | 0 | 0 | 0 | 0 | 0 | 0 | 0 | 0 | 0 | 0 | 0 | 0 | 0 | 0 | 0 | 0 | 0
9- Low Economic Growth Loads | Storage | 0 | 0 | 0 | 0 | 0 | 0 | 0 | 0 | 0 | 0 | 0 | 0 | 0 | 0 | 0 | 0 | 0 | 0 | 0 | 0 | 0 | 0 | 55.2798 | 55.2798
9- Low Economic Growth Loads | Hydrogen/Ammonia | 0 | 0 | 0 | 0 | 0 | 0 | 0 | 0 | 0 | 0 | 0 | 0 | 0 | 0 | 0 | 0 | 0 | 0 | 0 | 0 | 0 | 0 | 0 | 0
9- Low Economic Growth Loads | Other "Clean" Baseload | 0 | 0 | 0 | 0 | 0 | 0 | 0 | 0 | 0 | 0 | 0 | 0 | 0 | 0 | 0 | 0 | 0 | 0 | 0 | 0 | 0 | 0 | 0 | 0
9- Low Economic Growth Loads | Existing Plant Upgrades | 0 | 0 | 0 | 0 | 0 | 0 | 0 | 0 | 0 | 0 | 0 | 0 | 0 | 0 | 0 | 0 | 0 | 0 | 0 | 0 | 0 | 0 | 0 | 0
9- Low Economic Growth Loads | DR Capability | 0 | 0 | 0 | 0 | 0 | 0 | 0 | 0 | 0 | 0 | 0 | 0 | 0 | 0 | 0 | 0 | 0 | 0 | 0 | 0 | 0 | 0 | 0 | 0
9- Low Economic Growth Loads | EE- Winter Capacity | 0.66438 | 0.8165 | 0.94202 | 1.0957 | 1.1783 | 1.2466 | 1.2386 | 1.2166 | 1.3285 | 1.3859 | 1.3095 | 1.3384 | 1.3026 | 1.3131 | 1.1757 | 1.0395 | 0.99917 | 1.0048 | 0.86502 | 0.91372 | 0.50529 | 0.56675 | 0.34474 | 23.7913
9- Low Economic Growth Loads | EE- Summer Capacity | 0.61445 | 0.77308 | 0.91116 | 1.088 | 1.1921 | 1.2833 | 1.2954 | 1.2911 | 1.4134 | 1.49 | 1.4244 | 1.4532 | 1.4017 | 1.392 | 1.2235 | 1.0637 | 1.0212 | 0.99617 | 0.82974 | 0.8652 | 0.49387 | 0.5591 | 0.33743 | 24.413
9- Low Economic Growth Loads
9- Low Economic Growth Loads | Energy Efficiency Energy (GWh excludes losses)
9- Low Economic Growth Loads | WA | 20.1728 | 43.9376 | 71.0904 | 100.3293 | 132.2019 | 166.8437 | 203.0851 | 238.2576 | 273.5678 | 307.2631 | 337.543 | 364.6149 | 388.7091 | 410.1995 | 429.5267 | 444.9223 | 458.9663 | 471.4692 | 483.3421 | 494.5845 | 500.9451 | 507.1699 | 511.9143 | 58.4377
9- Low Economic Growth Loads | ID | 8.0681 | 17.4624 | 28.1509 | 39.5639 | 51.9225 | 65.1026 | 78.699 | 91.8729 | 105.182 | 118.0829 | 129.1312 | 139.2663 | 148.5828 | 157.2147 | 165.2228 | 171.6711 | 177.6638 | 183.0635 | 188.1514 | 193.0165 | 195.4123 | 197.75 | 199.6655 | 22.7929
9- Low Economic Growth Loads | Total | 28.2409 | 61.4 | 99.2413 | 139.8932 | 184.1244 | 231.9463 | 281.7841 | 330.1305 | 378.7499 | 425.3461 | 466.6742 | 503.8812 | 537.292 | 567.4143 | 594.7495 | 616.5934 | 636.6301 | 654.5327 | 671.4935 | 687.601 | 696.3575 | 704.9199 | 711.5798 | 81.2306
9- Low Economic Growth Loads
9- Low Economic Growth Loads | aMW w/ losses
9- Low Economic Growth Loads | WA | 2.4278 | 5.2899 | 8.5569 | 12.0774 | 15.9154 | 20.0935 | 24.4522 | 28.6892 | 32.9438 | 37.0167 | 40.655 | 43.9196 | 46.8263 | 49.4365 | 51.7534 | 53.6138 | 55.3118 | 56.8445 | 58.262 | 59.6239 | 60.3978 | 61.1782 | 61.7359 | 61.7359
9- Low Economic Growth Loads | ID | 0.97101 | 2.1024 | 3.3884 | 4.7626 | 6.2508 | 7.8405 | 9.4757 | 11.0626 | 12.6663 | 14.2257 | 15.5531 | 16.7753 | 17.8992 | 18.9472 | 19.9076 | 20.6866 | 21.4109 | 22.0717 | 22.6797 | 23.2688 | 23.5604 | 23.8539 | 24.0793 | 24.0793
9- Low Economic Growth Loads | Total | 3.3989 | 7.3923 | 11.9454 | 16.84 | 22.1662 | 27.934 | 33.9279 | 39.7518 | 45.6101 | 51.2424 | 56.2081 | 60.695 | 64.7255 | 68.3837 | 71.661 | 74.3004 | 76.7227 | 78.9162 | 80.9417 | 82.8927 | 83.9582 | 85.0321 | 85.8151 | 85.8151
10- High Economic Growth Loads | Shared System Resource
10- High Economic Growth Loads | NG CT | 0 | 0 | 0 | 0 | 0 | 0 | 0 | 0 | 0 | 0 | 0 | 0 | 0 | 0 | 0 | 0 | 0 | 0 | 0 | 0 | 0 | 0 | 0 | 0
10- High Economic Growth Loads | Solar | 0 | 0 | 0 | 0 | 0 | 0 | 0 | 0 | 0 | 0 | 0 | 0 | 0 | 0 | 0 | 0 | 0 | 0 | 0 | 0 | 0 | 0 | 0 | 0
10- High Economic Growth Loads | Storage Added to Solar | 0 | 0 | 0 | 0 | 0 | 0 | 0 | 0 | 0 | 0 | 0 | 0 | 0 | 0 | 0 | 0 | 0 | 0 | 0 | 0 | 0 | 0 | 0 | 0
10- High Economic Growth Loads | Wind | 0 | 0 | 0 | 0 | 0 | 0 | 0 | 0 | 0 | 0 | 0 | 0 | 0 | 0 | 0 | 0 | 0 | 0 | 0 | 0 | 0 | 0 | 0 | 0
10- High Economic Growth Loads | Storage | 0 | 0 | 0 | 0 | 0 | 0 | 0 | 0 | 0 | 0 | 0 | 0 | 0 | 0 | 0 | 81.2308 | 0 | 50 | 0 | 0 | 61.002 | 50 | 0 | 242.2328
10- High Economic Growth Loads | Hydrogen/Ammonia | 0 | 0 | 0 | 0 | 0 | 0 | 0 | 0 | 0 | 0 | 0 | 0 | 0 | 0 | 0 | 0 | 0 | 0 | 0 | 0 | 0 | 0 | 0 | 0
10- High Economic Growth Loads | Other "Clean" Baseload | 0 | 0 | 0 | 0 | 0 | 0 | 0 | 0 | 0 | 0 | 0 | 0 | 0 | 0 | 0 | 0 | 0 | 0 | 0 | 0 | 0 | 0 | 0 | 0
10- High Economic Growth Loads | Existing Plant Upgrades | 0 | 0 | 0 | 0 | 0 | 0 | 0 | 0 | 0 | 0 | 5 | 0 | 0 | 0 | 0 | 0 | 0 | 0 | 0 | 0 | 0 | 0 | 0 | 5
10- High Economic Growth Loads | [24 empty] | 0
10- High Economic Growth Loads
10- High Economic Growth Loads
10- High Economic Growth Loads | Washington
10- High Economic Growth Loads | NG CT | 0 | 0 | 0 | 0 | 0 | 0 | 0 | 0 | 0 | 0 | 0 | 0 | 0 | 0 | 0 | 0 | 0 | 0 | 0 | 0 | 0 | 0 | 0 | 0
10- High Economic Growth Loads | Solar | 0 | 0.66474 | 0.68964 | 0.7159 | 0.74475 | 0.7763 | 0.80411 | 0.83084 | 0.8647 | 0.89749 | 0.92585 | 0.1484 | 0.23577 | 0.24612 | 0.26316 | 0.2 | 0.2 | 0.2 | 0.20779 | 0.2149 | 0.22641 | 0.3663 | 0.40705 | 10.8302
10- High Economic Growth Loads | Storage Added to Solar | 0 | 0 | 0 | 0 | 0 | 0 | 0 | 0 | 0 | 0 | 0 | 0 | 0 | 0 | 0 | 0.1 | 0.1 | 0.1 | 0.1039 | 0.10745 | 0.11321 | 0 | 0 | 0.62456
10- High Economic Growth Loads | Wind | 0 | 0 | 0 | 0 | 0 | 0 | 0 | 200 | 0 | 200 | 0 | 0 | 0 | 0 | 0 | 0 | 0 | 0 | 140 | 105 | 0 | 200 | 200 | 1045
10- High Economic Growth Loads | Storage | 0 | 0 | 0 | 0 | 0 | 0 | 0 | 0 | 0 | 0 | 0 | 0 | 0 | 0 | 0 | 0 | 0 | 0 | 53.233 | 0 | 0 | 0 | 0 | 53.233
10- High Economic Growth Loads | Hydrogen/Ammonia | 0 | 0 | 0 | 0 | 0 | 0 | 0 | 0 | 0 | 0 | 0 | 0 | 0 | 92.9767 | 0 | 0 | 0 | 0 | 0 | 219.3155 | 0 | 0 | 333.5882 | 645.8805
10- High Economic Growth Loads | Other "Clean" Baseload | 0 | 0 | 0 | 0 | 0 | 0 | 0 | 0 | 0 | 0 | 0 | 0 | 0 | 0 | 0 | 0 | 0 | 0 | 0 | 0 | 0 | 0 | 20 | 20
10- High Economic Growth Loads | Existing Plant Upgrades | 0 | 0 | 0 | 0 | 0 | 0 | 0 | 0 | 0 | 0 | 0 | 0 | 0 | 0 | 0 | 0 | 0 | 0 | 0 | 0 | 0 | 0 | 0 | 0
10- High Economic Growth Loads | DR Capability | 0 | 0 | 6.7666 | 0 | 0 | 0 | 0 | 0 | 0 | 0 | 0 | 0 | 0 | 0 | 0 | 0 | 0 | 0 | 0 | 0 | 0 | 0 | 0 | 6.7666
10- High Economic Growth Loads | EE- Winter Capacity | 1.4924 | 1.8635 | 2.1026 | 2.4797 | 2.6546 | 2.8221 | 2.8333 | 2.7026 | 3.0905 | 3.259 | 3.1359 | 3.2108 | 3.1533 | 3.1912 | 2.8681 | 2.5649 | 2.4558 | 2.465 | 2.1855 | 2.2573 | 1.3726 | 1.579 | 0.87361 | 56.6132
10- High Economic Growth Loads | EE- Summer Capacity | 1.3992 | 1.7793 | 2.0513 | 2.4873 | 2.7227 | 2.9481 | 3.0101 | 2.9364 | 3.3499 | 3.5944 | 3.5116 | 3.5848 | 3.4957 | 3.4829 | 3.0809 | 2.6597 | 2.5231 | 2.4597 | 2.0864 | 2.1486 | 1.3435 | 1.5407 | 0.86012 | 59.0564
10- High Economic Growth Loads
10- High Economic Growth Loads | Idaho
10- High Economic Growth Loads | NG CT | 0 | 0 | 0 | 0 | 0 | 0 | 0 | 0 | 0 | 0 | 0 | 97.6995 | 0 | 0 | 0 | 0 | 0 | 0 | 90.2475 | 93.5729 | 0 | 0 | 67.5996 | 349.1195
10- High Economic Growth Loads | Solar | 0 | 0 | 0 | 0 | 0 | 0 | 0 | 0 | 0 | 0 | 0 | 0 | 0 | 0 | 0 | 0 | 0 | 0 | 0 | 0 | 0 | 0 | 0 | 0
10- High Economic Growth Loads | Storage Added to Solar | 0 | 0 | 0 | 0 | 0 | 0 | 0 | 0 | 0 | 0 | 0 | 0 | 0 | 0 | 0 | 0 | 0 | 0 | 0 | 0 | 0 | 0 | 0 | 0
10- High Economic Growth Loads | Wind | 0 | 0 | 0 | 0 | 0 | 0 | 0 | 0 | 0 | 0 | 0 | 0 | 0 | 0 | 0 | 0 | 0 | 0 | 0 | 0 | 0 | 0 | 0 | 0
10- High Economic Growth Loads | Storage | 0 | 0 | 0 | 0 | 0 | 0 | 0 | 0 | 0 | 0.53276 | 0 | 0 | 0 | 0 | 0 | 0 | 0 | 0 | 0 | 0 | 0 | 0 | 25 | 25.5328
10- High Economic Growth Loads | Hydrogen/Ammonia | 0 | 0 | 0 | 0 | 0 | 0 | 0 | 0 | 0 | 0 | 0 | 0 | 0 | 0 | 0 | 0 | 0 | 0 | 0 | 0 | 0 | 0 | 0 | 0
10- High Economic Growth Loads | Other "Clean" Baseload | 0 | 0 | 0 | 0 | 0 | 0 | 0 | 0 | 0 | 0 | 0 | 0 | 0 | 0 | 0 | 0 | 0 | 0 | 0 | 0 | 0 | 0 | 0 | 0
10- High Economic Growth Loads | Existing Plant Upgrades | 0 | 0 | 0 | 0 | 0 | 0 | 0 | 0 | 0 | 0 | 0 | 0 | 0 | 0 | 0 | 0 | 0 | 0 | 0 | 0 | 0 | 0 | 0 | 0
10- High Economic Growth Loads | DR Capability | 0 | 0 | 0 | 0 | 0 | 0 | 7.2136 | 0 | 0 | 0 | 0 | 0 | 0 | 0 | 0 | 0 | 0 | 0 | 0 | 0 | 0 | 0 | 0 | 7.2136
10- High Economic Growth Loads | EE- Winter Capacity | 0.66438 | 0.8165 | 0.94202 | 1.0957 | 1.1783 | 1.2466 | 1.2386 | 1.2166 | 1.3285 | 1.3859 | 1.3095 | 1.3384 | 1.3026 | 1.3131 | 1.1757 | 1.0395 | 0.99917 | 1.0048 | 0.86502 | 0.91372 | 0.50529 | 0.56675 | 0.34474 | 23.7913
10- High Economic Growth Loads | EE- Summer Capacity | 0.61445 | 0.77308 | 0.91116 | 1.088 | 1.1921 | 1.2833 | 1.2954 | 1.2911 | 1.4134 | 1.49 | 1.4244 | 1.4532 | 1.4017 | 1.392 | 1.2235 | 1.0637 | 1.0212 | 0.99617 | 0.82974 | 0.8652 | 0.49387 | 0.5591 | 0.33743 | 24.413
10- High Economic Growth Loads
10- High Economic Growth Loads | Energy Efficiency Energy (GWh excludes losses)
10- High Economic Growth Loads | WA | 20.1702 | 43.9286 | 71.0694 | 100.2887 | 132.132 | 166.7325 | 202.9188 | 238.0205 | 273.25 | 306.8563 | 337.04 | 364.0118 | 388.0056 | 409.3979 | 428.6347 | 443.9492 | 457.9233 | 470.3679 | 482.1913 | 493.3871 | 499.7019 | 505.8831 | 510.588 | 58.2863
10- High Economic Growth Loads | ID | 7.8907 | 17.0905 | 27.5631 | 38.7428 | 50.8508 | 63.7564 | 77.065 | 89.9542 | 103.0032 | 115.6851 | 126.5636 | 136.581 | 145.8197 | 154.3993 | 162.3671 | 168.8282 | 174.8302 | 180.237 | 185.3288 | 190.1958 | 192.6004 | 194.9466 | 196.871 | 22.4739
10- High Economic Growth Loads | Total | 28.0609 | 61.0191 | 98.6325 | 139.0315 | 182.9828 | 230.4889 | 279.9838 | 327.9747 | 376.2532 | 422.5414 | 463.6036 | 500.5928 | 533.8253 | 563.7972 | 591.0018 | 612.7774 | 632.7535 | 650.6049 | 667.5202 | 683.5828 | 692.3023 | 700.8298 | 707.4591 | 80.7602
10- High Economic Growth Loads
10- High Economic Growth Loads | aMW w/ losses
10- High Economic Growth Loads | WA | 2.4275 | 5.2888 | 8.5544 | 12.0725 | 15.907 | 20.0801 | 24.4322 | 28.6606 | 32.9055 | 36.9677 | 40.5944 | 43.847 | 46.7415 | 49.3399 | 51.6459 | 53.4965 | 55.1861 | 56.7117 | 58.1233 | 59.4796 | 60.2479 | 61.023 | 61.5759 | 61.5759
10- High Economic Growth Loads | ID | 0.94966 | 2.0576 | 3.3177 | 4.6638 | 6.1218 | 7.6784 | 9.2789 | 10.8316 | 12.4039 | 13.9369 | 15.2438 | 16.4518 | 17.5663 | 18.6079 | 19.5635 | 20.344 | 21.0695 | 21.731 | 22.3395 | 22.9288 | 23.2214 | 23.5158 | 23.7423 | 23.7423
10- High Economic Growth Loads | Total | 3.3772 | 7.3465 | 11.8721 | 16.7363 | 22.0287 | 27.7585 | 33.7111 | 39.4922 | 45.3094 | 50.9046 | 55.8382 | 60.2989 | 64.3079 | 67.9478 | 71.2094 | 73.8405 | 76.2555 | 78.4426 | 80.4628 | 82.4083 | 83.4693 | 84.5387 | 85.3182 | 85.3182
11- High Electric Vehicle Growth | Shared System Resource
11- High Electric Vehicle Growth | NG CT | 0 | 0 | 0 | 0 | 0 | 0 | 0 | 0 | 0 | 0 | 0 | 0 | 0 | 0 | 0 | 0 | 0 | 0 | 0 | 0 | 0 | 0 | 0 | 0
11- High Electric Vehicle Growth | Solar | 0 | 0 | 0 | 0 | 0 | 0 | 0 | 0 | 0 | 0 | 0 | 0 | 0 | 0 | 0 | 0 | 0 | 0 | 0 | 0 | 0 | 0 | 0 | 0
11- High Electric Vehicle Growth | Storage Added to Solar | 0 | 0 | 0 | 0 | 0 | 0 | 0 | 0 | 0 | 0 | 0 | 0 | 0 | 0 | 0 | 0 | 0 | 0 | 0 | 0 | 0 | 0 | 0 | 0
11- High Electric Vehicle Growth | Wind | 0 | 0 | 0 | 0 | 0 | 0 | 0 | 0 | 0 | 0 | 0 | 0 | 0 | 0 | 0 | 0 | 0 | 0 | 0 | 0 | 0 | 0 | 0 | 0
11- High Electric Vehicle Growth | Storage | 0 | 0 | 0 | 0 | 0 | 0 | 0 | 0 | 0 | 0 | 0 | 0 | 0 | 0 | 0 | 0 | 0 | 50 | 0 | 0 | 0 | 50 | 0 | 100
11- High Electric Vehicle Growth | Hydrogen/Ammonia | 0 | 0 | 0 | 0 | 0 | 0 | 0 | 0 | 0 | 0 | 0 | 0 | 0 | 0 | 0 | 0 | 0 | 0 | 0 | 0 | 0 | 0 | 0 | 0
11- High Electric Vehicle Growth | Other "Clean" Baseload | 0 | 0 | 0 | 0 | 0 | 0 | 0 | 0 | 0 | 0 | 0 | 0 | 0 | 0 | 0 | 0 | 0 | 0 | 0 | 0 | 0 | 0 | 0 | 0
11- High Electric Vehicle Growth | Existing Plant Upgrades | 0 | 0 | 0 | 0 | 0 | 0 | 0 | 0 | 0 | 0 | 0 | 0 | 0 | 0 | 0 | 0 | 0 | 0 | 0 | 0 | 0 | 0 | 0 | 0
11- High Electric Vehicle Growth | [24 empty] | 0
11- High Electric Vehicle Growth
11- High Electric Vehicle Growth
11- High Electric Vehicle Growth | Washington
11- High Electric Vehicle Growth | NG CT | 0 | 0 | 0 | 0 | 0 | 0 | 0 | 0 | 0 | 0 | 0 | 0 | 0 | 0 | 0 | 0 | 0 | 0 | 0 | 0 | 0 | 0 | 0 | 0
11- High Electric Vehicle Growth | Solar | 0 | 0.66473 | 0.68964 | 0.7159 | 0.74475 | 0.7763 | 0.80411 | 0.83084 | 0.8647 | 0.89749 | 0.92585 | 0.1484 | 0.23577 | 0.24612 | 0.26316 | 0.27667 | 0.29107 | 0.30163 | 0 | 0.33977 | 0.35863 | 0.36701 | 85.8273 | 96.5699
11- High Electric Vehicle Growth | Storage Added to Solar | 0 | 0 | 0 | 0 | 0 | 0 | 0 | 0 | 0 | 0 | 0 | 0 | 0 | 0 | 0 | 0 | 0 | 0 | 0 | 0 | 0 | 0 | 0 | 0
11- High Electric Vehicle Growth | Wind | 0 | 0 | 0 | 0 | 0 | 0 | 0 | 200 | 0 | 200 | 0 | 0 | 0 | 0 | 0 | 0 | 0 | 0 | 140 | 105 | 199.8942 | 200 | 200 | 1244.8942
11- High Electric Vehicle Growth | Storage | 0 | 0 | 0 | 0 | 0 | 0 | 0 | 0 | 0 | 25 | 0 | 0 | 0 | 0 | 0 | 0 | 61.4773 | 50 | 84.2303 | 156.7235 | 0 | 50 | 0 | 427.4311
11- High Electric Vehicle Growth | Hydrogen/Ammonia | 0 | 0 | 0 | 0 | 0 | 0 | 0 | 0 | 0 | 0 | 0 | 0 | 0 | 81.4937 | 105.1027 | 0 | 0 | 0 | 0 | 82.3889 | 83.9717 | 0 | 353.5859 | 706.543
11- High Electric Vehicle Growth | Other "Clean" Baseload | 0 | 0 | 0 | 0 | 0 | 0 | 0 | 0 | 0 | 20 | 0 | 0 | 0 | 0 | 0 | 0 | 0 | 0 | 0 | 20 | 0 | 0 | 57.6 | 97.6
11- High Electric Vehicle Growth | Existing Plant Upgrades | 0 | 0 | 0 | 0 | 0 | 0 | 0 | 0 | 0 | 0 | 0 | 0 | 0 | 0 | 0 | 0 | 0 | 0 | 0 | 0 | 0 | 0 | 0 | 0
11- High Electric Vehicle Growth | DR Capability | 0 | 0 | 6.7666 | 0 | 0 | 0 | 0 | 0 | 0 | 0 | 0 | 0 | 0 | 0 | 0 | 0 | 0 | 0 | 0 | 0 | 0 | 0 | 0 | 6.7666
11- High Electric Vehicle Growth | EE- Winter Capacity | 1.4926 | 1.8639 | 2.1033 | 2.4808 | 2.6563 | 2.8245 | 2.8364 | 2.7067 | 3.0954 | 3.2649 | 3.1424 | 3.2182 | 3.1613 | 3.2001 | 2.8771 | 2.5744 | 2.4655 | 2.4754 | 2.1955 | 2.2677 | 1.383 | 1.5898 | 0.88325 | 56.7587
11- High Electric Vehicle Growth | EE- Summer Capacity | 1.3996 | 1.7802 | 2.0528 | 2.4896 | 2.7261 | 2.9529 | 3.0163 | 2.9448 | 3.3602 | 3.6068 | 3.5256 | 3.6007 | 3.5132 | 3.5022 | 3.1007 | 2.6809 | 2.5449 | 2.4832 | 2.1091 | 2.1722 | 1.3672 | 1.5651 | 0.88234 | 59.3766
11- High Electric Vehicle Growth
11- High Electric Vehicle Growth | Idaho
11- High Electric Vehicle Growth | NG CT | 0 | 0 | 0 | 0 | 0 | 0 | 0 | 0 | 0 | 0 | 0 | 99.2302 | 0 | 0 | 0 | 0 | 0 | 0 | 0 | 147.8127 | 0 | 0 | 46.4141 | 293.457
11- High Electric Vehicle Growth | Solar | 0 | 0 | 0 | 0 | 0 | 0 | 0 | 0 | 0 | 0 | 0 | 0 | 0 | 0 | 0 | 0 | 0 | 0 | 0 | 0 | 0 | 0 | 0 | 0
11- High Electric Vehicle Growth | Storage Added to Solar | 0 | 0 | 0 | 0 | 0 | 0 | 0 | 0 | 0 | 0 | 0 | 0 | 0 | 0 | 0 | 0 | 0 | 0 | 0 | 0 | 0 | 0 | 0 | 0
11- High Electric Vehicle Growth | Wind | 0 | 0 | 0 | 0 | 0 | 0 | 0 | 0 | 0 | 0 | 0 | 0 | 0 | 0 | 0 | 0 | 0 | 0 | 0 | 0 | 0 | 0 | 0 | 0
11- High Electric Vehicle Growth | Storage | 0 | 0 | 0 | 0 | 0 | 0 | 0 | 0 | 0 | 0 | 0 | 0 | 0 | 0 | 0 | 0 | 0 | 0 | 50 | 0 | 0 | 25 | 50 | 125
11- High Electric Vehicle Growth | Hydrogen/Ammonia | 0 | 0 | 0 | 0 | 0 | 0 | 0 | 0 | 0 | 0 | 0 | 0 | 0 | 0 | 0 | 0 | 0 | 0 | 0 | 0 | 0 | 0 | 0 | 0
11- High Electric Vehicle Growth | Other "Clean" Baseload | 0 | 0 | 0 | 0 | 0 | 0 | 0 | 0 | 0 | 0 | 0 | 0 | 0 | 0 | 0 | 0 | 0 | 0 | 0 | 0 | 0 | 0 | 0 | 0
11- High Electric Vehicle Growth | Existing Plant Upgrades | 0 | 0 | 0 | 0 | 0 | 0 | 0 | 0 | 0 | 0 | 0 | 0 | 0 | 0 | 0 | 0 | 0 | 0 | 0 | 0 | 0 | 0 | 0 | 0
11- High Electric Vehicle Growth | DR Capability | 0 | 0 | 0 | 0 | 0 | 0 | 0 | 0 | 0 | 0 | 0 | 0 | 0 | 0 | 0 | 0 | 0 | 0 | 0 | 0 | 0 | 0 | 0 | 0
11- High Electric Vehicle Growth | EE- Winter Capacity | 0.67665 | 0.82855 | 0.95377 | 1.1074 | 1.1901 | 1.2589 | 1.251 | 1.23 | 1.3423 | 1.4007 | 1.3243 | 1.3546 | 1.3197 | 1.3319 | 1.194 | 1.0519 | 1.0121 | 1.0187 | 0.87776 | 0.92751 | 0.51758 | 0.58003 | 0.35605 | 24.1057
11- High Electric Vehicle Growth | EE- Summer Capacity | 0.62562 | 0.7841 | 0.92206 | 1.0991 | 1.2038 | 1.2961 | 1.3091 | 1.3069 | 1.4311 | 1.5105 | 1.4469 | 1.4792 | 1.4309 | 1.4252 | 1.2578 | 1.0946 | 1.054 | 1.0313 | 0.86355 | 0.90083 | 0.52832 | 0.59536 | 0.37051 | 24.9669
11- High Electric Vehicle Growth
11- High Electric Vehicle Growth | Energy Efficiency Energy (GWh excludes losses)
11- High Electric Vehicle Growth | WA | 20.3727 | 44.388 | 71.8675 | 101.5197 | 133.9033 | 169.1644 | 206.1192 | 242.0488 | 278.0999 | 312.4583 | 343.2786 | 370.7346 | 395.0697 | 416.7536 | 436.235 | 451.7448 | 465.8695 | 478.4196 | 490.3081 | 501.5563 | 507.9253 | 514.1601 | 518.9161 | 59.237
11- High Electric Vehicle Growth | ID | 8.0242 | 17.3608 | 27.9765 | 39.3061 | 51.5737 | 64.6529 | 78.1497 | 91.2412 | 104.5021 | 117.4028 | 128.5073 | 138.7572 | 148.2278 | 157.0359 | 165.2251 | 171.838 | 177.9835 | 183.5222 | 188.7374 | 193.7229 | 196.2193 | 198.6586 | 200.6764 | 22.9083
11- High Electric Vehicle Growth | Total | 28.3969 | 61.7488 | 99.844 | 140.8258 | 185.477 | 233.8173 | 284.2688 | 333.29 | 382.6019 | 429.8611 | 471.786 | 509.4919 | 543.2975 | 573.7895 | 601.4601 | 623.5828 | 643.853 | 661.9418 | 679.0455 | 695.2791 | 704.1446 | 712.8187 | 719.5925 | 82.1453
11- High Electric Vehicle Growth
11- High Electric Vehicle Growth | aMW w/ losses
11- High Electric Vehicle Growth | WA | 2.4519 | 5.3441 | 8.6505 | 12.2207 | 16.1202 | 20.373 | 24.8176 | 29.1457 | 33.4895 | 37.6426 | 41.3458 | 44.6568 | 47.5925 | 50.2264 | 52.5617 | 54.4359 | 56.1437 | 57.6825 | 59.1017 | 60.4644 | 61.2394 | 62.0214 | 62.5803 | 62.5803
11- High Electric Vehicle Growth | ID | 0.96573 | 2.0902 | 3.3674 | 4.7316 | 6.2088 | 7.7864 | 9.4095 | 10.9866 | 12.5844 | 14.1438 | 15.4779 | 16.714 | 17.8564 | 18.9257 | 19.9079 | 20.7067 | 21.4495 | 22.127 | 22.7504 | 23.354 | 23.6577 | 23.9635 | 24.2012 | 24.2012
11- High Electric Vehicle Growth | Total | 3.4176 | 7.4343 | 12.0179 | 16.9523 | 22.329 | 28.1594 | 34.2271 | 40.1322 | 46.0739 | 51.7864 | 56.8237 | 61.3708 | 65.4489 | 69.1521 | 72.4695 | 75.1426 | 77.5932 | 79.8095 | 81.852 | 83.8184 | 84.8971 | 85.9849 | 86.7814 | 86.7814
12- WA Space/ Water Electrification | Shared System Resource
12- WA Space/ Water Electrification | NG CT | 0 | 0 | 0 | 0 | 0 | 0 | 0 | 0 | 0 | 0 | 0 | 0 | 0 | 0 | 0 | 0 | 0 | 0 | 0 | 0 | 0 | 0 | 0 | 0
12- WA Space/ Water Electrification | Solar | 0 | 0 | 0 | 0 | 0 | 0 | 0 | 0 | 0 | 0 | 0 | 0 | 0 | 0 | 0 | 0 | 0 | 0 | 0 | 0 | 0 | 0 | 0 | 0
12- WA Space/ Water Electrification | Storage Added to Solar | 0 | 0 | 0 | 0 | 0 | 0 | 0 | 0 | 0 | 0 | 0 | 0 | 0 | 0 | 0 | 0 | 0 | 0 | 0 | 0 | 0 | 0 | 0 | 0
12- WA Space/ Water Electrification | Wind | 0 | 0 | 0 | 0 | 0 | 0 | 0 | 0 | 0 | 0 | 0 | 0 | 0 | 0 | 0 | 0 | 0 | 0 | 0 | 0 | 0 | 0 | 0 | 0
12- WA Space/ Water Electrification | Storage | 0 | 0 | 0 | 0 | 0 | 0 | 0 | 0 | 0 | 0 | 0 | 0 | 0 | 0 | 0 | 0 | 0 | 50 | 0 | 0 | 0 | 0 | 0 | 50
12- WA Space/ Water Electrification | Hydrogen/Ammonia | 0 | 0 | 0 | 0 | 0 | 0 | 0 | 0 | 0 | 0 | 0 | 0 | 0 | 0 | 0 | 0 | 0 | 0 | 0 | 0 | 0 | 0 | 0 | 0
12- WA Space/ Water Electrification | Other "Clean" Baseload | 0 | 0 | 0 | 0 | 0 | 0 | 0 | 0 | 0 | 0 | 0 | 0 | 0 | 0 | 0 | 0 | 0 | 0 | 0 | 0 | 0 | 0 | 0 | 0
12- WA Space/ Water Electrification | Existing Plant Upgrades | 0 | 0 | 0 | 0 | 0 | 0 | 0 | 0 | 0 | 0 | 0 | 0 | 0 | 0 | 0 | 0 | 0 | 0 | 0 | 0 | 0 | 0 | 0 | 0
12- WA Space/ Water Electrification | [24 empty] | 0
12- WA Space/ Water Electrification
12- WA Space/ Water Electrification
12- WA Space/ Water Electrification | Washington
12- WA Space/ Water Electrification | NG CT | 0 | 0 | 0 | 0 | 0 | 0 | 0 | 0 | 0 | 0 | 0 | 0 | 0 | 0 | 0 | 0 | 0 | 0 | 0 | 0 | 0 | 0 | 0 | 0
12- WA Space/ Water Electrification | Solar | 0 | 0.66473 | 0.68964 | 0.7159 | 0.74475 | 0.7763 | 0.80411 | 0.83084 | 0.8647 | 0.89749 | 0.92585 | 0.24929 | 0.23577 | 0.24612 | 0.26314 | 0.27668 | 0.29108 | 0.2 | 0.21171 | 0.33953 | 0.35848 | 0.36462 | 0.4082 | 11.3589
12- WA Space/ Water Electrification | Storage Added to Solar | 0 | 0 | 0 | 0 | 0 | 0 | 0 | 0 | 0 | 0 | 0 | 0 | 0 | 0 | 0 | 0 | 0 | 0.1 | 0.10093 | 0 | 0 | 0 | 0 | 0.20093
12- WA Space/ Water Electrification | Wind | 0 | 0 | 0 | 0 | 0 | 0 | 0 | 200 | 100 | 200 | 0 | 0 | 0 | 0 | 0 | 0 | 0 | 0 | 140 | 305 | 200 | 200 | 200 | 1545
12- WA Space/ Water Electrification | Storage | 0 | 0 | 0 | 0 | 0 | 0 | 0 | 0 | 0 | 249.3363 | 0 | 0 | 0 | 0 | 0 | 0 | 108.1502 | 101.7241 | 115.6178 | 0 | 79.7075 | 75.3417 | 172.9258 | 902.8033
12- WA Space/ Water Electrification | Hydrogen/Ammonia | 0 | 0 | 0 | 0 | 0 | 0 | 0 | 0 | 0 | 0 | 0 | 0 | 101.402 | 154.4204 | 99.8068 | 107.7444 | 0 | 0 | 0 | 269.3724 | 0 | 0 | 157.5089 | 890.2548
12- WA Space/ Water Electrification | Other "Clean" Baseload | 0 | 0 | 0 | 0 | 0 | 0 | 0 | 0 | 20 | 20 | 0 | 0 | 0 | 0 | 0 | 0 | 0 | 0 | 0 | 0 | 0 | 0 | 57.6 | 97.6
12- WA Space/ Water Electrification | Existing Plant Upgrades | 0 | 0 | 0 | 0 | 0 | 0 | 0 | 0 | 0 | 0 | 0 | 0 | 0 | 0 | 0 | 0 | 0 | 0 | 0 | 0 | 0 | 0 | 0 | 0
12- WA Space/ Water Electrification | DR Capability | 0 | 0 | 6.7666 | 0 | 0 | 0 | 0 | 0 | 0 | 0 | 0 | 0 | 0 | 0 | 0 | 0 | 0 | 0 | 0 | 0 | 0 | 0 | 0 | 6.7666
12- WA Space/ Water Electrification | EE- Winter Capacity | 1.4945 | 1.8683 | 2.1107 | 2.4918 | 2.6714 | 2.8445 | 2.8611 | 2.7366 | 3.1302 | 3.3045 | 3.1831 | 3.261 | 3.2052 | 3.2456 | 2.9191 | 2.6159 | 2.5048 | 2.5136 | 2.229 | 2.2994 | 1.4109 | 1.6231 | 0.90782 | 57.4321
12- WA Space/ Water Electrification | EE- Summer Capacity | 1.4006 | 1.7825 | 2.0565 | 2.495 | 2.7332 | 2.9617 | 3.0265 | 2.9565 | 3.3732 | 3.6211 | 3.5396 | 3.6153 | 3.5281 | 3.5176 | 3.1134 | 2.693 | 2.5557 | 2.4931 | 2.1187 | 2.1811 | 1.3748 | 1.5732 | 0.88792 | 59.5983
12- WA Space/ Water Electrification
12- WA Space/ Water Electrification | Idaho
12- WA Space/ Water Electrification | NG CT | 0 | 0 | 0 | 0 | 0 | 0 | 0 | 0 | 0 | 0 | 0 | 90.267 | 0 | 0 | 0 | 0 | 0 | 0 | 46.3595 | 130.6276 | 0 | 0 | 0 | 267.2541
12- WA Space/ Water Electrification | Solar | 0 | 0 | 0 | 0 | 0 | 0 | 0 | 0 | 0 | 0 | 0 | 0 | 0 | 0 | 0 | 0 | 0 | 0 | 0 | 0 | 0 | 0 | 0 | 0
12- WA Space/ Water Electrification | Storage Added to Solar | 0 | 0 | 0 | 0 | 0 | 0 | 0 | 0 | 0 | 0 | 0 | 0 | 0 | 0 | 0 | 0 | 0 | 0 | 0 | 0 | 0 | 0 | 0 | 0
12- WA Space/ Water Electrification | Wind | 0 | 0 | 0 | 0 | 0 | 0 | 0 | 0 | 0 | 0 | 0 | 0 | 0 | 0 | 0 | 0 | 0 | 0 | 0 | 0 | 0 | 0 | 0 | 0
12- WA Space/ Water Electrification | Storage | 0 | 0 | 0 | 0 | 0 | 0 | 0 | 0 | 0 | 0 | 0 | 0 | 0 | 0 | 0 | 0 | 0 | 0 | 0 | 0 | 0 | 36.8946 | 80.1192 | 117.0138
12- WA Space/ Water Electrification | Hydrogen/Ammonia | 0 | 0 | 0 | 0 | 0 | 0 | 0 | 0 | 0 | 0 | 0 | 0 | 0 | 0 | 0 | 0 | 0 | 0 | 0 | 0 | 0 | 0 | 0 | 0
12- WA Space/ Water Electrification | Other "Clean" Baseload | 0 | 0 | 0 | 0 | 0 | 0 | 0 | 0 | 0 | 0 | 0 | 0 | 0 | 0 | 0 | 0 | 0 | 0 | 0 | 0 | 0 | 0 | 0 | 0
12- WA Space/ Water Electrification | Existing Plant Upgrades | 0 | 0 | 0 | 0 | 0 | 0 | 0 | 0 | 0 | 0 | 0 | 0 | 0 | 0 | 0 | 0 | 0 | 0 | 0 | 0 | 0 | 0 | 0 | 0
12- WA Space/ Water Electrification | DR Capability | 0 | 0 | 0 | 0 | 0 | 0 | 0 | 0 | 0 | 0 | 0 | 0 | 0 | 0 | 0 | 0 | 0 | 0 | 0 | 0 | 0 | 0 | 0 | 0
12- WA Space/ Water Electrification | EE- Winter Capacity | 0.671 | 0.82305 | 0.94849 | 1.1023 | 1.185 | 1.2537 | 1.2458 | 1.2244 | 1.3363 | 1.3939 | 1.3171 | 1.3464 | 1.3106 | 1.3217 | 1.1836 | 1.0437 | 1.0033 | 1.0089 | 0.86831 | 0.91741 | 0.50795 | 0.56971 | 0.34661 | 23.9291
12- WA Space/ Water Electrification | EE- Summer Capacity | 0.6201 | 0.77851 | 0.91636 | 1.0931 | 1.1972 | 1.2885 | 1.3005 | 1.2966 | 1.4186 | 1.4952 | 1.4292 | 1.458 | 1.4064 | 1.3969 | 1.2278 | 1.0646 | 1.0218 | 0.9965 | 0.82941 | 0.86496 | 0.49287 | 0.55838 | 0.33615 | 24.4876
12- WA Space/ Water Electrification
12- WA Space/ Water Electrification | Energy Efficiency Energy (GWh excludes losses)
12- WA Space/ Water Electrification | WA | 20.7522 | 45.2736 | 73.4157 | 103.8984 | 137.3139 | 173.8476 | 212.301 | 249.9165 | 287.7845 | 324.0234 | 356.5929 | 385.7254 | 411.6532 | 434.8291 | 455.6575 | 472.3155 | 487.4113 | 500.7648 | 513.3339 | 525.1729 | 531.9435 | 538.6715 | 543.9052 | 62.0896
12- WA Space/ Water Electrification | ID | 7.9312 | 17.1702 | 27.6811 | 38.8985 | 51.0438 | 63.987 | 77.3338 | 90.2626 | 103.3502 | 116.0698 | 126.9857 | 137.0404 | 146.3163 | 154.9334 | 162.938 | 169.4129 | 175.4277 | 180.8455 | 185.9481 | 190.8258 | 193.2355 | 195.5867 | 197.5152 | 22.5474
12- WA Space/ Water Electrification | Total | 28.6834 | 62.4438 | 101.0969 | 142.7969 | 188.3577 | 237.8346 | 289.6348 | 340.1791 | 391.1346 | 440.0932 | 483.5785 | 522.7658 | 557.9695 | 589.7625 | 618.5956 | 641.7283 | 662.839 | 681.6104 | 699.282 | 715.9987 | 725.179 | 734.2582 | 741.4205 | 84.637
12- WA Space/ Water Electrification
12- WA Space/ Water Electrification | aMW w/ losses
12- WA Space/ Water Electrification | WA | 2.4976 | 5.4508 | 8.8368 | 12.5071 | 16.5308 | 20.937 | 25.5619 | 30.0931 | 34.6558 | 39.0359 | 42.9494 | 46.4625 | 49.5903 | 52.4048 | 54.9019 | 56.9147 | 58.7398 | 60.3766 | 61.8772 | 63.3114 | 64.1352 | 64.9781 | 65.5939 | 65.5939
12- WA Space/ Water Electrification | ID | 0.95453 | 2.0672 | 3.3319 | 4.6825 | 6.145 | 7.7062 | 9.3113 | 10.8687 | 12.4457 | 13.9832 | 15.2947 | 16.5072 | 17.6262 | 18.6723 | 19.6323 | 20.4145 | 21.1415 | 21.8043 | 22.4142 | 23.0047 | 23.298 | 23.593 | 23.82 | 23.82
12- WA Space/ Water Electrification | Total | 3.4521 | 7.518 | 12.1687 | 17.1896 | 22.6758 | 28.6432 | 34.8732 | 40.9618 | 47.1015 | 53.0191 | 58.2441 | 62.9697 | 67.2164 | 71.0771 | 74.5342 | 77.3292 | 79.8813 | 82.1809 | 84.2913 | 86.3162 | 87.4332 | 88.5711 | 89.4139 | 89.4139
13- WA Space/ Water Electrification w/NG Backup | Shared System Resource
13- WA Space/ Water Electrification w/NG Backup | NG CT | 0 | 0 | 0 | 0 | 0 | 0 | 0 | 0 | 0 | 0 | 0 | 0 | 0 | 0 | 0 | 0 | 0 | 0 | 0 | 0 | 0 | 0 | 0 | 0
13- WA Space/ Water Electrification w/NG Backup | Solar | 0 | 0 | 0 | 0 | 0 | 0 | 0 | 0 | 0 | 0 | 0 | 0 | 0 | 0 | 0 | 0 | 0 | 0 | 0 | 0 | 0 | 0 | 0 | 0
13- WA Space/ Water Electrification w/NG Backup | Storage Added to Solar | 0 | 0 | 0 | 0 | 0 | 0 | 0 | 0 | 0 | 0 | 0 | 0 | 0 | 0 | 0 | 0 | 0 | 0 | 0 | 0 | 0 | 0 | 0 | 0
13- WA Space/ Water Electrification w/NG Backup | Wind | 0 | 0 | 0 | 0 | 0 | 0 | 0 | 0 | 0 | 0 | 0 | 0 | 0 | 0 | 0 | 0 | 0 | 0 | 0 | 0 | 0 | 0 | 0 | 0
13- WA Space/ Water Electrification w/NG Backup | Storage | 0 | 0 | 0 | 0 | 0 | 0 | 0 | 0 | 0 | 53.1803 | 0 | 0 | 0 | 0 | 0 | 0 | 0 | 0 | 55.7477 | 0 | 0 | 80.8261 | 0 | 189.7541
13- WA Space/ Water Electrification w/NG Backup | Hydrogen/Ammonia | 0 | 0 | 0 | 0 | 0 | 0 | 0 | 0 | 0 | 0 | 0 | 0 | 0 | 0 | 0 | 0 | 0 | 0 | 0 | 0 | 0 | 0 | 0 | 0
13- WA Space/ Water Electrification w/NG Backup | Other "Clean" Baseload | 0 | 0 | 0 | 0 | 0 | 0 | 0 | 0 | 0 | 0 | 0 | 0 | 0 | 0 | 0 | 0 | 0 | 0 | 0 | 0 | 0 | 0 | 0 | 0
13- WA Space/ Water Electrification w/NG Backup | Existing Plant Upgrades | 0 | 0 | 0 | 0 | 0 | 0 | 0 | 0 | 0 | 0 | 0 | 0 | 0 | 0 | 0 | 0 | 0 | 0 | 0 | 0 | 0 | 0 | 0 | 0
13- WA Space/ Water Electrification w/NG Backup | [24 empty] | 0
13- WA Space/ Water Electrification w/NG Backup
13- WA Space/ Water Electrification w/NG Backup
13- WA Space/ Water Electrification w/NG Backup | Washington
13- WA Space/ Water Electrification w/NG Backup | NG CT | 0 | 0 | 0 | 0 | 0 | 0 | 0 | 0 | 0 | 0 | 0 | 0 | 0 | 0 | 0 | 0 | 0 | 0 | 0 | 0 | 0 | 0 | 0 | 0
13- WA Space/ Water Electrification w/NG Backup | Solar | 0 | 0.66511 | 0.68964 | 0.7159 | 0.74475 | 0.7763 | 0.80411 | 0.83084 | 0.8647 | 0.89749 | 0.92585 | 0.24928 | 0.23577 | 0.24612 | 0.26314 | 0.27668 | 0.2 | 0.2 | 0.20794 | 0.21489 | 0.22641 | 0.36595 | 150.4073 | 161.0081
13- WA Space/ Water Electrification w/NG Backup | Storage Added to Solar | 0 | 0 | 0 | 0 | 0 | 0 | 0 | 0 | 0 | 0 | 0 | 0 | 0 | 0 | 0 | 0 | 0.1 | 0.1 | 0.10397 | 0.10745 | 0.1132 | 0 | 0 | 0.52462
13- WA Space/ Water Electrification w/NG Backup | Wind | 0 | 0 | 0 | 0 | 0 | 0 | 0 | 200 | 0 | 200 | 0 | 0 | 0 | 0 | 0 | 0 | 0 | 0 | 140 | 235.7459 | 200 | 169.2541 | 200 | 1345
13- WA Space/ Water Electrification w/NG Backup | Storage | 0 | 0 | 0 | 0 | 0 | 0 | 0 | 0 | 0 | 87.2515 | 0 | 0 | 0 | 0 | 0 | 59.3092 | 66.0629 | 71.2019 | 56.6197 | 50 | 56.5184 | 0 | 0 | 446.9637
13- WA Space/ Water Electrification w/NG Backup | Hydrogen/Ammonia | 0 | 0 | 0 | 0 | 0 | 0 | 0 | 0 | 0 | 0 | 0 | 0 | 0 | 109.4898 | 80.4866 | 0 | 0 | 0 | 0 | 184.8512 | 0 | 0 | 392.3265 | 767.1541
13- WA Space/ Water Electrification w/NG Backup | Other "Clean" Baseload | 0 | 0 | 0 | 0 | 0 | 0 | 0 | 0 | 20 | 20 | 0 | 0 | 0 | 0 | 0 | 0 | 0 | 0 | 0 | 0 | 0 | 0 | 57.6 | 97.6
13- WA Space/ Water Electrification w/NG Backup | Existing Plant Upgrades | 0 | 0 | 0 | 0 | 0 | 0 | 0 | 0 | 0 | 0 | 0 | 0 | 0 | 0 | 0 | 0 | 0 | 0 | 0 | 0 | 0 | 0 | 0 | 0
13- WA Space/ Water Electrification w/NG Backup | DR Capability | 0 | 0 | 6.7666 | 0 | 0 | 0 | 0 | 0 | 0 | 0 | 0 | 0 | 0 | 0 | 0 | 0 | 0 | 0 | 0 | 0 | 0 | 0 | 0 | 6.7666
13- WA Space/ Water Electrification w/NG Backup | EE- Winter Capacity | 1.4933 | 1.8655 | 2.1058 | 2.4842 | 2.6607 | 2.8299 | 2.8426 | 2.7136 | 3.1029 | 3.2729 | 3.1502 | 3.2262 | 3.1694 | 3.2085 | 2.8836 | 2.5805 | 2.4707 | 2.48 | 2.2002 | 2.2719 | 1.3867 | 1.5932 | 0.88552 | 56.8779
13- WA Space/ Water Electrification w/NG Backup | EE- Summer Capacity | 1.4005 | 1.7822 | 2.056 | 2.4941 | 2.732 | 2.9601 | 3.0244 | 2.9539 | 3.37 | 3.6174 | 3.5358 | 3.6112 | 3.5239 | 3.5134 | 3.1093 | 2.6889 | 2.5518 | 2.4893 | 2.1153 | 2.1779 | 1.372 | 1.5697 | 0.88535 | 59.5344
13- WA Space/ Water Electrification w/NG Backup
13- WA Space/ Water Electrification w/NG Backup | Idaho
13- WA Space/ Water Electrification w/NG Backup | NG CT | 0 | 0 | 0 | 0 | 0 | 0 | 0 | 0 | 0 | 0 | 0 | 0 | 0 | 90.2475 | 0 | 0 | 0 | 0 | 0 | 134.925 | 0 | 0 | 46.3595 | 271.532
13- WA Space/ Water Electrification w/NG Backup | Solar | 0 | 0 | 0 | 0 | 0 | 0 | 0 | 0 | 0 | 0 | 0 | 0 | 0 | 0 | 0 | 0 | 0 | 0 | 0 | 0 | 0 | 0 | 0 | 0
13- WA Space/ Water Electrification w/NG Backup | Storage Added to Solar | 0 | 0 | 0 | 0 | 0 | 0 | 0 | 0 | 0 | 0 | 0 | 0 | 0 | 0 | 0 | 0 | 0 | 0 | 0 | 0 | 0 | 0 | 0 | 0
13- WA Space/ Water Electrification w/NG Backup | Wind | 0 | 0 | 0 | 0 | 0 | 0 | 0 | 0 | 0 | 0 | 0 | 0 | 0 | 0 | 0 | 0 | 0 | 0 | 0 | 0 | 0 | 0 | 0 | 0
13- WA Space/ Water Electrification w/NG Backup | Storage | 0 | 0 | 0 | 0 | 0 | 0 | 0 | 0 | 0 | 0 | 0 | 0 | 0 | 0 | 0 | 0 | 0 | 0 | 0 | 0 | 0 | 0 | 81.4021 | 81.4021
13- WA Space/ Water Electrification w/NG Backup | Hydrogen/Ammonia | 0 | 0 | 0 | 0 | 0 | 0 | 0 | 0 | 0 | 0 | 0 | 0 | 0 | 0 | 0 | 0 | 0 | 0 | 0 | 0 | 0 | 0 | 0 | 0
13- WA Space/ Water Electrification w/NG Backup | Other "Clean" Baseload | 0 | 0 | 0 | 0 | 0 | 0 | 0 | 0 | 0 | 0 | 0 | 0 | 0 | 0 | 0 | 0 | 0 | 0 | 0 | 0 | 0 | 0 | 0 | 0
13- WA Space/ Water Electrification w/NG Backup | Existing Plant Upgrades | 0 | 0 | 0 | 0 | 0 | 0 | 0 | 0 | 0 | 0 | 0 | 0 | 0 | 0 | 0 | 0 | 0 | 0 | 0 | 0 | 0 | 0 | 0 | 0
13- WA Space/ Water Electrification w/NG Backup | DR Capability | 0 | 0 | 0 | 0 | 0 | 0 | 0 | 0 | 0 | 0 | 0 | 0 | 0 | 0 | 0 | 0 | 0 | 0 | 0 | 0 | 0 | 0 | 0 | 0
13- WA Space/ Water Electrification w/NG Backup | EE- Winter Capacity | 0.71681 | 0.87931 | 1.0171 | 1.1841 | 1.2814 | 1.3708 | 1.3765 | 1.3676 | 1.4831 | 1.5395 | 1.4454 | 1.461 | 1.408 | 1.4066 | 1.2442 | 1.0893 | 1.0372 | 1.0363 | 0.87672 | 0.92531 | 0.50531 | 0.57224 | 0.33923 | 25.5629
13- WA Space/ Water Electrification w/NG Backup | EE- Summer Capacity | 0.63017 | 0.78925 | 0.92773 | 1.1051 | 1.2098 | 1.3023 | 1.3144 | 1.3106 | 1.4318 | 1.5072 | 1.4385 | 1.4655 | 1.4121 | 1.4019 | 1.2311 | 1.064 | 1.0212 | 0.99644 | 0.82845 | 0.86453 | 0.49171 | 0.55774 | 0.33469 | 24.6363
13- WA Space/ Water Electrification w/NG Backup
13- WA Space/ Water Electrification w/NG Backup | Energy Efficiency Energy (GWh excludes losses)
13- WA Space/ Water Electrification w/NG Backup | WA | 20.5464 | 44.8214 | 72.6674 | 102.8051 | 135.8226 | 171.8899 | 209.822 | 246.8847 | 284.1976 | 319.9099 | 352.1235 | 380.9628 | 406.6354 | 429.5724 | 450.1813 | 466.6817 | 481.6421 | 494.8812 | 507.3527 | 519.1068 | 525.8218 | 532.4803 | 537.6525 | 61.3759
13- WA Space/ Water Electrification w/NG Backup | ID | 8.0877 | 17.512 | 28.2453 | 39.7221 | 52.1686 | 65.4676 | 79.2162 | 92.5765 | 106.1041 | 119.2506 | 130.5646 | 140.9769 | 150.5638 | 159.4446 | 167.6675 | 174.2923 | 180.4194 | 185.9115 | 191.0583 | 195.9615 | 198.3577 | 200.6957 | 202.6115 | 23.1292
13- WA Space/ Water Electrification w/NG Backup | Total | 28.6341 | 62.3334 | 100.9127 | 142.5272 | 187.9911 | 237.3575 | 289.0382 | 339.4612 | 390.3017 | 439.1605 | 482.6881 | 521.9397 | 557.1992 | 589.017 | 617.8489 | 640.9739 | 662.0614 | 680.7927 | 698.4111 | 715.0683 | 724.1795 | 733.1759 | 740.264 | 84.505
13- WA Space/ Water Electrification w/NG Backup
13- WA Space/ Water Electrification w/NG Backup | aMW w/ losses
13- WA Space/ Water Electrification w/NG Backup | WA | 2.4728 | 5.3963 | 8.7468 | 12.3754 | 16.3513 | 20.7013 | 25.2634 | 29.728 | 34.2238 | 38.5403 | 42.4111 | 45.8888 | 48.9858 | 51.7713 | 54.2421 | 56.2358 | 58.0445 | 59.6672 | 61.1562 | 62.5802 | 63.3972 | 64.2313 | 64.8398 | 64.8398
13- WA Space/ Water Electrification w/NG Backup | ID | 0.97337 | 2.1084 | 3.3998 | 4.7817 | 6.2804 | 7.8845 | 9.5379 | 11.1474 | 12.7773 | 14.3664 | 15.7257 | 16.9814 | 18.1378 | 19.216 | 20.2022 | 21.0025 | 21.743 | 22.4151 | 23.0301 | 23.6239 | 23.9155 | 24.2092 | 24.4346 | 24.4346
13- WA Space/ Water Electrification w/NG Backup | Total | 3.4462 | 7.5047 | 12.1466 | 17.1571 | 22.6317 | 28.5857 | 34.8013 | 40.8753 | 47.0012 | 52.9067 | 58.1368 | 62.8702 | 67.1236 | 70.9872 | 74.4442 | 77.2383 | 79.7876 | 82.0823 | 84.1864 | 86.204 | 87.3127 | 88.4405 | 89.2744 | 89.2744
14- Combined Electrification | Shared System Resource
14- Combined Electrification | NG CT | 0 | 0 | 0 | 0 | 0 | 0 | 0 | 0 | 0 | 0 | 0 | 0 | 0 | 0 | 0 | 0 | 0 | 0 | 0 | 0 | 0 | 0 | 0 | 0
14- Combined Electrification | Solar | 0 | 0 | 0 | 0 | 0 | 0 | 0 | 0 | 0 | 0 | 0 | 0 | 0 | 0 | 0 | 0 | 0 | 0 | 0 | 0 | 0 | 0 | 0 | 0
14- Combined Electrification | Storage Added to Solar | 0 | 0 | 0 | 0 | 0 | 0 | 0 | 0 | 0 | 0 | 0 | 0 | 0 | 0 | 0 | 0 | 0 | 0 | 0 | 0 | 0 | 0 | 0 | 0
14- Combined Electrification | Wind | 0 | 0 | 0 | 0 | 0 | 0 | 0 | 0 | 0 | 0 | 0 | 0 | 0 | 0 | 0 | 0 | 0 | 0 | 0 | 0 | 0 | 0 | 0 | 0
14- Combined Electrification | Storage | 0 | 0 | 0 | 0 | 0 | 0 | 0 | 0 | 0 | 0 | 0 | 0 | 0 | 0 | 0 | 0 | 50 | 51.5269 | 0 | 0 | 50 | 55.6505 | 0 | 207.1774
14- Combined Electrification | Hydrogen/Ammonia | 0 | 0 | 0 | 0 | 0 | 0 | 0 | 0 | 0 | 0 | 0 | 0 | 0 | 0 | 0 | 0 | 0 | 0 | 0 | 0 | 0 | 0 | 0 | 0
14- Combined Electrification | Other "Clean" Baseload | 0 | 0 | 0 | 0 | 0 | 0 | 0 | 0 | 0 | 0 | 0 | 0 | 0 | 0 | 0 | 0 | 0 | 0 | 0 | 0 | 0 | 0 | 0 | 0
14- Combined Electrification | Existing Plant Upgrades | 0 | 0 | 0 | 0 | 0 | 0 | 0 | 0 | 0 | 0 | 0 | 0 | 5 | 0 | 0 | 0 | 0 | 0 | 0 | 0 | 0 | 0 | 0 | 5
14- Combined Electrification | [24 empty] | 0
14- Combined Electrification
14- Combined Electrification
14- Combined Electrification | Washington
14- Combined Electrification | NG CT | 0 | 0 | 0 | 0 | 0 | 0 | 0 | 0 | 0 | 0 | 0 | 0 | 0 | 0 | 0 | 0 | 0 | 0 | 0 | 0 | 0 | 0 | 0 | 0
14- Combined Electrification | Solar | 0 | 0.66473 | 0.68964 | 0.7159 | 0.74475 | 0.7763 | 0.80411 | 0.83084 | 0.8647 | 0.89749 | 0.92585 | 0.24929 | 0.23577 | 0.24612 | 0.26314 | 0.27668 | 0.29108 | 0.2 | 0.2081 | 0.33953 | 0.2264 | 0.23038 | 0.40747 | 11.0883
14- Combined Electrification | Storage Added to Solar | 0 | 0 | 0 | 0 | 0 | 0 | 0 | 0 | 0 | 0 | 0 | 0 | 0 | 0 | 0 | 0 | 0 | 0.1 | 0.10405 | 0 | 0.1132 | 0.11519 | 0 | 0.43244
14- Combined Electrification | Wind | 0 | 0 | 0 | 0 | 0 | 0 | 0 | 200 | 200 | 200 | 0 | 0 | 0 | 0 | 0 | 0 | 0 | 0 | 240 | 305 | 200 | 200 | 0 | 1545
14- Combined Electrification | Storage | 0 | 0 | 0 | 0 | 0 | 0 | 0 | 0 | 0 | 390.5497 | 0 | 0 | 0 | 0 | 0 | 0 | 98.3907 | 154.9042 | 141.3311 | 50 | 54.5401 | 100.1841 | 107.7185 | 1097.6184
14- Combined Electrification | Hydrogen/Ammonia | 0 | 0 | 0 | 0 | 0 | 0 | 0 | 0 | 0 | 0 | 0 | 0 | 0 | 176.5775 | 126.7336 | 152.5593 | 0 | 0 | 0 | 256.3418 | 0 | 0 | 0 | 712.2121
14- Combined Electrification | Other "Clean" Baseload | 0 | 0 | 0 | 0 | 0 | 0 | 0 | 0 | 20 | 20 | 0 | 0 | 0 | 0 | 0 | 0 | 0 | 0 | 0 | 0 | 57.6 | 0 | 349.3823 | 446.9823
14- Combined Electrification | Existing Plant Upgrades | 0 | 0 | 0 | 0 | 0 | 0 | 0 | 0 | 0 | 0 | 0 | 0 | 0 | 0 | 0 | 0 | 0 | 0 | 0 | 0 | 0 | 0 | 0 | 0
14- Combined Electrification | DR Capability | 0 | 0 | 6.7666 | 0 | 0 | 0 | 0 | 0 | 0 | 0 | 0 | 0 | 0 | 0 | 0 | 0 | 0 | 0 | 0 | 0 | 0 | 0 | 0 | 6.7666
14- Combined Electrification | EE- Winter Capacity | 1.4946 | 1.8686 | 2.1112 | 2.4925 | 2.6725 | 2.846 | 2.8632 | 2.7393 | 3.1336 | 3.3086 | 3.1878 | 3.2664 | 3.2117 | 3.2529 | 2.9267 | 2.6236 | 2.5125 | 2.5212 | 2.2357 | 2.3057 | 1.4164 | 1.6281 | 0.91138 | 57.5301
14- Combined Electrification | EE- Summer Capacity | 1.4141 | 1.7992 | 2.077 | 2.5192 | 2.7613 | 2.9956 | 3.0636 | 2.9957 | 3.4116 | 3.6571 | 3.5691 | 3.6398 | 3.5499 | 3.5379 | 3.1304 | 2.7099 | 2.5727 | 2.5112 | 2.1328 | 2.1951 | 1.3872 | 1.584 | 0.89378 | 60.1082
14- Combined Electrification
14- Combined Electrification | Idaho
14- Combined Electrification | NG CT | 0 | 0 | 0 | 0 | 0 | 0 | 0 | 0 | 0 | 0 | 0 | 92.7702 | 0 | 0 | 0 | 0 | 0 | 0 | 46.3595 | 143.6582 | 0 | 0 | 0 | 282.7879
14- Combined Electrification | Solar | 0 | 0 | 0 | 0 | 0 | 0 | 0 | 0 | 0 | 0 | 0 | 0 | 0 | 0 | 0 | 0 | 0 | 0 | 0 | 0 | 0 | 0 | 0 | 0
14- Combined Electrification | Storage Added to Solar | 0 | 0 | 0 | 0 | 0 | 0 | 0 | 0 | 0 | 0 | 0 | 0 | 0 | 0 | 0 | 0 | 0 | 0 | 0 | 0 | 0 | 0 | 0 | 0
14- Combined Electrification | Wind | 0 | 0 | 0 | 0 | 0 | 0 | 0 | 0 | 0 | 0 | 0 | 0 | 0 | 0 | 0 | 0 | 0 | 0 | 0 | 0 | 0 | 0 | 0 | 0
14- Combined Electrification | Storage | 0 | 0 | 0 | 0 | 0 | 0 | 0 | 0 | 0 | 0 | 0 | 0 | 0 | 0 | 0 | 0 | 0 | 0 | 0 | 0 | 0 | 0 | 93.1493 | 93.1493
14- Combined Electrification | Hydrogen/Ammonia | 0 | 0 | 0 | 0 | 0 | 0 | 0 | 0 | 0 | 0 | 0 | 0 | 0 | 0 | 0 | 0 | 0 | 0 | 0 | 0 | 0 | 0 | 0 | 0
14- Combined Electrification | Other "Clean" Baseload | 0 | 0 | 0 | 0 | 0 | 0 | 0 | 0 | 0 | 0 | 0 | 0 | 0 | 0 | 0 | 0 | 0 | 0 | 0 | 0 | 0 | 0 | 0 | 0
14- Combined Electrification | Existing Plant Upgrades | 0 | 0 | 0 | 0 | 0 | 0 | 0 | 0 | 0 | 0 | 0 | 0 | 0 | 0 | 0 | 0 | 0 | 0 | 0 | 0 | 0 | 0 | 0 | 0
14- Combined Electrification | DR Capability | 0 | 0 | 0 | 0 | 0 | 0 | 0 | 0 | 0 | 0 | 0 | 0 | 0 | 0 | 0 | 0 | 0 | 0 | 0 | 0 | 0 | 0 | 0 | 0
14- Combined Electrification | EE- Winter Capacity | 0.72189 | 0.8864 | 1.0311 | 1.1975 | 1.2929 | 1.3777 | 1.3768 | 1.3673 | 1.4757 | 1.5262 | 1.4282 | 1.4437 | 1.3963 | 1.4031 | 1.2525 | 1.1102 | 1.071 | 1.0824 | 0.93126 | 0.98472 | 0.56587 | 0.62689 | 0.38104 | 25.9305
14- Combined Electrification | EE- Summer Capacity | 0.63549 | 0.79763 | 0.94374 | 1.1247 | 1.2336 | 1.3302 | 1.3461 | 1.352 | 1.4788 | 1.5616 | 1.4987 | 1.5348 | 1.4945 | 1.4939 | 1.3265 | 1.1658 | 1.1256 | 1.1047 | 0.92936 | 0.96567 | 0.58407 | 0.64296 | 0.40091 | 26.0713
14- Combined Electrification
14- Combined Electrification | Energy Efficiency Energy (GWh excludes losses)
14- Combined Electrification | WA | 21.659 | 47.2467 | 76.6403 | 108.3637 | 143.1435 | 181.1584 | 221.1853 | 260.3555 | 299.61 | 337.0268 | 370.5445 | 400.3599 | 426.5695 | 449.4813 | 470.4861 | 487.2571 | 502.4406 | 515.8592 | 528.4699 | 540.3349 | 547.1125 | 553.843 | 559.0764 | 63.8215
14- Combined Electrification | ID | 8.2016 | 17.7667 | 28.7103 | 40.4195 | 53.1221 | 66.6899 | 80.7155 | 94.4071 | 108.2724 | 121.7657 | 133.4429 | 144.2387 | 154.2514 | 163.5884 | 172.299 | 179.4156 | 186.0553 | 192.0727 | 197.7507 | 203.1803 | 206.0415 | 208.7876 | 211.0299 | 24.0902
14- Combined Electrification | Total | 29.8607 | 65.0134 | 105.3506 | 148.7832 | 196.2656 | 247.8482 | 301.9009 | 354.7626 | 407.8825 | 458.7926 | 503.9874 | 544.5986 | 580.8209 | 613.0696 | 642.7851 | 666.6727 | 688.4959 | 707.9319 | 726.2205 | 743.5152 | 753.154 | 762.6306 | 770.1063 | 87.9117
14- Combined Electrification
14- Combined Electrification | aMW w/ losses
14- Combined Electrification | WA | 2.6067 | 5.6883 | 9.225 | 13.0446 | 17.2326 | 21.8175 | 26.6316 | 31.35 | 36.0798 | 40.6024 | 44.6298 | 48.2253 | 51.3872 | 54.1707 | 56.6886 | 58.7152 | 60.551 | 62.1965 | 63.7017 | 65.1393 | 65.9641 | 66.8082 | 67.4235 | 67.4235
14- Combined Electrification | ID | 0.98709 | 2.139 | 3.4558 | 4.8656 | 6.3952 | 8.0317 | 9.7185 | 11.3678 | 13.0385 | 14.6694 | 16.0724 | 17.3743 | 18.5821 | 19.7154 | 20.7602 | 21.6198 | 22.4222 | 23.158 | 23.8368 | 24.4941 | 24.842 | 25.1853 | 25.4498 | 25.4498
14- Combined Electrification | Total | 3.5938 | 7.8274 | 12.6807 | 17.9102 | 23.6278 | 29.8492 | 36.3501 | 42.7178 | 49.1183 | 55.2718 | 60.7022 | 65.5996 | 69.9692 | 73.886 | 77.4488 | 80.335 | 82.9733 | 85.3545 | 87.5385 | 89.6334 | 90.8061 | 91.9936 | 92.8733 | 92.8733
15- Clean Portfolio by 2045 | Shared System Resource
15- Clean Portfolio by 2045 | NG CT | 0 | 0 | 0 | 0 | 0 | 0 | 0 | 0 | 0 | 0 | 0 | 0 | 0 | 0 | 0 | 0 | 0 | 0 | 0 | 0 | 0 | 0 | 0 | 0
15- Clean Portfolio by 2045 | Solar | 0 | 0 | 0 | 0 | 0 | 0 | 0 | 0 | 0 | 0 | 0 | 0 | 0 | 0 | 0 | 0 | 0 | 0 | 0 | 0 | 0 | 0 | 0 | 0
15- Clean Portfolio by 2045 | Storage Added to Solar | 0 | 0 | 0 | 0 | 0 | 0 | 0 | 0 | 0 | 0 | 0 | 0 | 0 | 0 | 0 | 0 | 0 | 0 | 0 | 0 | 0 | 0 | 0 | 0
15- Clean Portfolio by 2045 | Wind | 0 | 0 | 0 | 0 | 0 | 0 | 0 | 0 | 0 | 100 | 0 | 0 | 0 | 0 | 0 | 0 | 0 | 0 | 0 | 0 | 0 | 0 | 0 | 100
15- Clean Portfolio by 2045 | Storage | 0 | 0 | 0 | 0 | 0 | 0 | 0 | 0 | 0 | 0 | 0 | 0 | 0 | 0 | 0 | 0 | 0 | 50.5646 | 0 | 0 | 0 | 0 | 0 | 50.5646
15- Clean Portfolio by 2045 | Hydrogen/Ammonia | 0 | 0 | 0 | 0 | 0 | 0 | 0 | 0 | 0 | 0 | 0 | 0 | 0 | 113.623 | 0 | 74.7249 | 0 | 0 | 74.8188 | 0 | 0 | 0 | 0 | 263.1668
15- Clean Portfolio by 2045 | Other "Clean" Baseload | 0 | 0 | 0 | 0 | 0 | 0 | 0 | 0 | 0 | 0 | 0 | 0 | 0 | 0 | 0 | 0 | 0 | 0 | 0 | 0 | 0 | 20 | 0 | 20
15- Clean Portfolio by 2045 | Existing Plant Upgrades | 0 | 0 | 0 | 0 | 0 | 0 | 0 | 0 | 0 | 0 | 0 | 0 | 0 | 0 | 0 | 0 | 0 | 0 | 0 | 0 | 0 | 0 | 0 | 0
15- Clean Portfolio by 2045 | [24 empty] | 0
15- Clean Portfolio by 2045
15- Clean Portfolio by 2045
15- Clean Portfolio by 2045 | Washington
15- Clean Portfolio by 2045 | NG CT | 0 | 0 | 0 | 0 | 0 | 0 | 0 | 0 | 0 | 0 | 0 | 0 | 0 | 0 | 0 | 0 | 0 | 0 | 0 | 0 | 0 | 0 | 0 | 0
15- Clean Portfolio by 2045 | Solar | 0 | 0.66473 | 0.68964 | 0.7159 | 0.74475 | 0.7763 | 0.80411 | 0.83084 | 0.8647 | 0.89749 | 0.92585 | 0.24929 | 0.23577 | 0.24612 | 0 | 0.2 | 0.2 | 0.2 | 0.2071 | 0.21506 | 0.22651 | 0 | 0 | 9.8942
15- Clean Portfolio by 2045 | Storage Added to Solar | 0 | 0 | 0 | 0 | 0 | 0 | 0 | 0 | 0 | 0 | 0 | 0 | 0 | 0 | 0 | 0.1 | 0.1 | 0.1 | 0.10355 | 0.10753 | 0.11326 | 0 | 0 | 0.62434
15- Clean Portfolio by 2045 | Wind | 0 | 0 | 0 | 0 | 0 | 0 | 0 | 200 | 0 | 100 | 0 | 0 | 0 | 0 | 0 | 0 | 0 | 0 | 140 | 105 | 100 | 100 | 200 | 945
15- Clean Portfolio by 2045 | Storage | 0 | 0 | 0 | 0 | 0 | 0 | 0 | 0 | 0 | 0 | 0 | 0 | 0 | 0 | 0.5 | 0 | 0 | 0 | 0 | 0 | 56.8941 | 0.5 | 0.5 | 58.3941
15- Clean Portfolio by 2045 | Hydrogen/Ammonia | 0 | 0 | 0 | 0 | 0 | 0 | 0 | 0 | 0 | 0 | 0 | 0 | 0 | 0 | 0 | 0 | 0 | 0 | 0 | 206.4581 | 0 | 0 | 328.5468 | 535.0049
15- Clean Portfolio by 2045 | Other "Clean" Baseload | 0 | 0 | 0 | 0 | 0 | 0 | 0 | 0 | 0 | 0 | 0 | 0 | 0 | 0 | 0 | 0 | 0 | 0 | 0 | 0 | 0 | 0 | 20 | 20
15- Clean Portfolio by 2045 | Existing Plant Upgrades | 0 | 0 | 0 | 0 | 0 | 0 | 0 | 0 | 0 | 0 | 0 | 0 | 0 | 0 | 0 | 0 | 0 | 0 | 0 | 0 | 0 | 0 | 0 | 0
15- Clean Portfolio by 2045 | DR Capability | 0 | 0 | 6.7666 | 0 | 0 | 0 | 0 | 0 | 0 | 0 | 0 | 0 | 0 | 0 | 0 | 0 | 0 | 0 | 0 | 0 | 0 | 0 | 0 | 6.7666
15- Clean Portfolio by 2045 | EE- Winter Capacity | 1.4926 | 1.8639 | 2.1033 | 2.4808 | 2.6563 | 2.8245 | 2.8364 | 2.7067 | 3.0954 | 3.2649 | 3.1424 | 3.2182 | 3.1613 | 3.2001 | 2.8771 | 2.5744 | 2.4655 | 2.4754 | 2.1955 | 2.2677 | 1.383 | 1.5898 | 0.88325 | 56.7586
15- Clean Portfolio by 2045 | EE- Summer Capacity | 1.3996 | 1.7801 | 2.0527 | 2.4896 | 2.7261 | 2.9529 | 3.0163 | 2.9448 | 3.3602 | 3.6068 | 3.5256 | 3.6007 | 3.5133 | 3.5022 | 3.1007 | 2.6809 | 2.5449 | 2.4832 | 2.1091 | 2.1722 | 1.3672 | 1.5651 | 0.88234 | 59.3765
15- Clean Portfolio by 2045
15- Clean Portfolio by 2045 | Idaho
15- Clean Portfolio by 2045 | NG CT | 0 | 0 | 0 | 0 | 0 | 0 | 0 | 0 | 0 | 0 | 0 | 0 | 0 | 0 | 0 | 0 | 0 | 0 | 0 | 0 | 0 | 0 | 0 | 0
15- Clean Portfolio by 2045 | Solar | 0 | 0 | 0 | 0 | 0 | 0 | 0 | 0 | 0 | 0 | 0 | 0 | 0 | 0 | 0 | 0 | 0 | 0 | 0 | 0 | 0 | 0 | 0 | 0
15- Clean Portfolio by 2045 | Storage Added to Solar | 0 | 0 | 0 | 0 | 0 | 0 | 0 | 0 | 0 | 0 | 0 | 0 | 0 | 0 | 0 | 0 | 0 | 0 | 0 | 0 | 0 | 0 | 0 | 0
15- Clean Portfolio by 2045 | Wind | 0 | 0 | 0 | 0 | 0 | 0 | 0 | 0 | 0 | 0 | 0 | 0 | 0 | 0 | 0 | 0 | 0 | 0 | 0 | 100 | 100 | 0 | 0 | 200
15- Clean Portfolio by 2045 | Storage | 0 | 0 | 0 | 0 | 0 | 0 | 0 | 0 | 0 | 0 | 0 | 0 | 0 | 0 | 0 | 0 | 0 | 0 | 0 | 0 | 0 | 0 | 0 | 0
15- Clean Portfolio by 2045 | Hydrogen/Ammonia | 0 | 0 | 0 | 0 | 0 | 0 | 0 | 0 | 0 | 0 | 0 | 0 | 0 | 0 | 0 | 0 | 0 | 0 | 0 | 127.8284 | 0 | 0 | 155.5498 | 283.3782
15- Clean Portfolio by 2045 | Other "Clean" Baseload | 0 | 0 | 0 | 0 | 0 | 0 | 0 | 0 | 0 | 0 | 0 | 0 | 0 | 0 | 0 | 0 | 0 | 0 | 0 | 0 | 0 | 0 | 57.6 | 57.6
15- Clean Portfolio by 2045 | Existing Plant Upgrades | 0 | 0 | 0 | 0 | 0 | 0 | 0 | 0 | 0 | 0 | 0 | 0 | 0 | 0 | 0 | 0 | 0 | 0 | 0 | 0 | 0 | 0 | 0 | 0
15- Clean Portfolio by 2045 | DR Capability | 0 | 0 | 0 | 0 | 0 | 0 | 0 | 0 | 7.2136 | 0 | 0 | 0 | 0 | 0 | 0 | 0 | 0 | 0 | 0 | 0 | 0 | 0 | 0 | 7.2136
15- Clean Portfolio by 2045 | EE- Winter Capacity | 0.7337 | 0.90751 | 1.0637 | 1.2429 | 1.3515 | 1.4386 | 1.4422 | 1.4431 | 1.5564 | 1.6125 | 1.5148 | 1.5361 | 1.4885 | 1.4977 | 1.3332 | 1.1778 | 1.1218 | 1.1206 | 0.95281 | 1.0032 | 0.57169 | 0.63626 | 0.3822 | 27.1288
15- Clean Portfolio by 2045 | EE- Summer Capacity | 0.66016 | 0.84354 | 1.014 | 1.2186 | 1.349 | 1.4425 | 1.452 | 1.4604 | 1.5743 | 1.644 | 1.5631 | 1.5972 | 1.5533 | 1.5653 | 1.3931 | 1.2302 | 1.1813 | 1.1573 | 0.9749 | 1.0161 | 0.63001 | 0.69201 | 0.43804 | 27.6502
15- Clean Portfolio by 2045
15- Clean Portfolio by 2045 | Energy Efficiency Energy (GWh excludes losses)
15- Clean Portfolio by 2045 | WA | 20.3352 | 44.3145 | 71.7615 | 101.3909 | 133.7723 | 169.0571 | 206.0756 | 242.1217 | 278.3518 | 312.9551 | 344.0783 | 371.8819 | 396.599 | 418.6561 | 438.4753 | 454.2726 | 468.6261 | 481.3458 | 493.3585 | 504.6944 | 511.0635 | 517.2983 | 522.0546 | 59.5953
15- Clean Portfolio by 2045 | ID | 8.4396 | 18.3308 | 29.7084 | 41.9599 | 55.3133 | 69.5587 | 84.2965 | 98.7482 | 113.3693 | 127.5922 | 139.9666 | 151.4351 | 162.0758 | 172.0218 | 181.2844 | 188.854 | 195.8471 | 202.1222 | 208.0055 | 213.604 | 216.553 | 219.3829 | 221.7011 | 25.3083
15- Clean Portfolio by 2045 | Total | 28.7747 | 62.6453 | 101.4699 | 143.3508 | 189.0857 | 238.6158 | 290.372 | 340.8698 | 391.7212 | 440.5472 | 484.0449 | 523.3171 | 558.6748 | 590.6779 | 619.7598 | 643.1265 | 664.4732 | 683.4681 | 701.364 | 718.2984 | 727.6165 | 736.6812 | 743.7557 | 84.9036
15- Clean Portfolio by 2045
15- Clean Portfolio by 2045 | aMW w/ losses
15- Clean Portfolio by 2045 | WA | 2.4474 | 5.3353 | 8.6377 | 12.2052 | 16.1044 | 20.3601 | 24.8123 | 29.1545 | 33.5199 | 37.7024 | 41.4421 | 44.795 | 47.7767 | 50.4557 | 52.8316 | 54.7405 | 56.4759 | 58.0353 | 59.4694 | 60.8427 | 61.6178 | 62.4 | 62.9588 | 62.9588
15- Clean Portfolio by 2045 | ID | 1.0157 | 2.207 | 3.5759 | 5.051 | 6.659 | 8.3772 | 10.1496 | 11.8905 | 13.6522 | 15.3713 | 16.8581 | 18.2411 | 19.5246 | 20.7317 | 21.8428 | 22.7572 | 23.6023 | 24.3696 | 25.0729 | 25.7507 | 26.1093 | 26.4634 | 26.7367 | 26.7367
15- Clean Portfolio by 2045 | Total | 3.4631 | 7.5422 | 12.2136 | 17.2563 | 22.7634 | 28.7373 | 34.9619 | 41.045 | 47.1721 | 53.0738 | 58.3003 | 63.0361 | 67.3014 | 71.1874 | 74.6745 | 77.4977 | 80.0782 | 82.4049 | 84.5423 | 86.5934 | 87.7271 | 88.8634 | 89.6955 | 89.6955
16- Social Cost Included for Idaho | Shared System Resource
16- Social Cost Included for Idaho | NG CT | 0 | 0 | 0 | 0 | 0 | 0 | 0 | 0 | 0 | 0 | 0 | 0 | 0 | 0 | 0 | 0 | 0 | 0 | 0 | 0 | 0 | 0 | 0 | 0
16- Social Cost Included for Idaho | Solar | 0 | 0 | 0 | 0 | 0 | 0 | 0 | 0 | 0 | 0 | 0 | 0 | 0 | 0 | 0 | 0 | 0 | 0 | 0 | 0 | 0 | 0 | 0 | 0
16- Social Cost Included for Idaho | Storage Added to Solar | 0 | 0 | 0 | 0 | 0 | 0 | 0 | 0 | 0 | 0 | 0 | 0 | 0 | 0 | 0 | 0 | 0 | 0 | 0 | 0 | 0 | 0 | 0 | 0
16- Social Cost Included for Idaho | Wind | 0 | 0 | 0 | 0 | 0 | 0 | 0 | 0 | 0 | 0 | 0 | 0 | 0 | 0 | 0 | 0 | 0 | 0 | 0 | 0 | 0 | 0 | 0 | 0
16- Social Cost Included for Idaho | Storage | 0 | 0 | 0 | 0 | 0 | 0 | 0 | 0 | 0 | 0 | 0 | 0 | 0 | 0 | 2.1316e-13 | 0 | 0 | 50 | 0 | 0 | 0 | 50 | 0 | 100
16- Social Cost Included for Idaho | Hydrogen/Ammonia | 0 | 0 | 0 | 0 | 0 | 0 | 0 | 0 | 0 | 0 | 0 | 0 | 0 | 100.3924 | 0 | 74.9031 | 0 | 0 | 74 | 0 | 74 | 0 | 0 | 323.2954
16- Social Cost Included for Idaho | Other "Clean" Baseload | 0 | 0 | 0 | 0 | 0 | 0 | 0 | 0 | 0 | 0 | 0 | 0 | 0 | 0 | 0 | 0 | 0 | 0 | 0 | 0 | 0 | 0 | 0 | 0
16- Social Cost Included for Idaho | Existing Plant Upgrades | 0 | 0 | 0 | 0 | 0 | 0 | 0 | 0 | 0 | 0 | 0 | 0 | 0 | 0 | 0 | 0 | 0 | 0 | 0 | 0 | 0 | 0 | 0 | 0
16- Social Cost Included for Idaho | [24 empty] | 0
16- Social Cost Included for Idaho
16- Social Cost Included for Idaho
16- Social Cost Included for Idaho | Washington
16- Social Cost Included for Idaho | NG CT | 0 | 0 | 0 | 0 | 0 | 0 | 0 | 0 | 0 | 0 | 0 | 0 | 0 | 0 | 0 | 0 | 0 | 0 | 0 | 0 | 0 | 0 | 0 | 0
16- Social Cost Included for Idaho | Solar | 0 | 0.66473 | 0.68964 | 0.7159 | 0.74475 | 0.7763 | 0.80411 | 0.83084 | 0.8647 | 0.89749 | 0.92585 | 0.24929 | 0.23577 | 0.24612 | 0 | 0.2 | 0 | 0.2 | 0.20652 | 0.21522 | 0.22661 | 0.23465 | 73.6591 | 83.5876
16- Social Cost Included for Idaho | Storage Added to Solar | 0 | 0 | 0 | 0 | 0 | 0 | 0 | 0 | 0 | 0 | 0 | 0 | 0 | 0 | 0 | 0.1 | 0 | 0.1 | 0.10326 | 0.10761 | 0.11331 | 0.11733 | 36.6269 | 37.2684
16- Social Cost Included for Idaho | Wind | 0 | 0 | 0 | 0 | 0 | 0 | 0 | 200 | 0 | 200 | 0 | 0 | 0 | 0 | 0 | 0 | 0 | 0 | 140 | 105 | 0 | 100 | 160 | 905
16- Social Cost Included for Idaho | Storage | 0 | 0 | 0 | 0 | 0 | 0 | 0 | 0 | 0 | 0 | 0 | 0 | 0 | 0 | 0.5 | 0 | 0.5 | 0 | 0 | 57.5004 | 0 | 0 | 0 | 58.5004
16- Social Cost Included for Idaho | Hydrogen/Ammonia | 0 | 0 | 0 | 0 | 0 | 0 | 0 | 0 | 0 | 0 | 0 | 0 | 0 | 0 | 0 | 0 | 0 | 0 | 0 | 150.3005 | 0 | 0 | 323.7012 | 474.0017
16- Social Cost Included for Idaho | Other "Clean" Baseload | 0 | 0 | 0 | 0 | 0 | 0 | 0 | 0 | 0 | 0 | 0 | 0 | 0 | 0 | 0 | 0 | 0 | 0 | 0 | 0 | 0 | 0 | 20 | 20
16- Social Cost Included for Idaho | Existing Plant Upgrades | 0 | 0 | 0 | 0 | 0 | 0 | 0 | 0 | 0 | 0 | 0 | 0 | 0 | 0 | 0 | 0 | 0 | 0 | 0 | 0 | 0 | 0 | 0 | 0
16- Social Cost Included for Idaho | DR Capability | 0 | 0 | 6.7666 | 0 | 0 | 0 | 0 | 0 | 0 | 0 | 0 | 0 | 0 | 0 | 0 | 0 | 0 | 0 | 0 | 0 | 0 | 0 | 0 | 6.7666
16- Social Cost Included for Idaho | EE- Winter Capacity | 1.4926 | 1.8639 | 2.1033 | 2.4807 | 2.6561 | 2.8242 | 2.836 | 2.7061 | 3.0946 | 3.2637 | 3.1409 | 3.2163 | 3.1591 | 3.1974 | 2.8742 | 2.5712 | 2.4621 | 2.4717 | 2.1918 | 2.2639 | 1.3792 | 1.5857 | 0.87946 | 56.7142
16- Social Cost Included for Idaho | EE- Summer Capacity | 1.3995 | 1.78 | 2.0526 | 2.4893 | 2.7256 | 2.952 | 3.015 | 2.9429 | 3.3576 | 3.6033 | 3.5211 | 3.5951 | 3.5065 | 3.4943 | 3.092 | 2.6712 | 2.5346 | 2.4721 | 2.0982 | 2.1609 | 1.3557 | 1.5532 | 0.87105 | 59.2441
16- Social Cost Included for Idaho
16- Social Cost Included for Idaho | Idaho
16- Social Cost Included for Idaho | NG CT | 0 | 0 | 0 | 0 | 0 | 0 | 0 | 0 | 0 | 0 | 0 | 0 | 0 | 0 | 0 | 0 | 0 | 0 | 0 | 112.2912 | 0 | 0 | 90.4116 | 202.7029
16- Social Cost Included for Idaho | Solar | 0 | 0 | 0 | 0 | 0 | 0 | 0 | 0 | 0 | 0 | 0 | 0 | 0 | 0 | 0 | 0 | 0 | 0 | 0 | 0 | 0 | 0 | 0 | 0
16- Social Cost Included for Idaho | Storage Added to Solar | 0 | 0 | 0 | 0 | 0 | 0 | 0 | 0 | 0 | 0 | 0 | 0 | 0 | 0 | 0 | 0 | 0 | 0 | 0 | 0 | 0 | 0 | 0 | 0
16- Social Cost Included for Idaho | Wind | 0 | 0 | 0 | 0 | 0 | 0 | 0 | 0 | 0 | 0 | 0 | 0 | 0 | 0 | 0 | 0 | 0 | 0 | 0 | 0 | 0 | 0 | 0 | 0
16- Social Cost Included for Idaho | Storage | 0 | 0 | 0 | 0 | 0 | 0 | 0 | 0 | 0 | 0 | 0 | 0 | 0 | 0 | 0 | 0 | 0 | 0 | 0 | 0 | 0 | 0 | 0 | 0
16- Social Cost Included for Idaho | Hydrogen/Ammonia | 0 | 0 | 0 | 0 | 0 | 0 | 0 | 0 | 0 | 0 | 0 | 0 | 0 | 0 | 0 | 0 | 0 | 0 | 0 | 0 | 0 | 0 | 0 | 0
16- Social Cost Included for Idaho | Other "Clean" Baseload | 0 | 0 | 0 | 0 | 0 | 0 | 0 | 0 | 0 | 20 | 0 | 0 | 0 | 0 | 0 | 0 | 0 | 0 | 0 | 0 | 0 | 0 | 0 | 20
16- Social Cost Included for Idaho | Existing Plant Upgrades | 0 | 0 | 0 | 0 | 0 | 0 | 0 | 0 | 0 | 0 | 0 | 0 | 0 | 0 | 0 | 0 | 0 | 0 | 0 | 0 | 0 | 0 | 0 | 0
16- Social Cost Included for Idaho | DR Capability | 0 | 0 | 0 | 0 | 0 | 0 | 0 | 0 | 0 | 0 | 0 | 0 | 0 | 0 | 0 | 0 | 0 | 0 | 0 | 0 | 0 | 0 | 0 | 0
16- Social Cost Included for Idaho | EE- Winter Capacity | 0.66982 | 0.82198 | 0.94768 | 1.1019 | 1.1852 | 1.2548 | 1.2482 | 1.2281 | 1.3417 | 1.4014 | 1.3269 | 1.3589 | 1.3276 | 1.3414 | 1.2051 | 1.0678 | 1.0282 | 1.0346 | 0.89245 | 0.94107 | 0.53056 | 0.58992 | 0.36378 | 24.2092
16- Social Cost Included for Idaho | EE- Summer Capacity | 0.62074 | 0.781 | 0.92129 | 1.1012 | 1.2094 | 1.3059 | 1.3239 | 1.3274 | 1.4574 | 1.5433 | 1.4857 | 1.5248 | 1.4872 | 1.4876 | 1.3225 | 1.1659 | 1.1258 | 1.1051 | 0.93161 | 0.96831 | 0.59055 | 0.65019 | 0.41503 | 25.8519
16- Social Cost Included for Idaho
16- Social Cost Included for Idaho | Energy Efficiency Energy (GWh excludes losses)
16- Social Cost Included for Idaho | WA | 20.16 | 43.899 | 71.0056 | 100.1688 | 131.9259 | 166.4009 | 202.4143 | 237.2897 | 272.231 | 305.4899 | 335.2791 | 361.8285 | 385.3974 | 406.3923 | 425.2833 | 440.317 | 454.0833 | 466.3929 | 478.1408 | 489.3024 | 495.6694 | 501.9003 | 506.6506 | 57.8368
16- Social Cost Included for Idaho | ID | 8.0069 | 17.3307 | 27.9389 | 39.2683 | 51.5466 | 64.6482 | 78.1811 | 91.324 | 104.6531 | 117.6405 | 128.852 | 139.2276 | 148.8567 | 157.8362 | 166.2059 | 173.0246 | 179.3723 | 185.1061 | 190.5044 | 195.6599 | 198.3118 | 200.874 | 202.9991 | 23.1734
16- Social Cost Included for Idaho | Total | 28.1669 | 61.2297 | 98.9445 | 139.4372 | 183.4724 | 231.0492 | 280.5954 | 328.6136 | 376.8841 | 423.1304 | 464.1311 | 501.056 | 534.2541 | 564.2285 | 591.4892 | 613.3416 | 633.4556 | 651.499 | 668.6452 | 684.9623 | 693.9812 | 702.7742 | 709.6496 | 81.0102
16- Social Cost Included for Idaho
16- Social Cost Included for Idaho | aMW w/ losses
16- Social Cost Included for Idaho | WA | 2.4263 | 5.2853 | 8.5467 | 12.0581 | 15.8821 | 20.0402 | 24.3715 | 28.5726 | 32.7828 | 36.8031 | 40.3823 | 43.584 | 46.4273 | 48.9776 | 51.2421 | 53.0588 | 54.7233 | 56.2324 | 57.635 | 58.9871 | 59.7617 | 60.5425 | 61.1011 | 61.1011
16- Social Cost Included for Idaho | ID | 0.96364 | 2.0865 | 3.3629 | 4.727 | 6.2055 | 7.7858 | 9.4133 | 10.9965 | 12.6026 | 14.1724 | 15.5194 | 16.7706 | 17.9322 | 19.0221 | 20.026 | 20.8497 | 21.6168 | 22.318 | 22.9634 | 23.5875 | 23.91 | 24.2308 | 24.4813 | 24.4813
16- Social Cost Included for Idaho | Total | 3.39 | 7.3718 | 11.9097 | 16.7851 | 22.0877 | 27.826 | 33.7848 | 39.5692 | 45.3854 | 50.9755 | 55.9018 | 60.3546 | 64.3595 | 67.9998 | 71.2682 | 73.9085 | 76.3402 | 78.5504 | 80.5984 | 82.5746 | 83.6717 | 84.7733 | 85.5824 | 85.5824
17- WA Maximum Customer Benefits | Shared System Resource
17- WA Maximum Customer Benefits | NG CT | 0 | 0 | 0 | 0 | 0 | 0 | 0 | 0 | 0 | 0 | 0 | 0 | 0 | 0 | 0 | 0 | 0 | 0 | 0 | 0 | 0 | 0 | 0 | 0
17- WA Maximum Customer Benefits | Solar | 0 | 0 | 0 | 0 | 0 | 0 | 0 | 0 | 0 | 0 | 0 | 0 | 0 | 0 | 0 | 0 | 0 | 0 | 0 | 0 | 0 | 0 | 0 | 0
17- WA Maximum Customer Benefits | Storage Added to Solar | 0 | 0 | 0 | 0 | 0 | 0 | 0 | 0 | 0 | 0 | 0 | 0 | 0 | 0 | 0 | 0 | 0 | 0 | 0 | 0 | 0 | 0 | 0 | 0
17- WA Maximum Customer Benefits | Wind | 0 | 0 | 0 | 0 | 0 | 0 | 0 | 0 | 0 | 0 | 0 | 0 | 0 | 0 | 0 | 0 | 0 | 0 | 0 | 0 | 0 | 0 | 0 | 0
17- WA Maximum Customer Benefits | Storage | 0 | 0 | 0 | 0 | 0 | 0 | 0 | 0 | 0 | 0 | 0 | 0 | 0 | 0 | 0 | 0 | 0 | 0 | 0 | 0 | 0 | 50 | 0 | 50
17- WA Maximum Customer Benefits | Hydrogen/Ammonia | 0 | 0 | 0 | 0 | 0 | 0 | 0 | 0 | 0 | 0 | 0 | 0 | 0 | 0 | 0 | 0 | 0 | 0 | 0 | 0 | 0 | 0 | 0 | 0
17- WA Maximum Customer Benefits | Other "Clean" Baseload | 0 | 0 | 0 | 0 | 0 | 0 | 0 | 0 | 0 | 0 | 0 | 0 | 0 | 0 | 0 | 0 | 0 | 0 | 0 | 0 | 0 | 0 | 0 | 0
17- WA Maximum Customer Benefits | Existing Plant Upgrades | 0 | 0 | 0 | 0 | 0 | 0 | 0 | 0 | 0 | 0 | 0 | 0 | 5 | 0 | 0 | 0 | 0 | 0 | 0 | 0 | 0 | 0 | 0 | 5
17- WA Maximum Customer Benefits | [24 empty] | 0
17- WA Maximum Customer Benefits
17- WA Maximum Customer Benefits
17- WA Maximum Customer Benefits | Washington
17- WA Maximum Customer Benefits | NG CT | 0 | 0 | 0 | 0 | 0 | 0 | 0 | 0 | 0 | 0 | 0 | 0 | 0 | 0 | 0 | 0 | 0 | 0 | 0 | 0 | 0 | 0 | 0 | 0
17- WA Maximum Customer Benefits | Solar | 0 | 1.321 | 0.8 | 0.8 | 1 | 1.2 | 1.8 | 2.2 | 2.6 | 3 | 3 | 85.2425 | 17.5856 | 22.9975 | 27.904 | 32.7546 | 37.8284 | 44.3456 | 57.4121 | 71.6404 | 78.9185 | 84.0292 | 248.1779 | 826.5573
17- WA Maximum Customer Benefits | Storage Added to Solar | 0 | 0.52101 | 0 | 0 | 0 | 0 | 0 | 0 | 0 | 0 | 0 | 0 | 0 | 0 | 0 | 0 | 0 | 0 | 0 | 0 | 0 | 0 | 0 | 0.52101
17- WA Maximum Customer Benefits | Wind | 0 | 0 | 0 | 0 | 0 | 0 | 0 | 200 | 0 | 0 | 0 | 0 | 0 | 0 | 0 | 0 | 0 | 0 | 140 | 105 | 200 | 0 | 200 | 845
17- WA Maximum Customer Benefits | Storage | 0 | 0 | 1.3985 | 1.0847 | 0.87054 | 0.91035 | 0.90613 | 0.92314 | 0.90958 | 1.5705 | 1.2474 | 0 | 0 | 61.7152 | 50 | 0 | 50 | 0 | 50 | 196.6133 | 50 | 0 | 90.3187 | 558.468
17- WA Maximum Customer Benefits | Hydrogen/Ammonia | 0 | 0 | 0 | 0 | 0 | 0 | 0 | 0 | 0 | 0 | 0 | 0 | 0 | 0 | 0 | 0 | 0 | 0 | 0 | 0 | 0 | 0 | 227.6291 | 227.6291
17- WA Maximum Customer Benefits | Other "Clean" Baseload | 0 | 0 | 0 | 0 | 0 | 0 | 0 | 0 | 0 | 20 | 0 | 0 | 0 | 0 | 0 | 0 | 0 | 0 | 0 | 0 | 0 | 0 | 20 | 40
17- WA Maximum Customer Benefits | Existing Plant Upgrades | 0 | 0 | 0 | 0 | 0 | 0 | 0 | 0 | 0 | 0 | 0 | 0 | 0 | 0 | 0 | 0 | 0 | 0 | 0 | 0 | 0 | 0 | 0 | 0
17- WA Maximum Customer Benefits | DR Capability | 0 | 0 | 6.7666 | 0 | 0 | 0 | 0 | 0 | 0 | 0 | 0 | 0 | 0 | 0 | 0 | 0 | 0 | 0 | 0 | 0 | 0 | 0 | 0 | 6.7666
17- WA Maximum Customer Benefits | EE- Winter Capacity | 1.519 | 1.8925 | 2.1341 | 2.5147 | 2.6938 | 2.8669 | 2.8823 | 2.7581 | 3.1514 | 3.3262 | 3.2032 | 3.2816 | 3.2256 | 3.2669 | 2.9385 | 2.6184 | 2.5075 | 2.5173 | 2.2307 | 2.3022 | 1.4104 | 1.6242 | 0.90666 | 57.7723
17- WA Maximum Customer Benefits | EE- Summer Capacity | 1.4234 | 1.8049 | 2.0781 | 2.5161 | 2.7539 | 2.9824 | 3.046 | 2.9761 | 3.3925 | 3.6408 | 3.5578 | 3.6339 | 3.5465 | 3.5369 | 3.1309 | 2.6949 | 2.5578 | 2.4962 | 2.1199 | 2.1833 | 1.3741 | 1.5738 | 0.88655 | 59.9069
17- WA Maximum Customer Benefits
17- WA Maximum Customer Benefits | Idaho
17- WA Maximum Customer Benefits | NG CT | 0 | 0 | 0 | 0 | 0 | 0 | 0 | 0 | 0 | 0 | 0 | 90.2475 | 0 | 0 | 0 | 0 | 0 | 0 | 90.2475 | 90.2475 | 0 | 0 | 0 | 270.7425
17- WA Maximum Customer Benefits | Solar | 0 | 0 | 0 | 0 | 0 | 0 | 0 | 0 | 0 | 0 | 0 | 0 | 0 | 0 | 0 | 0 | 0 | 0 | 0 | 0 | 0 | 0 | 0 | 0
17- WA Maximum Customer Benefits | Storage Added to Solar | 0 | 0 | 0 | 0 | 0 | 0 | 0 | 0 | 0 | 0 | 0 | 0 | 0 | 0 | 0 | 0 | 0 | 0 | 0 | 0 | 0 | 0 | 0 | 0
17- WA Maximum Customer Benefits | Wind | 0 | 0 | 0 | 0 | 0 | 0 | 0 | 0 | 0 | 0 | 0 | 0 | 0 | 0 | 0 | 0 | 0 | 0 | 0 | 0 | 0 | 0 | 0 | 0
17- WA Maximum Customer Benefits | Storage | 0 | 0 | 0 | 0 | 0 | 0 | 0 | 0 | 0 | 0 | 0 | 0 | 0 | 0 | 0 | 0 | 0 | 0 | 0 | 0 | 0 | 0 | 67.2517 | 67.2517
17- WA Maximum Customer Benefits | Hydrogen/Ammonia | 0 | 0 | 0 | 0 | 0 | 0 | 0 | 0 | 0 | 0 | 0 | 0 | 0 | 0 | 0 | 0 | 0 | 0 | 0 | 0 | 0 | 0 | 0 | 0
17- WA Maximum Customer Benefits | Other "Clean" Baseload | 0 | 0 | 0 | 0 | 0 | 0 | 0 | 0 | 0 | 0 | 0 | 0 | 0 | 0 | 0 | 0 | 0 | 0 | 0 | 0 | 0 | 0 | 0 | 0
17- WA Maximum Customer Benefits | Existing Plant Upgrades | 0 | 0 | 0 | 0 | 0 | 0 | 0 | 0 | 0 | 0 | 0 | 0 | 0 | 0 | 0 | 0 | 0 | 0 | 0 | 0 | 0 | 0 | 0 | 0
17- WA Maximum Customer Benefits | DR Capability | 0 | 0 | 0 | 0 | 0 | 0 | 0 | 0 | 0 | 0 | 0 | 0 | 0 | 0 | 0 | 0 | 0 | 0 | 0 | 0 | 0 | 0 | 0 | 0
17- WA Maximum Customer Benefits | EE- Winter Capacity | 0.64856 | 0.801 | 0.92715 | 1.0813 | 1.1643 | 1.2328 | 1.2258 | 1.204 | 1.3163 | 1.3736 | 1.2983 | 1.3271 | 1.2914 | 1.3015 | 1.1653 | 1.0397 | 0.99927 | 1.0042 | 0.86551 | 0.91347 | 0.50696 | 0.56768 | 0.34674 | 23.602
17- WA Maximum Customer Benefits | EE- Summer Capacity | 0.60006 | 0.75882 | 0.8973 | 1.0743 | 1.1787 | 1.2698 | 1.2826 | 1.2782 | 1.4006 | 1.477 | 1.4122 | 1.4406 | 1.389 | 1.3787 | 1.2112 | 1.0607 | 1.0179 | 0.99207 | 0.82664 | 0.86115 | 0.4917 | 0.55628 | 0.33601 | 24.1916
17- WA Maximum Customer Benefits
17- WA Maximum Customer Benefits | Energy Efficiency Energy (GWh excludes losses)
17- WA Maximum Customer Benefits | WA | 21.6313 | 47.0099 | 75.9943 | 107.141 | 141.1712 | 178.1813 | 217.018 | 254.8889 | 292.8023 | 328.9863 | 361.4768 | 390.5403 | 416.4179 | 439.55 | 460.3438 | 476.9265 | 491.9504 | 505.236 | 517.7465 | 529.5331 | 536.2561 | 542.9389 | 548.1314 | 62.5721
17- WA Maximum Customer Benefits | ID | 7.7919 | 16.8956 | 27.275 | 38.365 | 50.3862 | 63.2079 | 76.4353 | 89.2461 | 102.2188 | 114.8266 | 125.6326 | 135.5791 | 144.748 | 153.2586 | 161.1578 | 167.6164 | 173.6147 | 179.0172 | 184.1037 | 188.9643 | 191.3743 | 193.7253 | 195.654 | 22.3349
17- WA Maximum Customer Benefits | Total | 29.4232 | 63.9055 | 103.2692 | 145.506 | 191.5574 | 241.3892 | 293.4533 | 344.135 | 395.0211 | 443.8129 | 487.1094 | 526.1194 | 561.166 | 592.8086 | 621.5016 | 644.5429 | 665.5651 | 684.2532 | 701.8502 | 718.4974 | 727.6304 | 736.6643 | 743.7854 | 84.907
17- WA Maximum Customer Benefits
17- WA Maximum Customer Benefits | aMW w/ losses
17- WA Maximum Customer Benefits | WA | 2.6034 | 5.6598 | 9.1472 | 12.8974 | 16.9952 | 21.4589 | 26.1298 | 30.6918 | 35.26 | 39.6338 | 43.5377 | 47.0425 | 50.1643 | 52.9738 | 55.4665 | 57.4703 | 59.2868 | 60.9157 | 62.4091 | 63.8371 | 64.6552 | 65.4929 | 66.1036 | 66.1036
17- WA Maximum Customer Benefits | ID | 0.93777 | 2.0342 | 3.283 | 4.6183 | 6.0658 | 7.6123 | 9.2031 | 10.7463 | 12.3095 | 13.8334 | 15.1317 | 16.3312 | 17.4372 | 18.4704 | 19.4178 | 20.198 | 20.923 | 21.5839 | 22.1918 | 22.7803 | 23.0736 | 23.3684 | 23.5955 | 23.5955
17- WA Maximum Customer Benefits | Total | 3.5411 | 7.694 | 12.4302 | 17.5157 | 23.061 | 29.0713 | 35.3329 | 41.4381 | 47.5695 | 53.4672 | 58.6694 | 63.3737 | 67.6015 | 71.4442 | 74.8843 | 77.6683 | 80.2098 | 82.4996 | 84.6009 | 86.6174 | 87.7288 | 88.8613 | 89.6991 | 89.6991
18- National GHG Pricing | Shared System Resource
18- National GHG Pricing | NG CT | 0 | 0 | 0 | 0 | 0 | 0 | 0 | 0 | 0 | 0 | 0 | 0 | 0 | 0 | 0 | 0 | 0 | 0 | 0 | 0 | 0 | 0 | 0 | 0
18- National GHG Pricing | Solar | 0 | 0 | 0 | 0 | 0 | 0 | 0 | 0 | 0 | 0 | 0 | 0 | 0 | 0 | 0 | 0 | 0 | 0 | 0 | 0 | 0 | 0 | 0 | 0
18- National GHG Pricing | Storage Added to Solar | 0 | 0 | 0 | 0 | 0 | 0 | 0 | 0 | 0 | 0 | 0 | 0 | 0 | 0 | 0 | 0 | 0 | 0 | 0 | 0 | 0 | 0 | 0 | 0
18- National GHG Pricing | Wind | 0 | 0 | 0 | 0 | 0 | 0 | 0 | 0 | 0 | 0 | 0 | 0 | 0 | 0 | 0 | 0 | 0 | 0 | 0 | 0 | 0 | 0 | 0 | 0
18- National GHG Pricing | Storage | 0 | 0 | 0 | 0 | 0 | 0 | 0 | 0 | 0 | 0 | 0 | 0 | 0 | 0 | 0 | 0 | 0 | 0 | 56.4118 | 0 | 57.8763 | 50 | 0 | 164.2881
18- National GHG Pricing | Hydrogen/Ammonia | 0 | 0 | 0 | 0 | 0 | 0 | 0 | 0 | 0 | 0 | 0 | 0 | 0 | 0 | 0 | 0 | 0 | 0 | 0 | 0 | 0 | 0 | 0 | 0
18- National GHG Pricing | Other "Clean" Baseload | 0 | 0 | 0 | 0 | 0 | 0 | 0 | 0 | 0 | 0 | 0 | 0 | 0 | 0 | 0 | 0 | 0 | 0 | 0 | 0 | 0 | 0 | 0 | 0
18- National GHG Pricing | Existing Plant Upgrades | 0 | 0 | 0 | 0 | 0 | 0 | 0 | 0 | 0 | 0 | 0 | 0 | 5 | 0 | 0 | 0 | 0 | 0 | 0 | 0 | 0 | 0 | 0 | 5
18- National GHG Pricing | [24 empty] | 0
18- National GHG Pricing
18- National GHG Pricing
18- National GHG Pricing | Washington
18- National GHG Pricing | NG CT | 0 | 0 | 0 | 0 | 0 | 0 | 0 | 0 | 0 | 0 | 0 | 0 | 0 | 0 | 0 | 0 | 0 | 0 | 0 | 0 | 0 | 0 | 0 | 0
18- National GHG Pricing | Solar | 0 | 0.66473 | 0.68964 | 0.7159 | 0.74475 | 0.7763 | 0.80411 | 0.83084 | 0.8647 | 0.43811 | 0.92763 | 0.24936 | 0.23579 | 0.20311 | 0.26339 | 0.27662 | 0 | 0.30197 | 0.20765 | 0 | 0 | 0.37384 | 0.40587 | 9.9743
18- National GHG Pricing | Storage Added to Solar | 0 | 0 | 0 | 0 | 0 | 0 | 0 | 0 | 0 | 0 | 0 | 0 | 0 | 0 | 0 | 0 | 0 | 0 | 0.10382 | 0 | 0 | 0 | 0 | 0.10382
18- National GHG Pricing | Wind | 0 | 0 | 0 | 0 | 0 | 0 | 0 | 0 | 200 | 200 | 0 | 0 | 0 | 0 | 0 | 0 | 0 | 0 | 140 | 105 | 100 | 200 | 200 | 1145
18- National GHG Pricing | Storage | 0 | 0 | 0 | 0 | 0 | 0 | 0 | 0 | 0 | 61.7665 | 0 | 0 | 0 | 0 | 0 | 50 | 0.5 | 50 | 0 | 200.5091 | 0.5 | 0 | 0 | 363.2756
18- National GHG Pricing | Hydrogen/Ammonia | 0 | 0 | 0 | 0 | 0 | 0 | 0 | 0 | 0 | 0 | 0 | 0 | 0 | 0 | 0 | 0 | 0 | 0 | 0 | 0 | 0 | 0 | 318.2375 | 318.2375
18- National GHG Pricing | Other "Clean" Baseload | 0 | 0 | 0 | 0 | 0 | 0 | 0 | 0 | 0 | 0 | 0 | 0 | 0 | 0 | 0 | 0 | 0 | 0 | 0 | 0 | 0 | 0 | 77.6 | 77.6
18- National GHG Pricing | Existing Plant Upgrades | 0 | 0 | 0 | 0 | 0 | 0 | 0 | 0 | 0 | 0 | 0 | 0 | 0 | 0 | 0 | 0 | 0 | 0 | 0 | 0 | 0 | 0 | 0 | 0
18- National GHG Pricing | DR Capability | 0 | 0 | 6.7666 | 0 | 0 | 0 | 0 | 0 | 0 | 0 | 0 | 0 | 0 | 0 | 0 | 0 | 0 | 0 | 0 | 0 | 0 | 0 | 0 | 6.7666
18- National GHG Pricing | EE- Winter Capacity | 1.4924 | 1.8635 | 2.1026 | 2.4797 | 2.6546 | 2.8221 | 2.8333 | 2.7026 | 3.0905 | 3.259 | 3.1359 | 3.2108 | 3.1533 | 3.1912 | 2.8681 | 2.5649 | 2.4558 | 2.465 | 2.1855 | 2.2573 | 1.3726 | 1.579 | 0.87361 | 56.6132
18- National GHG Pricing | EE- Summer Capacity | 1.3992 | 1.7793 | 2.0513 | 2.4873 | 2.7227 | 2.9481 | 3.0101 | 2.9364 | 3.3499 | 3.5944 | 3.5116 | 3.5848 | 3.4957 | 3.4829 | 3.0809 | 2.6597 | 2.5231 | 2.4597 | 2.0864 | 2.1486 | 1.3435 | 1.5407 | 0.86012 | 59.0564
18- National GHG Pricing
18- National GHG Pricing | Idaho
18- National GHG Pricing | NG CT | 0 | 0 | 0 | 0 | 0 | 0 | 0 | 0 | 0 | 0 | 0 | 0 | 0 | 90.2475 | 0 | 0 | 0 | 0 | 0 | 126.1723 | 0 | 0 | 60.3427 | 276.7625
18- National GHG Pricing | Solar | 0 | 0 | 0 | 0 | 0 | 0 | 0 | 0 | 0 | 0 | 0 | 0 | 0 | 0 | 0 | 0 | 0 | 0 | 0 | 0 | 0 | 0 | 0 | 0
18- National GHG Pricing | Storage Added to Solar | 0 | 0 | 0 | 0 | 0 | 0 | 0 | 0 | 0 | 0 | 0 | 0 | 0 | 0 | 0 | 0 | 0 | 0 | 0 | 0 | 0 | 0 | 0 | 0
18- National GHG Pricing | Wind | 0 | 0 | 0 | 0 | 0 | 0 | 0 | 0 | 0 | 0 | 0 | 0 | 0 | 0 | 0 | 0 | 0 | 0 | 0 | 0 | 0 | 0 | 0 | 0
18- National GHG Pricing | Storage | 0 | 0 | 0 | 0 | 0 | 0 | 0 | 0 | 0 | 29.8186 | 0 | 0 | 0 | 0 | 0 | 0 | 0 | 0 | 0 | 0 | 0 | 0 | 30.848 | 60.6666
18- National GHG Pricing | Hydrogen/Ammonia | 0 | 0 | 0 | 0 | 0 | 0 | 0 | 0 | 0 | 0 | 0 | 0 | 0 | 0 | 0 | 0 | 0 | 0 | 0 | 0 | 0 | 0 | 0 | 0
18- National GHG Pricing | Other "Clean" Baseload | 0 | 0 | 0 | 0 | 0 | 0 | 0 | 0 | 0 | 0 | 0 | 0 | 0 | 0 | 0 | 0 | 0 | 0 | 0 | 0 | 0 | 0 | 0 | 0
18- National GHG Pricing | Existing Plant Upgrades | 0 | 0 | 0 | 0 | 0 | 0 | 0 | 0 | 0 | 0 | 0 | 0 | 0 | 0 | 0 | 0 | 0 | 0 | 0 | 0 | 0 | 0 | 0 | 0
18- National GHG Pricing | DR Capability | 0 | 0 | 0 | 0 | 0 | 0 | 0 | 0 | 0 | 0 | 0 | 0 | 0 | 0 | 0 | 0 | 0 | 0 | 0 | 0 | 0 | 0 | 0 | 0
18- National GHG Pricing | EE- Winter Capacity | 0.7147 | 0.87509 | 1.0097 | 1.1723 | 1.2638 | 1.3458 | 1.3436 | 1.3254 | 1.4319 | 1.4798 | 1.3815 | 1.3941 | 1.343 | 1.3463 | 1.1972 | 1.0525 | 1.0129 | 1.0222 | 0.87601 | 0.92848 | 0.51844 | 0.58358 | 0.35439 | 24.9727
18- National GHG Pricing | EE- Summer Capacity | 0.63044 | 0.78976 | 0.92865 | 1.1066 | 1.2122 | 1.3059 | 1.3196 | 1.3178 | 1.4415 | 1.5201 | 1.4544 | 1.4852 | 1.4355 | 1.4292 | 1.2608 | 1.0968 | 1.0562 | 1.0338 | 0.86536 | 0.90299 | 0.53025 | 0.59765 | 0.37205 | 25.0927
18- National GHG Pricing
18- National GHG Pricing | Energy Efficiency Energy (GWh excludes losses)
18- National GHG Pricing | WA | 20.1879 | 43.9663 | 71.1304 | 100.3779 | 132.2558 | 166.8975 | 203.1316 | 238.2892 | 273.5832 | 307.2616 | 337.523 | 364.5745 | 388.6457 | 410.1084 | 429.4046 | 444.7635 | 458.7659 | 471.2233 | 483.0454 | 494.2351 | 500.5443 | 506.7203 | 511.4203 | 58.3813
18- National GHG Pricing | ID | 7.9758 | 17.2537 | 27.7959 | 39.0369 | 51.201 | 64.1557 | 77.5073 | 90.4358 | 103.5197 | 116.2346 | 127.2385 | 137.3748 | 146.7143 | 155.3834 | 163.4413 | 169.9542 | 176.0234 | 181.5098 | 186.6925 | 191.6574 | 194.1613 | 196.6079 | 198.6333 | 22.675
18- National GHG Pricing | Total | 28.1637 | 61.2199 | 98.9263 | 139.4148 | 183.4568 | 231.0532 | 280.6389 | 328.725 | 377.1029 | 423.4962 | 464.7615 | 501.9493 | 535.36 | 565.4918 | 592.8459 | 614.7177 | 634.7893 | 652.733 | 669.7379 | 685.8925 | 694.7057 | 703.3282 | 710.0536 | 81.0563
18- National GHG Pricing
18- National GHG Pricing | aMW w/ losses
18- National GHG Pricing | WA | 2.4297 | 5.2934 | 8.5618 | 12.0833 | 15.9219 | 20.1 | 24.4578 | 28.693 | 32.9456 | 37.0165 | 40.6526 | 43.9148 | 46.8186 | 49.4255 | 51.7387 | 53.5946 | 55.2876 | 56.8148 | 58.2262 | 59.5818 | 60.3495 | 61.124 | 61.6763 | 61.6763
18- National GHG Pricing | ID | 0.9599 | 2.0773 | 3.3457 | 4.6992 | 6.1639 | 7.7265 | 9.3322 | 10.8896 | 12.4661 | 14.0031 | 15.3251 | 16.5475 | 17.6741 | 18.7265 | 19.6929 | 20.4797 | 21.2132 | 21.8844 | 22.5039 | 23.105 | 23.4096 | 23.7162 | 23.9548 | 23.9548
18- National GHG Pricing | Total | 3.3896 | 7.3706 | 11.9075 | 16.7824 | 22.0858 | 27.8265 | 33.79 | 39.5826 | 45.4117 | 51.0196 | 55.9777 | 60.4623 | 64.4927 | 68.152 | 71.4316 | 74.0744 | 76.5009 | 78.6992 | 80.7301 | 82.6868 | 83.7591 | 84.8401 | 85.6311 | 85.6311

## Resource Table
|  | 1- Preferred Resource Strategy | 2- Alternative Lowest Reasonable Cost Portfolio | 3- Baseline Portfolio | 4- No Resource Additions | 5- No CETA/ No new NG | 6- WRAP PRM | 7- WRAP PRM No QCC Changes | 8- VERs Assigned to Washington | 9- Low Economic Growth Loads | 10- High Economic Growth Loads | 11- High Electric Vehicle Growth | 12- WA Space/ Water Electrification | 13- WA Space/ Water Electrification w/NG Backup | 14- Combined Electrification | 15- Clean Portfolio by 2045 | 16- Social Cost Included for Idaho | 17- WA Maximum Customer Benefits | 18- National GHG Pricing | 2- Alternative Lowest Reasonable Cost Portfolio | 3- Baseline Portfolio | 4- No Resource Additions | 5- No CETA/ No new NG | 6- WRAP PRM | 7- WRAP PRM No QCC Changes | 8- VERs Assigned to Washington | 9- Low Economic Growth Loads | 10- High Economic Growth Loads | 11- High Electric Vehicle Growth | 12- WA Space/ Water Electrification | 13- WA Space/ Water Electrification w/NG Backup | 14- Combined Electrification | 15- Clean Portfolio by 2045 | 16- Social Cost Included for Idaho | 17- WA Maximum Customer Benefits | 18- National GHG Pricing
64.4% | Washington
| NG CT | 0 | 247.3443 | 430.9469 | 0 | 0 | 0 | 0 | 0 | 0 | 0 | 0 | 0 | 0 | 0 | 0 | 0 | 0 | 0 | 247.3443 | 430.9469 | 0 | 0 | 0 | 0 | 0 | 0 | 0 | 0 | 0 | 0 | 0 | 0 | 0 | 0 | 0
| Solar | 9.7183 | 50.8301 | 0 | 0 | 0 | 10.647 | 10.5574 | 10.998 | 9.9154 | 10.8302 | 96.5699 | 11.3589 | 161.0081 | 11.0883 | 9.8942 | 83.5876 | 826.5573 | 9.9743 | 41.1118 | -9.7183 | -9.7183 | -9.7183 | 0.92866 | 0.83901 | 1.2797 | 0.19701 | 1.1119 | 86.8515 | 1.6406 | 151.2898 | 1.3699 | 0.17581 | 73.8693 | 816.8389 | 0.25596
| Storage Added to Solar | 0.31806 | 25.4151 | 0 | 0 | 0 | 0.52773 | 0 | 0.4247 | 0.75134 | 0.62456 | 0 | 0.20093 | 0.52462 | 0.43244 | 0.62434 | 37.2684 | 0.52101 | 0.10382 | 25.097 | -0.31806 | -0.31806 | -0.31806 | 0.20967 | -0.31806 | 0.10664 | 0.43328 | 0.30649 | -0.31806 | -0.11713 | 0.20656 | 0.11438 | 0.30628 | 36.9503 | 0.20295 | -0.21424
| Wind | 944.7181 | 842.5765 | 364.4 | 0 | 400 | 1028.4263 | 1145 | 845 | 905 | 1045 | 1244.8942 | 1545 | 1345 | 1545 | 1009.4 | 905 | 845 | 1145 | -102.1417 | -580.3181 | -944.7181 | -544.7181 | 83.7081 | 200.2819 | -99.7181 | -39.7181 | 100.2819 | 300.1761 | 600.2819 | 400.2819 | 600.2819 | 64.6819 | -39.7181 | -99.7181 | 200.2819
| Storage | 129.968 | 493.6295 | 264.6141 | 0 | 795.012 | 364.9612 | 454.3233 | 125.2781 | 298.2366 | 209.2309 | 491.8311 | 935.0033 | 569.1653 | 1231.0406 | 90.9577 | 122.9004 | 590.668 | 469.0771 | 363.6615 | 134.6461 | -129.968 | 665.044 | 234.9932 | 324.3553 | -4.6899 | 168.2686 | 79.2629 | 361.8631 | 805.0353 | 439.1973 | 1101.0726 | -39.0103 | -7.0675 | 460.7 | 339.1092
| Hydrogen/Ammonia | 696.4868 | 88.4301 | 0 | 0 | 79 | 577.9709 | 311.5243 | 682.0372 | 366.0946 | 645.8805 | 706.543 | 890.2548 | 767.1541 | 712.2121 | 704.4843 | 682.204 | 227.6291 | 318.2375 | -608.0567 | -696.4868 | -696.4868 | -617.4868 | -118.5159 | -384.9625 | -14.4496 | -330.3922 | -50.6063 | 10.0562 | 193.7681 | 70.6673 | 15.7253 | 7.9975 | -14.2828 | -468.8577 | -378.2493
| Other "Clean" Baseload | 0 | 0 | 0 | 0 | 0 | 20 | 77.6 | 20 | 97.6 | 20 | 97.6 | 97.6 | 97.6 | 446.9823 | 32.88 | 20 | 40 | 77.6 | 0 | 0 | 0 | 0 | 20 | 77.6 | 20 | 97.6 | 20 | 97.6 | 97.6 | 97.6 | 446.9823 | 32.88 | 20 | 40 | 77.6
| Existing Plant Upgrades | 0 | 0 | 3.22 | 0 | 0 | 6.44 | 6.44 | 0 | 3.22 | 3.22 | 0 | 0 | 0 | 3.22 | 0 | 0 | 3.22 | 3.22 | 0 | 3.22 | 0 | 0 | 6.44 | 6.44 | 0 | 3.22 | 3.22 | 0 | 0 | 0 | 3.22 | 0 | 0 | 3.22 | 3.22
| DR Capability | 6.7666 | 6.7666 | 6.7666 | 0 | 7 | 6.7666 | 6.7666 | 6.7666 | 6.7666 | 6.7666 | 6.7666 | 6.7666 | 6.7666 | 6.7666 | 6.7666 | 6.7666 | 6.7666 | 6.7666 | 0 | 0 | -6.7666 | 0.23335 | 0 | 0 | 0 | 0 | 0 | 0 | 0 | 0 | 0 | 0 | 0 | 0 | 0
| EE- Winter Capacity | 56.6132 | 56.8662 | 56.6132 | 56.6132 | 55 | 56.7324 | 56.5491 | 56.5443 | 56.6132 | 56.6132 | 56.7587 | 57.4321 | 56.8779 | 57.5301 | 56.7586 | 56.7142 | 57.7723 | 56.6132 | 0.25296 | 2.2737e-13 | 0 | -1.6132 | 0.11912 | -0.064098 | -0.068958 | 0 | 0 | 0.14541 | 0.81881 | 0.26466 | 0.91684 | 0.14539 | 0.10098 | 1.159 | 2.2737e-13
| EE- Summer Capacity | 59.0564 | 59.5415 | 59.0564 | 59.0564 | 59 | 60.1012 | 58.9972 | 58.9846 | 59.0564 | 59.0564 | 59.3766 | 59.5983 | 59.5344 | 60.1082 | 59.3765 | 59.2441 | 59.9069 | 59.0564 | 0.48511 | 1.1298e-12 | 0 | -0.056365 | 1.0448 | -0.059162 | -0.071761 | 0 | 0 | 0.32024 | 0.54189 | 0.47806 | 1.0518 | 0.3201 | 0.18769 | 0.8505 | 1.1298e-12
35.6% | Idaho
| NG CT | 303.5132 | 264.2256 | 164.0531 | 0 | 0 | 302.2766 | 278.4757 | 317.9628 | 228.9054 | 349.1195 | 293.457 | 267.2541 | 271.532 | 282.7879 | 0 | 202.7029 | 270.7425 | 276.7625 | -39.2876 | -139.4601 | -303.5132 | -303.5132 | -1.2366 | -25.0375 | 14.4496 | -74.6078 | 45.6063 | -10.0562 | -36.2591 | -31.9813 | -20.7253 | -303.5132 | -100.8104 | -32.7707 | -26.7507
| Solar | 0 | 0 | 0 | 0 | 0 | 0 | 0 | 0 | 0 | 0 | 0 | 0 | 0 | 0 | 0 | 0 | 0 | 0 | 0 | 0 | 0 | 0 | 0 | 0 | 0 | 0 | 0 | 0 | 0 | 0 | 0 | 0 | 0 | 0 | 0
| Storage Added to Solar | 0 | 0 | 0 | 0 | 0 | 0 | 0 | 0 | 0 | 0 | 0 | 0 | 0 | 0 | 0 | 0 | 0 | 0 | 0 | 0 | 0 | 0 | 0 | 0 | 0 | 0 | 0 | 0 | 0 | 0 | 0 | 0 | 0 | 0 | 0
| Wind | 0 | 0 | 35.6 | 0 | 0 | 0 | 0 | 0 | 0 | 0 | 0 | 0 | 0 | 0 | 235.6 | 0 | 0 | 0 | 0 | 35.6 | 0 | 0 | 0 | 0 | 0 | 0 | 0 | 0 | 0 | 0 | 0 | 235.6 | 0 | 0 | 0
| Storage | 66.9249 | 89.0262 | 175.7616 | 0 | 349.988 | 87.322 | 126.0035 | 41.6134 | 77.2092 | 111.7676 | 160.6 | 134.8138 | 148.9546 | 166.9044 | 18.001 | 35.6 | 85.0517 | 119.1531 | 22.1013 | 108.8366 | -66.9249 | 283.0631 | 20.3971 | 59.0785 | -25.3116 | 10.2843 | 44.8427 | 93.6751 | 67.8888 | 82.0297 | 99.9795 | -48.9239 | -31.3249 | 18.1267 | 52.2282
| Hydrogen/Ammonia | 0 | 0 | 0 | 0 | 0 | 0 | 0 | 0 | 0 | 0 | 0 | 0 | 0 | 0 | 377.0656 | 115.0932 | 0 | 0 | 0 | 0 | 0 | 0 | 0 | 0 | 0 | 0 | 0 | 0 | 0 | 0 | 0 | 377.0656 | 115.0932 | 0 | 0
| Other "Clean" Baseload | 0 | 0 | 0 | 0 | 0 | 0 | 0 | 0 | 0 | 0 | 0 | 0 | 0 | 0 | 64.72 | 20 | 0 | 0 | 0 | 0 | 0 | 0 | 0 | 0 | 0 | 0 | 0 | 0 | 0 | 0 | 0 | 64.72 | 20 | 0 | 0
| Existing Plant Upgrades | 0 | 0 | 1.78 | 0 | 0 | 3.56 | 3.56 | 0 | 1.78 | 1.78 | 0 | 0 | 0 | 1.78 | 0 | 0 | 1.78 | 1.78 | 0 | 1.78 | 0 | 0 | 3.56 | 3.56 | 0 | 1.78 | 1.78 | 0 | 0 | 0 | 1.78 | 0 | 0 | 1.78 | 1.78
| DR Capability | 0 | 0 | 10.7541 | 0 | 0 | 0 | 5.3359 | 0 | 0 | 7.2136 | 0 | 0 | 0 | 0 | 7.2136 | 0 | 0 | 0 | 0 | 10.7541 | 0 | 0 | 0 | 5.3359 | 0 | 0 | 7.2136 | 0 | 0 | 0 | 0 | 7.2136 | 0 | 0 | 0
| EE- Winter Capacity | 23.7913 | 25.1182 | 23.7913 | 23.7913 | 22 | 24.2092 | 24.2091 | 23.8803 | 23.7913 | 23.7913 | 24.1057 | 23.9291 | 25.5629 | 25.9305 | 27.1288 | 24.2092 | 23.602 | 24.9727 | 1.3269 | 0 | 0 | -1.7913 | 0.41789 | 0.41783 | 0.089028 | 0 | 0 | 0.31438 | 0.1378 | 1.7716 | 2.1392 | 3.3375 | 0.41789 | -0.18932 | 1.1814
| EE- Summer Capacity | 24.413 | 26.096 | 24.413 | 24.413 | 21 | 25.7844 | 25.5096 | 24.4407 | 24.413 | 24.413 | 24.9669 | 24.4876 | 24.6363 | 26.0713 | 27.6502 | 25.8519 | 24.1916 | 25.0927 | 1.683 | 0 | 0 | -3.413 | 1.3713 | 1.0966 | 0.027715 | 0 | 0 | 0.55388 | 0.074572 | 0.22325 | 1.6583 | 3.2372 | 1.4389 | -0.22143 | 0.67969
| Sum | 2322.288 | 2275.8659 | 1621.7703 | 163.8739 | 1788 | 2575.7255 | 2590.8517 | 2213.9308 | 2159.3531 | 2575.3075 | 3263.4696 | 4053.6995 | 3534.3169 | 4577.8547 | 2728.5214 | 2397.1425 | 3063.409 | 2593.41
| Check | 2322.288 | 2275.8659 | 1621.7703 | 163.8739 | 1788 | 2575.7255 | 2590.8517 | 2213.9308 | 2159.3531 | 2575.3075 | 3263.4696 | 4053.6995 | 3534.3169 | 4577.8547 | 2728.5214 | 2397.1425 | 3063.409 | 2593.41
|  | Washington |  |  |  | Idaho
| Resource Selection | 1- Preferred Resource Strategy | 18- National GHG Pricing | Change |  | 5- No CETA/ No new NG | 4- No Resource Additions | Change
| NG CT | 0 | 0 | 0 |  | 303.5132 | 276.7625 | -26.7507
| Solar | 9.7183 | 9.9743 | 0.25596 |  | 0 | 0 | 0
| Storage Added to Solar | 0.31806 | 0.10382 | -0.21424 |  | 0 | 0 | 0
| Wind | 944.7181 | 1145 | 200.2819 |  | 0 | 0 | 0
| Storage | 129.968 | 469.0771 | 339.1092 |  | 66.9249 | 119.1531 | 52.2282
| Hydrogen/Ammonia | 696.4868 | 318.2375 | -378.2493 |  | 0 | 0 | 0
| Other "Clean" Baseload | 0 | 77.6 | 77.6 |  | 0 | 0 | 0
| Existing Plant Upgrades | 0 | 3.22 | 3.22 |  | 0 | 1.78 | 1.78
| DR Capability | 6.7666 | 6.7666 | 0 |  | 0 | 0 | 0
| EE- Winter Capacity | 56.6132 | 56.6132 | 2.2737e-13 |  | 23.7913 | 24.9727 | 1.1814
| EE- Summer Capacity | 59.0564 | 59.0564 | 1.1298e-12 |  | 24.413 | 25.0927 | 0.67969

## PRS
| WA | 65.65%
| ID | 34.35%
|  | WASHINGTON | [22 empty] | IDAHO | [22 empty] | SYSTEM
|  | 2023 | 2024 | 2025 | 2026 | 2027 | 2028 | 2029 | 2030 | 2031 | 2032 | 2033 | 2034 | 2035 | 2036 | 2037 | 2038 | 2039 | 2040 | 2041 | 2042 | 2043 | 2044 | 2045 | 2023 | 2024 | 2025 | 2026 | 2027 | 2028 | 2029 | 2030 | 2031 | 2032 | 2033 | 2034 | 2035 | 2036 | 2037 | 2038 | 2039 | 2040 | 2041 | 2042 | 2043 | 2044 | 2045 | 2023 | 2024 | 2025 | 2026 | 2027 | 2028 | 2029 | 2030 | 2031 | 2032 | 2033 | 2034 | 2035 | 2036 | 2037 | 2038 | 2039 | 2040 | 2041 | 2042 | 2043 | 2044 | 2045
Natural Gas | 7F.04 CT Frame Greenfield | 0 | 0 | 0 | 0 | 0 | 0 | 0 | 0 | 0 | 0 | 0 | 0 | 0 | 0 | 0 | 0 | 0 | 0 | 0 | 0 | 0 | 0 | 0 | 0 | 0 | 0 | 0 | 0 | 0 | 0 | 0 | 0 | 0 | 0 | 90 | 0 | 0 | 0 | 0 | 0 | 0 | 0 | 102 | 0 | 0 | 0 | 0 | 0 | 0 | 0 | 0 | 0 | 0 | 0 | 0 | 0 | 0 | 0 | 0 | 0 | 0 | 0 | 0 | 0 | 0 | 0 | 0 | 0 | 0
Natural Gas | Reciprocating Engine (ICE) Machine | 0 | 0 | 0 | 0 | 0 | 0 | 0 | 0 | 0 | 0 | 0 | 0 | 0 | 0 | 0 | 0 | 0 | 0 | 0 | 0 | 0 | 0 | 0 | 0 | 0 | 0 | 0 | 0 | 0 | 0 | 0 | 0 | 0 | 0 | 0 | 0 | 0 | 0 | 0 | 0 | 0 | 46 | 0 | 0 | 0 | 65 | 0 | 0 | 0 | 0 | 0 | 0 | 0 | 0 | 0 | 0 | 0 | 0 | 0 | 0 | 0 | 0 | 0 | 0 | 0 | 0 | 0 | 0 | 0
Natural Gas | NG CCCT (1x1 w/DF) | 0 | 0 | 0 | 0 | 0 | 0 | 0 | 0 | 0 | 0 | 0 | 0 | 0 | 0 | 0 | 0 | 0 | 0 | 0 | 0 | 0 | 0 | 0 | 0 | 0 | 0 | 0 | 0 | 0 | 0 | 0 | 0 | 0 | 0 | 0 | 0 | 0 | 0 | 0 | 0 | 0 | 0 | 0 | 0 | 0 | 0 | 0 | 0 | 0 | 0 | 0 | 0 | 0 | 0 | 0 | 0 | 0 | 0 | 0 | 0 | 0 | 0 | 0 | 0 | 0 | 0 | 0 | 0 | 0
Nuclear | Small Modular Reactor | 0 | 0 | 0 | 0 | 0 | 0 | 0 | 0 | 0 | 0 | 0 | 0 | 0 | 0 | 0 | 0 | 0 | 0 | 0 | 0 | 0 | 0 | 0 | 0 | 0 | 0 | 0 | 0 | 0 | 0 | 0 | 0 | 0 | 0 | 0 | 0 | 0 | 0 | 0 | 0 | 0 | 0 | 0 | 0 | 0 | 0 | 0 | 0 | 0 | 0 | 0 | 0 | 0 | 0 | 0 | 0 | 0 | 0 | 0 | 0 | 0 | 0 | 0 | 0 | 0 | 0 | 0 | 0 | 0
NW Wind | NW Wind On System | 0 | 0 | 0 | 0 | 0 | 0 | 0 | 200 | 0 | 0 | 0 | 0 | 0 | 0 | 0 | 0 | 0 | 0 | 0 | 0 | 0 | 0 | 0 | 0 | 0 | 0 | 0 | 0 | 0 | 0 | 0 | 0 | 0 | 0 | 0 | 0 | 0 | 0 | 0 | 0 | 0 | 0 | 0 | 0 | 0 | 0 | 0 | 0 | 0 | 0 | 0 | 0 | 0 | 0 | 0 | 0 | 0 | 0 | 0 | 0 | 0 | 0 | 0 | 0 | 0 | 0 | 0 | 0 | 0
NW Wind | NW Wind Off System | 0 | 0 | 0 | 0 | 0 | 0 | 0 | 0 | 0 | 0 | 0 | 0 | 0 | 0 | 0 | 0 | 0 | 0 | 0 | 0 | 0 | 100 | 199.7 | 0 | 0 | 0 | 0 | 0 | 0 | 0 | 0 | 0 | 0 | 0 | 0 | 0 | 0 | 0 | 0 | 0 | 0 | 0 | 0 | 0 | 0 | 0 | 0 | 0 | 0 | 0 | 0 | 0 | 0 | 0 | 0 | 0 | 0 | 0 | 0 | 0 | 0 | 0 | 0 | 0 | 0 | 0 | 0 | 0 | 0
Montana Wind | Wind Montana | 0 | 0 | 0 | 0 | 0 | 0 | 0 | 0 | 0 | 200 | 0 | 0 | 0 | 0 | 0 | 0 | 0 | 0 | 0 | 0 | 0 | 0 | 0 | 0 | 0 | 0 | 0 | 0 | 0 | 0 | 0 | 0 | 0 | 0 | 0 | 0 | 0 | 0 | 0 | 0 | 0 | 0 | 0 | 0 | 0 | 0 | 0 | 0 | 0 | 0 | 0 | 0 | 0 | 0 | 0 | 0 | 0 | 0 | 0 | 0 | 0 | 0 | 0 | 0 | 0 | 0 | 0 | 0 | 0
Off Shore Wind | Off Shore Wind (share) | 0 | 0 | 0 | 0 | 0 | 0 | 0 | 0 | 0 | 0 | 0 | 0 | 0 | 0 | 0 | 0 | 0 | 0 | 0 | 0 | 0 | 0 | 0 | 0 | 0 | 0 | 0 | 0 | 0 | 0 | 0 | 0 | 0 | 0 | 0 | 0 | 0 | 0 | 0 | 0 | 0 | 0 | 0 | 0 | 0 | 0 | 0 | 0 | 0 | 0 | 0 | 0 | 0 | 0 | 0 | 0 | 0 | 0 | 0 | 0 | 0 | 0 | 0 | 0 | 0 | 0 | 0 | 0 | 0
Distributed Solar | New Residential Solar | 0 | 0 | 0 | 0 | 0 | 0 | 0 | 0 | 0 | 0 | 0 | 0.1 | 0 | 0 | 0 | 0 | 0 | 0 | 0 | 0 | 0 | 0 | 0 | 0 | 0 | 0 | 0 | 0 | 0 | 0 | 0 | 0 | 0 | 0 | 0 | 0 | 0 | 0 | 0 | 0 | 0 | 0 | 0 | 0 | 0 | 0 | 0 | 0 | 0 | 0 | 0 | 0 | 0 | 0 | 0 | 0 | 0 | 0 | 0 | 0 | 0 | 0 | 0 | 0 | 0 | 0 | 0 | 0 | 0
Distributed Storage | New Residential Storage | 0 | 0 | 0 | 0 | 0 | 0 | 0 | 0 | 0 | 0 | 0 | 0 | 0 | 0 | 0 | 0 | 0 | 0 | 0 | 0 | 0 | 0 | 0 | 0 | 0 | 0 | 0 | 0 | 0 | 0 | 0 | 0 | 0 | 0 | 0 | 0 | 0 | 0 | 0 | 0 | 0 | 0 | 0 | 0 | 0 | 0 | 0 | 0 | 0 | 0 | 0 | 0 | 0 | 0 | 0 | 0 | 0 | 0 | 0 | 0 | 0 | 0 | 0 | 0 | 0 | 0 | 0 | 0 | 0
Distributed Solar | Existing Residential Solar | 0 | 0 | 0 | 0 | 0 | 0 | 0 | 0 | 0 | 0 | 0 | 0 | 0 | 0 | 0 | 0 | 0 | 0 | 0 | 0 | 0 | 0 | 0 | 0 | 0 | 0 | 0 | 0 | 0 | 0 | 0 | 0 | 0 | 0 | 0 | 0 | 0 | 0 | 0 | 0 | 0 | 0 | 0 | 0 | 0 | 0 | 0 | 0 | 0 | 0 | 0 | 0 | 0 | 0 | 0 | 0 | 0 | 0 | 0 | 0 | 0 | 0 | 0 | 0 | 0 | 0 | 0 | 0 | 0
Distributed Storage | Existing Residential Storage | 0 | 0 | 0 | 0 | 0 | 0 | 0 | 0 | 0 | 0 | 0 | 0 | 0 | 0 | 0 | 0 | 0 | 0 | 0 | 0 | 0 | 0 | 0 | 0 | 0 | 0 | 0 | 0 | 0 | 0 | 0 | 0 | 0 | 0 | 0 | 0 | 0 | 0 | 0 | 0 | 0 | 0 | 0 | 0 | 0 | 0 | 0 | 0 | 0 | 0 | 0 | 0 | 0 | 0 | 0 | 0 | 0 | 0 | 0 | 0 | 0 | 0 | 0 | 0 | 0 | 0 | 0 | 0 | 0
Distributed Solar | Commercial Solar | 0 | 0 | 0 | 0 | 0 | 0 | 0 | 0 | 0 | 0 | 0 | 0 | 0 | 0 | 0 | 0 | 0 | 0 | 0 | 0 | 0 | 0 | 0 | 0 | 0 | 0 | 0 | 0 | 0 | 0 | 0 | 0 | 0 | 0 | 0 | 0 | 0 | 0 | 0 | 0 | 0 | 0 | 0 | 0 | 0 | 0 | 0 | 0 | 0 | 0 | 0 | 0 | 0 | 0 | 0 | 0 | 0 | 0 | 0 | 0 | 0 | 0 | 0 | 0 | 0 | 0 | 0 | 0 | 0
Distributed Storage | Commercial Storage | 0 | 0 | 0 | 0 | 0 | 0 | 0 | 0 | 0 | 0 | 0 | 0 | 0 | 0 | 0 | 0 | 0 | 0 | 0 | 0 | 0 | 0 | 0 | 0 | 0 | 0 | 0 | 0 | 0 | 0 | 0 | 0 | 0 | 0 | 0 | 0 | 0 | 0 | 0 | 0 | 0 | 0 | 0 | 0 | 0 | 0 | 0 | 0 | 0 | 0 | 0 | 0 | 0 | 0 | 0 | 0 | 0 | 0 | 0 | 0 | 0 | 0 | 0 | 0 | 0 | 0 | 0 | 0 | 0
Distributed Solar | Solar Photovoltaic Fixed Array (5 MW AC) | 0 | 0 | 0 | 0 | 0 | 0 | 0 | 0 | 0 | 0 | 0 | 0 | 0.2 | 0.2 | 0.3 | 0 | 0.2 | 0.2 | 0 | 0 | 0 | 0.2 | 0 | 0 | 0 | 0 | 0 | 0 | 0 | 0 | 0 | 0 | 0 | 0 | 0 | 0 | 0 | 0 | 0 | 0 | 0 | 0 | 0 | 0 | 0 | 0 | 0 | 0 | 0 | 0 | 0 | 0 | 0 | 0 | 0 | 0 | 0 | 0 | 0 | 0 | 0 | 0 | 0 | 0 | 0 | 0 | 0 | 0 | 0
Distributed Storage | 5MW/20MWh Lith-Ion Storage | 0 | 0 | 0 | 0 | 0 | 0 | 0 | 0 | 0 | 0 | 0 | 0 | 0 | 0 | 0 | 0 | 0.1 | 0.1 | 0 | 0 | 0 | 0.1 | 0 | 0 | 0 | 0 | 0 | 0 | 0 | 0 | 0 | 0 | 0 | 0 | 0 | 0 | 0 | 0 | 0 | 0 | 0 | 0 | 0 | 0 | 0 | 0 | 0 | 0 | 0 | 0 | 0 | 0 | 0 | 0 | 0 | 0 | 0 | 0 | 0 | 0 | 0 | 0 | 0 | 0 | 0 | 0 | 0 | 0 | 0
Utility Scale Solar | Solar Photovoltaic w/Single Axis Tracking (100 MW AC) | 0 | 0 | 0 | 0 | 0 | 0 | 0 | 0 | 0 | 0 | 0 | 0 | 0 | 0 | 0 | 0 | 0 | 0 | 0 | 0 | 0 | 0 | 0 | 0 | 0 | 0 | 0 | 0 | 0 | 0 | 0 | 0 | 0 | 0 | 0 | 0 | 0 | 0 | 0 | 0 | 0 | 0 | 0 | 0 | 0 | 0 | 0 | 0 | 0 | 0 | 0 | 0 | 0 | 0 | 0 | 0 | 0 | 0 | 0 | 0 | 0 | 0 | 0 | 0 | 0 | 0 | 0 | 0 | 0
Utility Scale Solar | Solar Photovoltaic w/Single Axis Tracking (100 MW AC) | 0 | 0 | 0 | 0 | 0 | 0 | 0 | 0 | 0 | 0 | 0 | 0 | 0 | 0 | 0 | 0 | 0 | 0 | 0 | 0 | 0 | 0 | 0 | 0 | 0 | 0 | 0 | 0 | 0 | 0 | 0 | 0 | 0 | 0 | 0 | 0 | 0 | 0 | 0 | 0 | 0 | 0 | 0 | 0 | 0 | 0 | 0 | 0 | 0 | 0 | 0 | 0 | 0 | 0 | 0 | 0 | 0 | 0 | 0 | 0 | 0 | 0 | 0 | 0 | 0 | 0 | 0 | 0 | 0
Utility Scale Solar | Solar Photovoltaic w/Single Axis Tracking (50 MW AC) | 0 | 0 | 0 | 0 | 0 | 0 | 0 | 0 | 0 | 0 | 0 | 0 | 0 | 0 | 0 | 0 | 0 | 0 | 0 | 0 | 0 | 0 | 0 | 0 | 0 | 0 | 0 | 0 | 0 | 0 | 0 | 0 | 0 | 0 | 0 | 0 | 0 | 0 | 0 | 0 | 0 | 0 | 0 | 0 | 0 | 0 | 0 | 0 | 0 | 0 | 0 | 0 | 0 | 0 | 0 | 0 | 0 | 0 | 0 | 0 | 0 | 0 | 0 | 0 | 0 | 0 | 0 | 0 | 0
Utility Scale Solar | Southern NW Solar Photovoltaic w/ Single Axies Tracking (100 MW AC) | 0 | 0 | 0 | 0 | 0 | 0 | 0 | 0 | 0 | 0 | 0 | 0 | 0 | 0 | 0 | 0 | 0 | 0 | 0 | 0 | 0 | 0 | 0 | 0 | 0 | 0 | 0 | 0 | 0 | 0 | 0 | 0 | 0 | 0 | 0 | 0 | 0 | 0 | 0 | 0 | 0 | 0 | 0 | 0 | 0 | 0 | 0 | 0 | 0 | 0 | 0 | 0 | 0 | 0 | 0 | 0 | 0 | 0 | 0 | 0 | 0 | 0 | 0 | 0 | 0 | 0 | 0 | 0 | 0
Short Duration Storage (<8hr) | 100 MW/400 MWh Lithium-ion with solar | 0 | 0 | 0 | 0 | 0 | 0 | 0 | 0 | 0 | 0 | 0 | 0 | 0 | 0 | 0 | 0 | 0 | 0 | 0 | 0 | 0 | 0 | 0 | 0 | 0 | 0 | 0 | 0 | 0 | 0 | 0 | 0 | 0 | 0 | 0 | 0 | 0 | 0 | 0 | 0 | 0 | 0 | 0 | 0 | 0 | 0 | 0 | 0 | 0 | 0 | 0 | 0 | 0 | 0 | 0 | 0 | 0 | 0 | 0 | 0 | 0 | 0 | 0 | 0 | 0 | 0 | 0 | 0 | 0
Short Duration Storage (<8hr) | 100 MW/200 MWh Lithium-ion with solar | 0 | 0 | 0 | 0 | 0 | 0 | 0 | 0 | 0 | 0 | 0 | 0 | 0 | 0 | 0 | 0 | 0 | 0 | 0 | 0 | 0 | 0 | 0 | 0 | 0 | 0 | 0 | 0 | 0 | 0 | 0 | 0 | 0 | 0 | 0 | 0 | 0 | 0 | 0 | 0 | 0 | 0 | 0 | 0 | 0 | 0 | 0 | 0 | 0 | 0 | 0 | 0 | 0 | 0 | 0 | 0 | 0 | 0 | 0 | 0 | 0 | 0 | 0 | 0 | 0 | 0 | 0 | 0 | 0
Short Duration Storage (<8hr) | 50 MW/200 MWh Lithium-ion with solar | 0 | 0 | 0 | 0 | 0 | 0 | 0 | 0 | 0 | 0 | 0 | 0 | 0 | 0 | 0 | 0 | 0 | 0 | 0 | 0 | 0 | 0 | 0 | 0 | 0 | 0 | 0 | 0 | 0 | 0 | 0 | 0 | 0 | 0 | 0 | 0 | 0 | 0 | 0 | 0 | 0 | 0 | 0 | 0 | 0 | 0 | 0 | 0 | 0 | 0 | 0 | 0 | 0 | 0 | 0 | 0 | 0 | 0 | 0 | 0 | 0 | 0 | 0 | 0 | 0 | 0 | 0 | 0 | 0
Short Duration Storage (<8hr) | Distribution Scale 4hr Lithium-Ion | 0 | 0 | 0 | 0 | 0 | 0 | 0 | 0 | 0 | 0 | 0 | 0 | 0 | 0 | 0 | 0.5 | 0 | 0 | 0.5 | 0 | 0 | 0 | 0.5 | 0 | 0 | 0 | 0 | 0 | 0 | 0 | 0 | 0 | 0 | 0 | 0 | 0 | 0 | 0 | 0 | 0 | 0 | 0 | 0 | 0 | 0 | 0 | 0 | 0 | 0 | 0 | 0 | 0 | 0 | 0 | 0 | 0 | 0 | 0 | 0 | 0 | 0 | 0 | 0 | 0 | 0 | 0 | 0 | 0 | 0
Short Duration Storage (<8hr) | Distribution Scale 8hr Lithium-Ion | 0 | 0 | 0 | 0 | 0 | 0 | 0 | 0 | 0 | 0 | 0 | 0 | 0 | 0 | 0 | 0 | 0 | 0 | 0 | 0 | 0.5 | 0 | 0 | 0 | 0 | 0 | 0 | 0 | 0 | 0 | 0 | 0 | 0 | 0 | 0 | 0 | 0 | 0 | 0 | 0 | 0 | 0 | 0 | 0 | 0 | 0 | 0 | 0 | 0 | 0 | 0 | 0 | 0 | 0 | 0 | 0 | 0 | 0 | 0 | 0 | 0 | 0 | 0 | 0 | 0 | 0 | 0 | 0 | 0
Short Duration Storage (<8hr) | 4hr Lithium-Ion | 0 | 0 | 0 | 0 | 0 | 0 | 0 | 0 | 0 | 0 | 0 | 0 | 0 | 0 | 0 | 0 | 0 | 0 | 0 | 0 | 0 | 0 | 0 | 0 | 0 | 0 | 0 | 0 | 0 | 0 | 0 | 0 | 0 | 0 | 0 | 0 | 0 | 0 | 0 | 0 | 0 | 0 | 0 | 0 | 0 | 25 | 0 | 0 | 0 | 0 | 0 | 0 | 0 | 0 | 0 | 0 | 0 | 0 | 0 | 0 | 0 | 0 | 0 | 0 | 0 | 0 | 0 | 0 | 0
Short Duration Storage (<8hr) | 8hr Lithium-Ion | 0 | 0 | 0 | 0 | 0 | 0 | 0 | 0 | 0 | 0 | 0 | 0 | 0 | 0 | 0 | 0 | 0 | 0 | 0 | 0 | 0 | 0 | 0 | 0 | 0 | 0 | 0 | 0 | 0 | 0 | 0 | 0 | 0 | 0 | 0 | 0 | 0 | 0 | 0 | 0 | 0 | 0 | 0 | 0 | 0 | 0 | 0 | 0 | 0 | 0 | 0 | 0 | 0 | 0 | 0 | 0 | 0 | 0 | 0 | 0 | 0 | 0 | 0 | 0 | 0 | 0 | 0 | 0 | 0
Medium Duration Storage (8-24hr) | 16hr Lithium-Ion | 0 | 0 | 0 | 0 | 0 | 0 | 0 | 0 | 0 | 0 | 0 | 0 | 0 | 0 | 0 | 0 | 0 | 0 | 0 | 0 | 0 | 0 | 0 | 0 | 0 | 0 | 0 | 0 | 0 | 0 | 0 | 0 | 0 | 0 | 0 | 0 | 0 | 0 | 0 | 0 | 0 | 0 | 0 | 0 | 0 | 0 | 0 | 0 | 0 | 0 | 0 | 0 | 0 | 0 | 0 | 0 | 0 | 0 | 0 | 0 | 0 | 0 | 0 | 0 | 0 | 0 | 0 | 0 | 0
Short Duration Storage (<8hr) | 4 hr Vanadium Flow Battery | 0 | 0 | 0 | 0 | 0 | 0 | 0 | 0 | 0 | 0 | 0 | 0 | 0 | 0 | 0 | 0 | 0 | 0 | 0 | 0 | 0 | 0 | 0 | 0 | 0 | 0 | 0 | 0 | 0 | 0 | 0 | 0 | 0 | 0 | 0 | 0 | 0 | 0 | 0 | 0 | 0 | 0 | 0 | 0 | 0 | 0 | 0 | 0 | 0 | 0 | 0 | 0 | 0 | 0 | 0 | 0 | 0 | 0 | 0 | 0 | 0 | 0 | 0 | 0 | 0 | 0 | 0 | 0 | 0
Short Duration Storage (<8hr) | 4 hr Zinc Bromide Flow Battery | 0 | 0 | 0 | 0 | 0 | 0 | 0 | 0 | 0 | 0 | 0 | 0 | 0 | 0 | 0 | 0 | 0 | 0 | 0 | 0 | 0 | 0 | 0 | 0 | 0 | 0 | 0 | 0 | 0 | 0 | 0 | 0 | 0 | 0 | 0 | 0 | 0 | 0 | 0 | 0 | 0 | 0 | 0 | 0 | 0 | 0 | 0 | 0 | 0 | 0 | 0 | 0 | 0 | 0 | 0 | 0 | 0 | 0 | 0 | 0 | 0 | 0 | 0 | 0 | 0 | 0 | 0 | 0 | 0
Long Duration Storage (>24hr) | 100hr Iron Oxide | 0 | 0 | 0 | 0 | 0 | 0 | 0 | 0 | 0 | 0 | 0 | 0 | 0 | 0 | 0 | 0 | 52.1 | 0 | 0 | 0 | 0 | 0 | 0 | 0 | 0 | 0 | 0 | 0 | 0 | 0 | 0 | 0 | 0 | 0 | 0 | 0 | 0 | 0 | 0 | 0 | 0 | 0 | 0 | 0 | 0 | 0 | 0 | 0 | 0 | 0 | 0 | 0 | 0 | 0 | 0 | 0 | 0 | 0 | 0 | 0 | 0 | 0 | 0 | 0 | 0 | 0 | 68 | 50 | 0
Baseload Renewable | Geothermal (Off System) | 0 | 0 | 0 | 0 | 0 | 0 | 0 | 0 | 0 | 0 | 0 | 0 | 0 | 0 | 0 | 0 | 0 | 0 | 0 | 0 | 0 | 0 | 0 | 0 | 0 | 0 | 0 | 0 | 0 | 0 | 0 | 0 | 0 | 0 | 0 | 0 | 0 | 0 | 0 | 0 | 0 | 0 | 0 | 0 | 0 | 0 | 0 | 0 | 0 | 0 | 0 | 0 | 0 | 0 | 0 | 0 | 0 | 0 | 0 | 0 | 0 | 0 | 0 | 0 | 0 | 0 | 0 | 0 | 0
Renewable Fuel | Hydrogen Fuel Cell with 40 hrs Storage | 0 | 0 | 0 | 0 | 0 | 0 | 0 | 0 | 0 | 0 | 0 | 0 | 0 | 0 | 0 | 0 | 0 | 0 | 0 | 0 | 0 | 0 | 0 | 0 | 0 | 0 | 0 | 0 | 0 | 0 | 0 | 0 | 0 | 0 | 0 | 0 | 0 | 0 | 0 | 0 | 0 | 0 | 0 | 0 | 0 | 0 | 0 | 0 | 0 | 0 | 0 | 0 | 0 | 0 | 0 | 0 | 0 | 0 | 0 | 0 | 0 | 0 | 0 | 0 | 0 | 0 | 0 | 0 | 0
Renewable Fuel | 7F.04 CT Frame Greenfield + amonia + storage | 0 | 0 | 0 | 0 | 0 | 0 | 0 | 0 | 0 | 0 | 0 | 0 | 0 | 88.3 | 0 | 0 | 0 | 0 | 74 | 186.2 | 0 | 0 | 348 | 0 | 0 | 0 | 0 | 0 | 0 | 0 | 0 | 0 | 0 | 0 | 0 | 0 | 0 | 0 | 0 | 0 | 0 | 0 | 0 | 0 | 0 | 0 | 0 | 0 | 0 | 0 | 0 | 0 | 0 | 0 | 0 | 0 | 0 | 0 | 0 | 0 | 0 | 0 | 0 | 0 | 0 | 0 | 0 | 0 | 0
Medium Duration Storage (8-24hr) | Liquid Air | 0 | 0 | 0 | 0 | 0 | 0 | 0 | 0 | 0 | 0 | 0 | 0 | 0 | 0 | 0 | 0 | 0 | 0 | 0 | 0 | 0 | 0 | 0 | 0 | 0 | 0 | 0 | 0 | 0 | 0 | 0 | 0 | 0 | 0 | 0 | 0 | 0 | 0 | 0 | 0 | 0 | 0 | 0 | 0 | 0 | 0 | 0 | 0 | 0 | 0 | 0 | 0 | 0 | 0 | 0 | 0 | 0 | 0 | 0 | 0 | 0 | 0 | 0 | 0 | 0 | 0 | 0 | 0 | 0
Medium Duration Storage (8-24hr) | Pumped Hydro (8.5 hr/ 400 MW share) | 0 | 0 | 0 | 0 | 0 | 0 | 0 | 0 | 0 | 0 | 0 | 0 | 0 | 0 | 0 | 0 | 0 | 0 | 0 | 0 | 0 | 0 | 0 | 0 | 0 | 0 | 0 | 0 | 0 | 0 | 0 | 0 | 0 | 0 | 0 | 0 | 0 | 0 | 0 | 0 | 0 | 0 | 0 | 0 | 0 | 0 | 0 | 0 | 0 | 0 | 0 | 0 | 0 | 0 | 0 | 0 | 0 | 0 | 0 | 0 | 0 | 0 | 0 | 0 | 0 | 0 | 0 | 0 | 0
Medium Duration Storage (8-24hr) | Pumped Hydro (16 hr/ 100 MW) | 0 | 0 | 0 | 0 | 0 | 0 | 0 | 0 | 0 | 0 | 0 | 0 | 0 | 0 | 0 | 0 | 0 | 0 | 0 | 0 | 0 | 0 | 0 | 0 | 0 | 0 | 0 | 0 | 0 | 0 | 0 | 0 | 0 | 0 | 0 | 0 | 0 | 0 | 0 | 0 | 0 | 0 | 0 | 0 | 0 | 0 | 0 | 0 | 0 | 0 | 0 | 0 | 0 | 0 | 0 | 0 | 0 | 0 | 0 | 0 | 0 | 0 | 0 | 0 | 0 | 0 | 0 | 0 | 0
Medium Duration Storage (8-24hr) | Pumped Hydro (24 hr/ 100 MW) | 0 | 0 | 0 | 0 | 0 | 0 | 0 | 0 | 0 | 0 | 0 | 0 | 0 | 0 | 0 | 0 | 0 | 0 | 0 | 0 | 0 | 0 | 0 | 0 | 0 | 0 | 0 | 0 | 0 | 0 | 0 | 0 | 0 | 0 | 0 | 0 | 0 | 0 | 0 | 0 | 0 | 0 | 0 | 0 | 0 | 0 | 0 | 0 | 0 | 0 | 0 | 0 | 0 | 0 | 0 | 0 | 0 | 0 | 0 | 0 | 0 | 0 | 0 | 0 | 0 | 0 | 0 | 0 | 0
Baseload Renewable | Wood Biomass | 0 | 0 | 0 | 0 | 0 | 0 | 0 | 0 | 0 | 0 | 0 | 0 | 0 | 0 | 0 | 0 | 0 | 0 | 0 | 0 | 0 | 0 | 0 | 0 | 0 | 0 | 0 | 0 | 0 | 0 | 0 | 0 | 0 | 0 | 0 | 0 | 0 | 0 | 0 | 0 | 0 | 0 | 0 | 0 | 0 | 0 | 0 | 0 | 0 | 0 | 0 | 0 | 0 | 0 | 0 | 0 | 0 | 0 | 0 | 0 | 0 | 0 | 0 | 0 | 0 | 0 | 0 | 0 | 0
Natural Gas | Rathdrum CT 2055 Uprates two unit operation | 0 | 0 | 0 | 0 | 0 | 0 | 0 | 0 | 0 | 0 | 0 | 0 | 0 | 0 | 0 | 0 | 0 | 0 | 0 | 0 | 0 | 0 | 0 | 0 | 0 | 0 | 0 | 0 | 0 | 0 | 0 | 0 | 0 | 0 | 0 | 0 | 0 | 0 | 0 | 0 | 0 | 0 | 0 | 0 | 0 | 0 | 0 | 0 | 0 | 0 | 0 | 0 | 0 | 0 | 0 | 0 | 0 | 0 | 0 | 0 | 0 | 0 | 0 | 0 | 0 | 0 | 0 | 0 | 0
Natural Gas | Rathdrum CT: Inlet Evaporation 2 unit operation | 0 | 0 | 0 | 0 | 0 | 0 | 0 | 0 | 0 | 0 | 0 | 0 | 0 | 0 | 0 | 0 | 0 | 0 | 0 | 0 | 0 | 0 | 0 | 0 | 0 | 0 | 0 | 0 | 0 | 0 | 0 | 0 | 0 | 0 | 0 | 0 | 0 | 0 | 0 | 0 | 0 | 0 | 0 | 0 | 0 | 0 | 0 | 0 | 0 | 0 | 0 | 0 | 0 | 0 | 0 | 0 | 0 | 0 | 0 | 0 | 0 | 0 | 0 | 0 | 0 | 0 | 0 | 0 | 0
Baseload Renewable | Kettle Falls Turbine Generator Upgrade | 0 | 0 | 0 | 0 | 0 | 0 | 0 | 0 | 0 | 0 | 0 | 0 | 0 | 0 | 0 | 0 | 0 | 0 | 0 | 0 | 0 | 0 | 0 | 0 | 0 | 0 | 0 | 0 | 0 | 0 | 0 | 0 | 0 | 0 | 0 | 0 | 0 | 0 | 0 | 0 | 0 | 0 | 0 | 0 | 0 | 0 | 0 | 0 | 0 | 0 | 0 | 0 | 0 | 0 | 0 | 0 | 0 | 0 | 0 | 0 | 0 | 0 | 0 | 0 | 0 | 0 | 0 | 0 | 0
NW Wind | Palouse Repower | 0 | 0 | 0 | 0 | 0 | 0 | 0 | 0 | 0 | 0 | 0 | 0 | 0 | 0 | 0 | 0 | 0 | 0 | 0 | 105 | 0 | 0 | 0 | 0 | 0 | 0 | 0 | 0 | 0 | 0 | 0 | 0 | 0 | 0 | 0 | 0 | 0 | 0 | 0 | 0 | 0 | 0 | 0 | 0 | 0 | 0 | 0 | 0 | 0 | 0 | 0 | 0 | 0 | 0 | 0 | 0 | 0 | 0 | 0 | 0 | 0 | 0 | 0 | 0 | 0 | 0 | 0 | 0 | 0
NW Wind | Rattlesnake Repower | 0 | 0 | 0 | 0 | 0 | 0 | 0 | 0 | 0 | 0 | 0 | 0 | 0 | 0 | 0 | 0 | 0 | 0 | 140 | 0 | 0 | 0 | 0 | 0 | 0 | 0 | 0 | 0 | 0 | 0 | 0 | 0 | 0 | 0 | 0 | 0 | 0 | 0 | 0 | 0 | 0 | 0 | 0 | 0 | 0 | 0 | 0 | 0 | 0 | 0 | 0 | 0 | 0 | 0 | 0 | 0 | 0 | 0 | 0 | 0 | 0 | 0 | 0 | 0 | 0 | 0 | 0 | 0 | 0
Utility Scale Solar | Lind Repower | 0 | 0 | 0 | 0 | 0 | 0 | 0 | 0 | 0 | 0 | 0 | 0 | 0 | 0 | 0 | 0 | 0 | 0 | 0 | 0 | 0 | 0 | 0 | 0 | 0 | 0 | 0 | 0 | 0 | 0 | 0 | 0 | 0 | 0 | 0 | 0 | 0 | 0 | 0 | 0 | 0 | 0 | 0 | 0 | 0 | 0 | 0 | 0 | 0 | 0 | 0 | 0 | 0 | 0 | 0 | 0 | 0 | 0 | 0 | 0 | 0 | 0 | 0 | 0 | 0 | 0 | 0 | 0 | 0
Distributed Solar | Low-Income Community Solar | 0 | 0.66 | 0.69 | 0.72 | 0.74 | 0.78 | 0.8 | 0.83 | 0.86 | 0.9 | 0.93 | 0 | 0 | 0 | 0 | 0 | 0 | 0 | 0 | 0.3 | 0 | 0 | 0 | 0 | 0 | 0 | 0 | 0 | 0 | 0 | 0 | 0 | 0 | 0 | 0 | 0 | 0 | 0 | 0 | 0 | 0 | 0 | 0 | 0 | 0 | 0 | 0 | 0 | 0 | 0 | 0 | 0 | 0 | 0 | 0 | 0 | 0 | 0 | 0 | 0 | 0 | 0 | 0 | 0 | 0 | 0 | 0 | 0 | 0
| Placeholder | 0 | 0 | 0 | 0 | 0 | 0 | 0 | 0 | 0 | 0 | 0 | 0 | 0 | 0 | 0 | 0 | 0 | 0 | 0 | 0 | 0 | 0 | 0 | 0 | 0 | 0 | 0 | 0 | 0 | 0 | 0 | 0 | 0 | 0 | 0 | 0 | 0 | 0 | 0 | 0 | 0 | 0 | 0 | 0 | 0 | 0 | 0 | 0 | 0 | 0 | 0 | 0 | 0 | 0 | 0 | 0 | 0 | 0 | 0 | 0 | 0 | 0 | 0 | 0 | 0 | 0 | 0 | 0 | 0
| Placeholder | 0 | 0 | 0 | 0 | 0 | 0 | 0 | 0 | 0 | 0 | 0 | 0 | 0 | 0 | 0 | 0 | 0 | 0 | 0 | 0 | 0 | 0 | 0 | 0 | 0 | 0 | 0 | 0 | 0 | 0 | 0 | 0 | 0 | 0 | 0 | 0 | 0 | 0 | 0 | 0 | 0 | 0 | 0 | 0 | 0 | 0 | 0 | 0 | 0 | 0 | 0 | 0 | 0 | 0 | 0 | 0 | 0 | 0 | 0 | 0 | 0 | 0 | 0 | 0 | 0 | 0 | 0 | 0 | 0
Demand Response | Peak Time Rebate | 0 | 0 | 0 | 0 | 0 | 0 | 0 | 0 | 0 | 0 | 0 | 0 | 0 | 0 | 0 | 0 | 0 | 0 | 0 | 0 | 0 | 0 | 0 | 0 | 0 | 0 | 0 | 0 | 0 | 0 | 0 | 0 | 0 | 0 | 0 | 0 | 0 | 0 | 0 | 0 | 0 | 0 | 0 | 0 | 0 | 0
Demand Response | Behavioral | 0 | 0 | 0 | 0 | 0 | 0 | 0 | 0 | 0 | 0 | 0 | 0 | 0 | 0 | 0 | 0 | 0 | 0 | 0 | 0 | 0 | 0 | 0 | 0 | 0 | 0 | 0 | 0 | 0 | 0 | 0 | 0 | 0 | 0 | 0 | 0 | 0 | 0 | 0 | 0 | 0 | 0 | 0 | 0 | 0 | 0
Demand Response | DLC Central AC | 0 | 0 | 0 | 0 | 0 | 0 | 0 | 0 | 0 | 0 | 0 | 0 | 0 | 0 | 0 | 0 | 0 | 0 | 0 | 0 | 0 | 0 | 0 | 0 | 0 | 0 | 0 | 0 | 0 | 0 | 0 | 0 | 0 | 0 | 0 | 0 | 0 | 0 | 0 | 0 | 0 | 0 | 0 | 0 | 0 | 0
Demand Response | DLC Electric Vehicle Charging | 0 | 0 | 0 | 0 | 0 | 0 | 0 | 0 | 0 | 0 | 0 | 0 | 0 | 0 | 0 | 0 | 0 | 0 | 0 | 0 | 0 | 0 | 0 | 0 | 0 | 0 | 0 | 0 | 0 | 0 | 0 | 0 | 0 | 0 | 0 | 0 | 0 | 0 | 0 | 0 | 0 | 0 | 0 | 0 | 0 | 0
Demand Response | DLC Smart Appliances | 0 | 0 | 0 | 0 | 0 | 0 | 0 | 0 | 0 | 0 | 0 | 0 | 0 | 0 | 0 | 0 | 0 | 0 | 0 | 0 | 0 | 0 | 0 | 0 | 0 | 0 | 0 | 0 | 0 | 0 | 0 | 0 | 0 | 0 | 0 | 0 | 0 | 0 | 0 | 0 | 0 | 0 | 0 | 0 | 0 | 0
Demand Response | DLC Smart Thermostats - Cooling | 0 | 0 | 0 | 0 | 0 | 0 | 0 | 0 | 0 | 0 | 0 | 0 | 0 | 0 | 0 | 0 | 0 | 0 | 0 | 0 | 0 | 0 | 0 | 0 | 0 | 0 | 0 | 0 | 0 | 0 | 0 | 0 | 0 | 0 | 0 | 0 | 0 | 0 | 0 | 0 | 0 | 0 | 0 | 0 | 0 | 0
Demand Response | DLC Smart Thermostats - Heating | 0 | 0 | 0 | 0 | 0 | 0 | 0 | 0 | 0 | 0 | 0 | 0 | 0 | 0 | 0 | 0 | 0 | 0 | 0 | 0 | 0 | 0 | 0 | 0 | 0 | 0 | 0 | 0 | 0 | 0 | 0 | 0 | 0 | 0 | 0 | 0 | 0 | 0 | 0 | 0 | 0 | 0 | 0 | 0 | 0 | 0
Demand Response | DLC Water Heating | 0 | 0 | 0 | 0 | 0 | 0 | 0 | 0 | 0 | 0 | 0 | 0 | 0 | 0 | 0 | 0 | 0 | 0 | 0 | 0 | 0 | 0 | 0 | 0 | 0 | 0 | 0 | 0 | 0 | 0 | 0 | 0 | 0 | 0 | 0 | 0 | 0 | 0 | 0 | 0 | 0 | 0 | 0 | 0 | 0 | 0
Demand Response | CTA-2045 ERWH | 0 | 0 | 0 | 0 | 0 | 0 | 0 | 0 | 0 | 0 | 0 | 0 | 0 | 0 | 0 | 0 | 0 | 0 | 0 | 0 | 0 | 0 | 0 | 0 | 0 | 0 | 0 | 0 | 0 | 0 | 0 | 0 | 0 | 0 | 0 | 0 | 0 | 0 | 0 | 0 | 0 | 0 | 0 | 0 | 0 | 0
Demand Response | CTA-2045 HPWH | 0 | 0 | 0 | 0 | 0 | 0 | 0 | 0 | 0 | 0 | 0 | 0 | 0 | 0 | 0 | 0 | 0 | 0 | 0 | 0 | 0 | 0 | 0 | 0 | 0 | 0 | 0 | 0 | 0 | 0 | 0 | 0 | 0 | 0 | 0 | 0 | 0 | 0 | 0 | 0 | 0 | 0 | 0 | 0 | 0 | 0
Demand Response | Thermal Energy Storage | 0 | 0 | 0 | 0 | 0 | 0 | 0 | 0 | 0 | 0 | 0 | 0 | 0 | 0 | 0 | 0 | 0 | 0 | 0 | 0 | 0 | 0 | 0 | 0 | 0 | 0 | 0 | 0 | 0 | 0 | 0 | 0 | 0 | 0 | 0 | 0 | 0 | 0 | 0 | 0 | 0 | 0 | 0 | 0 | 0 | 0
Demand Response | Third Party Contracts | 0 | 0 | 0 | 0 | 0 | 0 | 0 | 0 | 0 | 0 | 0 | 0 | 0 | 0 | 0 | 0 | 0 | 0 | 0 | 0 | 0 | 0 | 0 | 0 | 0 | 0 | 0 | 0 | 0 | 0 | 0 | 0 | 0 | 0 | 0 | 0 | 0 | 0 | 0 | 0 | 0 | 0 | 0 | 0 | 0 | 0
Demand Response | Time-of-Use Opt-in | 0 | 0 | 6.8 | 0 | 0 | 0 | 0 | 0 | 0 | 0 | 0 | 0 | 0 | 0 | 0 | 0 | 0 | 0 | 0 | 0 | 0 | 0 | 0 | 0 | 0 | 0 | 0 | 0 | 0 | 0 | 0 | 0 | 0 | 0 | 0 | 0 | 0 | 0 | 0 | 0 | 0 | 0 | 0 | 0 | 0 | 0
Demand Response | Battery Energy Storage | 0 | 0 | 0 | 0 | 0 | 0 | 0 | 0 | 0 | 0 | 0 | 0 | 0 | 0 | 0 | 0 | 0 | 0 | 0 | 0 | 0 | 0 | 0 | 0 | 0 | 0 | 0 | 0 | 0 | 0 | 0 | 0 | 0 | 0 | 0 | 0 | 0 | 0 | 0 | 0 | 0 | 0 | 0 | 0 | 0 | 0
Demand Response | Electric Vehicle TOU Opt-in | 0 | 0 | 0 | 0 | 0 | 0 | 0 | 0 | 0 | 0 | 0 | 0 | 0 | 0 | 0 | 0 | 0 | 0 | 0 | 0 | 0 | 0 | 0 | 0 | 0 | 0 | 0 | 0 | 0 | 0 | 0 | 0 | 0 | 0 | 0 | 0 | 0 | 0 | 0 | 0 | 0 | 0 | 0 | 0 | 0 | 0
Demand Response | Variable Peak Pricing Rates | 0 | 0 | 0 | 0 | 0 | 0 | 0 | 0 | 0 | 0 | 0 | 0 | 0 | 0 | 0 | 0 | 0 | 0 | 0 | 0 | 0 | 0 | 0 | 0 | 0 | 0 | 0 | 0 | 0 | 0 | 0 | 0 | 0 | 0 | 0 | 0 | 0 | 0 | 0 | 0 | 0 | 0 | 0 | 0 | 0 | 0
Demand Response |  | 0 | 0 | 6.8 | 0 | 0 | 0 | 0 | 0 | 0 | 0 | 0 | 0 | 0 | 0 | 0 | 0 | 0 | 0 | 0 | 0 | 0 | 0 | 0 | 0 | 0 | 0 | 0 | 0 | 0 | 0 | 0 | 0 | 0 | 0 | 0 | 0 | 0 | 0 | 0 | 0 | 0 | 0 | 0 | 0 | 0 | 0 | 0 | 0 | 0 | 0 | 0 | 0 | 0 | 0 | 0 | 0 | 0 | 0 | 0 | 0 | 0 | 0 | 0 | 0 | 0 | 0 | 0 | 0 | 0
Natural Gas |  | 0 | 0 | 0 | 0 | 0 | 0 | 0 | 0 | 0 | 0 | 0 | 0 | 0 | 0 | 0 | 0 | 0 | 0 | 0 | 0 | 0 | 0 | 0 | 0 | 0 | 0 | 0 | 0 | 0 | 0 | 0 | 0 | 0 | 0 | 90 | 0 | 0 | 0 | 0 | 0 | 0 | 46 | 102 | 0 | 0 | 65 | 0 | 0 | 0 | 0 | 0 | 0 | 0 | 0 | 0 | 0 | 0 | 0 | 0 | 0 | 0 | 0 | 0 | 0 | 0 | 0 | 0 | 0 | 0
Baseload Renewable |  | 0 | 0 | 0 | 0 | 0 | 0 | 0 | 0 | 0 | 0 | 0 | 0 | 0 | 0 | 0 | 0 | 0 | 0 | 0 | 0 | 0 | 0 | 0 | 0 | 0 | 0 | 0 | 0 | 0 | 0 | 0 | 0 | 0 | 0 | 0 | 0 | 0 | 0 | 0 | 0 | 0 | 0 | 0 | 0 | 0 | 0 | 0 | 0 | 0 | 0 | 0 | 0 | 0 | 0 | 0 | 0 | 0 | 0 | 0 | 0 | 0 | 0 | 0 | 0 | 0 | 0 | 0 | 0 | 0
Nuclear |  | 0 | 0 | 0 | 0 | 0 | 0 | 0 | 0 | 0 | 0 | 0 | 0 | 0 | 0 | 0 | 0 | 0 | 0 | 0 | 0 | 0 | 0 | 0 | 0 | 0 | 0 | 0 | 0 | 0 | 0 | 0 | 0 | 0 | 0 | 0 | 0 | 0 | 0 | 0 | 0 | 0 | 0 | 0 | 0 | 0 | 0 | 0 | 0 | 0 | 0 | 0 | 0 | 0 | 0 | 0 | 0 | 0 | 0 | 0 | 0 | 0 | 0 | 0 | 0 | 0 | 0 | 0 | 0 | 0
NW Wind |  | 0 | 0 | 0 | 0 | 0 | 0 | 0 | 200 | 0 | 0 | 0 | 0 | 0 | 0 | 0 | 0 | 0 | 0 | 140 | 105 | 0 | 100 | 199.7 | 0 | 0 | 0 | 0 | 0 | 0 | 0 | 0 | 0 | 0 | 0 | 0 | 0 | 0 | 0 | 0 | 0 | 0 | 0 | 0 | 0 | 0 | 0 | 0 | 0 | 0 | 0 | 0 | 0 | 0 | 0 | 0 | 0 | 0 | 0 | 0 | 0 | 0 | 0 | 0 | 0 | 0 | 0 | 0 | 0 | 0
Montana Wind |  | 0 | 0 | 0 | 0 | 0 | 0 | 0 | 0 | 0 | 200 | 0 | 0 | 0 | 0 | 0 | 0 | 0 | 0 | 0 | 0 | 0 | 0 | 0 | 0 | 0 | 0 | 0 | 0 | 0 | 0 | 0 | 0 | 0 | 0 | 0 | 0 | 0 | 0 | 0 | 0 | 0 | 0 | 0 | 0 | 0 | 0 | 0 | 0 | 0 | 0 | 0 | 0 | 0 | 0 | 0 | 0 | 0 | 0 | 0 | 0 | 0 | 0 | 0 | 0 | 0 | 0 | 0 | 0 | 0
Off Shore Wind |  | 0 | 0 | 0 | 0 | 0 | 0 | 0 | 0 | 0 | 0 | 0 | 0 | 0 | 0 | 0 | 0 | 0 | 0 | 0 | 0 | 0 | 0 | 0 | 0 | 0 | 0 | 0 | 0 | 0 | 0 | 0 | 0 | 0 | 0 | 0 | 0 | 0 | 0 | 0 | 0 | 0 | 0 | 0 | 0 | 0 | 0 | 0 | 0 | 0 | 0 | 0 | 0 | 0 | 0 | 0 | 0 | 0 | 0 | 0 | 0 | 0 | 0 | 0 | 0 | 0 | 0 | 0 | 0 | 0
Distributed Solar |  |  | 0.66 | 0.69 | 0.72 | 0.74 | 0.78 | 0.8 | 0.83 | 0.86 | 0.9 | 0.93 | 0.1 | 0.2 | 0.2 | 0.3 | 0 | 0.2 | 0.2 | 0 | 0.3 | 0 | 0.2 | 0 | 0 | 0 | 0 | 0 | 0 | 0 | 0 | 0 | 0 | 0 | 0 | 0 | 0 | 0 | 0 | 0 | 0 | 0 | 0 | 0 | 0 | 0 | 0
Distributed Storage |  | 0 | 0 | 0 | 0 | 0 | 0 | 0 | 0 | 0 | 0 | 0 | 0 | 0 | 0 | 0 | 0 | 0.1 | 0.1 | 0 | 0 | 0 | 0.1 | 0 | 0 | 0 | 0 | 0 | 0 | 0 | 0 | 0 | 0 | 0 | 0 | 0 | 0 | 0 | 0 | 0 | 0 | 0 | 0 | 0 | 0 | 0 | 0 | 0 | 0 | 0 | 0 | 0 | 0 | 0 | 0 | 0 | 0 | 0 | 0 | 0 | 0 | 0 | 0 | 0 | 0 | 0 | 0 | 0 | 0 | 0
Utility Scale Solar |  | 0 | 0 | 0 | 0 | 0 | 0 | 0 | 0 | 0 | 0 | 0 | 0 | 0 | 0 | 0 | 0 | 0 | 0 | 0 | 0 | 0 | 0 | 0 | 0 | 0 | 0 | 0 | 0 | 0 | 0 | 0 | 0 | 0 | 0 | 0 | 0 | 0 | 0 | 0 | 0 | 0 | 0 | 0 | 0 | 0 | 0 | 0 | 0 | 0 | 0 | 0 | 0 | 0 | 0 | 0 | 0 | 0 | 0 | 0 | 0 | 0 | 0 | 0 | 0 | 0 | 0 | 0 | 0 | 0
Short Duration Storage (<8hr) |  | 0 | 0 | 0 | 0 | 0 | 0 | 0 | 0 | 0 | 0 | 0 | 0 | 0 | 0 | 0 | 0.5 | 0 | 0 | 0.5 | 0 | 0.5 | 0 | 0.5 | 0 | 0 | 0 | 0 | 0 | 0 | 0 | 0 | 0 | 0 | 0 | 0 | 0 | 0 | 0 | 0 | 0 | 0 | 0 | 0 | 0 | 0 | 25 | 0 | 0 | 0 | 0 | 0 | 0 | 0 | 0 | 0 | 0 | 0 | 0 | 0 | 0 | 0 | 0 | 0 | 0 | 0 | 0 | 0 | 0 | 0
Medium Duration Storage (8-24hr) |  | 0 | 0 | 0 | 0 | 0 | 0 | 0 | 0 | 0 | 0 | 0 | 0 | 0 | 0 | 0 | 0 | 0 | 0 | 0 | 0 | 0 | 0 | 0 | 0 | 0 | 0 | 0 | 0 | 0 | 0 | 0 | 0 | 0 | 0 | 0 | 0 | 0 | 0 | 0 | 0 | 0 | 0 | 0 | 0 | 0 | 0 | 0 | 0 | 0 | 0 | 0 | 0 | 0 | 0 | 0 | 0 | 0 | 0 | 0 | 0 | 0 | 0 | 0 | 0 | 0 | 0 | 0 | 0 | 0
Long Duration Storage (>24hr) |  | 0 | 0 | 0 | 0 | 0 | 0 | 0 | 0 | 0 | 0 | 0 | 0 | 0 | 0 | 0 | 0 | 52.1 | 0 | 0 | 0 | 0 | 0 | 0 | 0 | 0 | 0 | 0 | 0 | 0 | 0 | 0 | 0 | 0 | 0 | 0 | 0 | 0 | 0 | 0 | 0 | 0 | 0 | 0 | 0 | 0 | 0 | 0 | 0 | 0 | 0 | 0 | 0 | 0 | 0 | 0 | 0 | 0 | 0 | 0 | 0 | 0 | 0 | 0 | 0 | 0 | 0 | 68 | 50 | 0
Renewable Fuel |  | 0 | 0 | 0 | 0 | 0 | 0 | 0 | 0 | 0 | 0 | 0 | 0 | 0 | 88.3 | 0 | 0 | 0 | 0 | 74 | 186.2 | 0 | 0 | 348 | 0 | 0 | 0 | 0 | 0 | 0 | 0 | 0 | 0 | 0 | 0 | 0 | 0 | 0 | 0 | 0 | 0 | 0 | 0 | 0 | 0 | 0 | 0 | 0 | 0 | 0 | 0 | 0 | 0 | 0 | 0 | 0 | 0 | 0 | 0 | 0 | 0 | 0 | 0 | 0 | 0 | 0 | 0 | 0 | 0 | 0
Check |  |  | 0 | 0 | 0 | 0 | 0 | 0 | 0 | 0 | 0 | 0 | 0 | 0 | 0 | 0 | 0 | 0 | 0 | 0 | 0 | 0 | 0 | 0 | 0 | 0 | 0 | 0 | 0 | 0 | 0 | 0 | 0 | 0 | 0 | 0 | 0 | 0 | 0 | 0 | 0 | 0 | 0 | 0 | 0 | 0 | 0 | 0 | 0 | 0 | 0 | 0 | 0 | 0 | 0 | 0 | 0 | 0 | 0 | 0 | 0 | 0 | 0 | 0 | 0 | 0 | 0 | 0 | 0 | 0
|  |  | 2024 | 2025 | 2026 | 2027 | 2028 | 2029 | 2030 | 2031 | 2032 | 2033 | 2034 | 2035 | 2036 | 2037 | 2038 | 2039 | 2040 | 2041 | 2042 | 2043 | 2044 | 2045 | 2024-2033 | 2034-2045
Washington
| Demand Response |  | 0 | 6.8 | 0 | 0 | 0 | 0 | 0 | 0 | 0 | 0 | 0 | 0 | 0 | 0 | 0 | 0 | 0 | 0 | 0 | 0 | 0 | 0 | 6.8 | 0
| Natural Gas |  | 0 | 0 | 0 | 0 | 0 | 0 | 0 | 0 | 0 | 0 | 0 | 0 | 0 | 0 | 0 | 0 | 0 | 0 | 0 | 0 | 0 | 0 | 0 | 0
| Baseload Renewable |  | 0 | 0 | 0 | 0 | 0 | 0 | 0 | 0 | 0 | 0 | 0 | 0 | 0 | 0 | 0 | 0 | 0 | 0 | 0 | 0 | 0 | 0 | 0 | 0
| Nuclear |  | 0 | 0 | 0 | 0 | 0 | 0 | 0 | 0 | 0 | 0 | 0 | 0 | 0 | 0 | 0 | 0 | 0 | 0 | 0 | 0 | 0 | 0 | 0 | 0
| NW Wind |  | 0 | 0 | 0 | 0 | 0 | 0 | 200 | 0 | 0 | 0 | 0 | 0 | 0 | 0 | 0 | 0 | 0 | 140 | 105 | 0 | 100 | 199.7 | 200 | 544.7
| Montana Wind |  | 0 | 0 | 0 | 0 | 0 | 0 | 0 | 0 | 200 | 0 | 0 | 0 | 0 | 0 | 0 | 0 | 0 | 0 | 0 | 0 | 0 | 0 | 200 | 0
| Off Shore Wind |  | 0 | 0 | 0 | 0 | 0 | 0 | 0 | 0 | 0 | 0 | 0 | 0 | 0 | 0 | 0 | 0 | 0 | 0 | 0 | 0 | 0 | 0 | 0 | 0
| Distributed Solar |  | 0.66 | 0.69 | 0.72 | 0.74 | 0.78 | 0.8 | 0.83 | 0.86 | 0.9 | 0.93 | 0.1 | 0.2 | 0.2 | 0.3 | 0 | 0.2 | 0.2 | 0 | 0.3 | 0 | 0.2 | 0 | 7.91 | 1.7
| Distributed Storage |  | 0 | 0 | 0 | 0 | 0 | 0 | 0 | 0 | 0 | 0 | 0 | 0 | 0 | 0 | 0 | 0.1 | 0.1 | 0 | 0 | 0 | 0.1 | 0 | 0 | 0.3
| Utility Scale Solar |  | 0 | 0 | 0 | 0 | 0 | 0 | 0 | 0 | 0 | 0 | 0 | 0 | 0 | 0 | 0 | 0 | 0 | 0 | 0 | 0 | 0 | 0 | 0 | 0
| Short Duration Storage (<8hr) |  | 0 | 0 | 0 | 0 | 0 | 0 | 0 | 0 | 0 | 0 | 0 | 0 | 0 | 0 | 0.5 | 0 | 0 | 0.5 | 0 | 0.5 | 0 | 0.5 | 0 | 2
| Medium Duration Storage (8-24hr) |  | 0 | 0 | 0 | 0 | 0 | 0 | 0 | 0 | 0 | 0 | 0 | 0 | 0 | 0 | 0 | 0 | 0 | 0 | 0 | 0 | 0 | 0 | 0 | 0
| Long Duration Storage (>24hr) |  | 0 | 0 | 0 | 0 | 0 | 0 | 0 | 0 | 0 | 0 | 0 | 0 | 0 | 0 | 0 | 52.1 | 0 | 0 | 0 | 44.642 | 32.825 | 0 | 0 | 129.567
| Renewable Fuel |  | 0 | 0 | 0 | 0 | 0 | 0 | 0 | 0 | 0 | 0 | 0 | 0 | 88.3 | 0 | 0 | 0 | 0 | 74 | 186.2 | 0 | 0 | 348 | 0 | 696.5
| Total |  | 0.66 | 7.49 | 0.72 | 0.74 | 0.78 | 0.8 | 200.83 | 0.86 | 200.9 | 0.93 | 0.1 | 0.2 | 88.5 | 0.3 | 0.5 | 52.4 | 0.3 | 214.5 | 291.5 | 45.142 | 133.125 | 548.2 | 414.71 | 1374.767
Idaho
| Demand Response |  | 0 | 0 | 0 | 0 | 0 | 0 | 0 | 0 | 0 | 0 | 0 | 0 | 0 | 0 | 0 | 0 | 0 | 0 | 0 | 0 | 0 | 0 | 0 | 0
| Natural Gas |  | 0 | 0 | 0 | 0 | 0 | 0 | 0 | 0 | 0 | 0 | 90 | 0 | 0 | 0 | 0 | 0 | 0 | 46 | 102 | 0 | 0 | 65 | 0 | 303
| Baseload Renewable |  | 0 | 0 | 0 | 0 | 0 | 0 | 0 | 0 | 0 | 0 | 0 | 0 | 0 | 0 | 0 | 0 | 0 | 0 | 0 | 0 | 0 | 0 | 0 | 0
| Nuclear |  | 0 | 0 | 0 | 0 | 0 | 0 | 0 | 0 | 0 | 0 | 0 | 0 | 0 | 0 | 0 | 0 | 0 | 0 | 0 | 0 | 0 | 0 | 0 | 0
| NW Wind |  | 0 | 0 | 0 | 0 | 0 | 0 | 0 | 0 | 0 | 0 | 0 | 0 | 0 | 0 | 0 | 0 | 0 | 0 | 0 | 0 | 0 | 0 | 0 | 0
| Montana Wind |  | 0 | 0 | 0 | 0 | 0 | 0 | 0 | 0 | 0 | 0 | 0 | 0 | 0 | 0 | 0 | 0 | 0 | 0 | 0 | 0 | 0 | 0 | 0 | 0
| Off Shore Wind |  | 0 | 0 | 0 | 0 | 0 | 0 | 0 | 0 | 0 | 0 | 0 | 0 | 0 | 0 | 0 | 0 | 0 | 0 | 0 | 0 | 0 | 0 | 0 | 0
| Distributed Solar |  | 0 | 0 | 0 | 0 | 0 | 0 | 0 | 0 | 0 | 0 | 0 | 0 | 0 | 0 | 0 | 0 | 0 | 0 | 0 | 0 | 0 | 0 | 0 | 0
| Distributed Storage |  | 0 | 0 | 0 | 0 | 0 | 0 | 0 | 0 | 0 | 0 | 0 | 0 | 0 | 0 | 0 | 0 | 0 | 0 | 0 | 0 | 0 | 0 | 0 | 0
| Utility Scale Solar |  | 0 | 0 | 0 | 0 | 0 | 0 | 0 | 0 | 0 | 0 | 0 | 0 | 0 | 0 | 0 | 0 | 0 | 0 | 0 | 0 | 0 | 0 | 0 | 0
| Short Duration Storage (<8hr) |  | 0 | 0 | 0 | 0 | 0 | 0 | 0 | 0 | 0 | 0 | 0 | 0 | 0 | 0 | 0 | 0 | 0 | 0 | 0 | 0 | 0 | 25 | 0 | 25
| Medium Duration Storage (8-24hr) |  | 0 | 0 | 0 | 0 | 0 | 0 | 0 | 0 | 0 | 0 | 0 | 0 | 0 | 0 | 0 | 0 | 0 | 0 | 0 | 0 | 0 | 0 | 0 | 0
| Long Duration Storage (>24hr) |  | 0 | 0 | 0 | 0 | 0 | 0 | 0 | 0 | 0 | 0 | 0 | 0 | 0 | 0 | 0 | 0 | 0 | 0 | 0 | 23.358 | 17.175 | 0 | 0 | 40.533
| Renewable Fuel |  | 0 | 0 | 0 | 0 | 0 | 0 | 0 | 0 | 0 | 0 | 0 | 0 | 0 | 0 | 0 | 0 | 0 | 0 | 0 | 0 | 0 | 0 | 0 | 0
| Total |  | 0 | 0 | 0 | 0 | 0 | 0 | 0 | 0 | 0 | 0 | 90 | 0 | 0 | 0 | 0 | 0 | 0 | 46 | 102 | 23.358 | 17.175 | 90 | 0 | 368.533

## Annual Summaries
6.51%
| Washington | [16 empty] | Idaho
| 1- Preferred Resource Strategy | 2- Alternative Lowest Reasonable Cost Portfolio | 3- Baseline Portfolio | 4- No Resource Additions | 5- No CETA/ No new NG | 6- WRAP PRM | 7- WRAP PRM No QCC Changes | 8- VERs Assigned to Washington | 9- Low Economic Growth Loads | 10- High Economic Growth Loads | 11- High Electric Vehicle Growth | 12- WA Space/ Water Electrification | 13- WA Space/ Water Electrification w/NG Backup | 14- Combined Electrification | 15- Clean Portfolio by 2045 | 16- Social Cost Included for Idaho | 17- WA Maximum Customer Benefits | 1- Preferred Resource Strategy | 2- Alternative Lowest Reasonable Cost Portfolio | 3- Baseline Portfolio | 4- No Resource Additions | 5- No CETA/ No new NG | 6- WRAP PRM | 7- WRAP PRM No QCC Changes | 8- VERs Assigned to Washington | 9- Low Economic Growth Loads | 10- High Economic Growth Loads | 11- High Electric Vehicle Growth | 12- WA Space/ Water Electrification | 13- WA Space/ Water Electrification w/NG Backup | 14- Combined Electrification | 15- Clean Portfolio by 2045 | 16- Social Cost Included for Idaho | 17- WA Maximum Customer Benefits
Cost (Millions)
2023 | 644.3538 | 644.1051 | 644.3538 | 644.3538 | 644.3538 | 644.3529 | 644.3515 | 644.3516 | 644.3538 | 644.3538 | 644.3181 | 645.7867 | 645.3292 | 645.7574 | 644.3515 | 646.4137 | 644.4944 | 316.4024 | 316.4046 | 316.4024 | 316.4024 | 316.4024 | 316.4018 | 316.4014 | 316.4018 | 316.4024 | 316.4024 | 316.3645 | 316.3608 | 316.3715 | 316.3464 | 316.4051 | 314.1737 | 316.4046
2024 | 657.5143 | 656.953 | 657.5213 | 657.5213 | 657.5213 | 657.5137 | 657.5119 | 657.512 | 657.5143 | 657.5143 | 657.5113 | 658.8101 | 658.2338 | 658.721 | 657.512 | 659.6479 | 658.0231 | 322.0278 | 322.0382 | 322.0263 | 322.0263 | 322.0263 | 322.027 | 322.0262 | 322.0269 | 322.0278 | 322.0278 | 322.0079 | 322.0045 | 322.0145 | 322.0157 | 322.0464 | 319.718 | 322.0313
2025 | 681.5453 | 680.5835 | 681.544 | 681.1125 | 681.544 | 681.5479 | 681.5481 | 681.5478 | 681.5453 | 681.5453 | 681.5409 | 682.7411 | 682.1171 | 682.6029 | 681.548 | 683.6761 | 682.492 | 329.7297 | 329.7219 | 329.7266 | 329.7266 | 329.7266 | 329.7296 | 329.7288 | 329.7293 | 329.7297 | 329.7297 | 329.7023 | 329.6959 | 329.7173 | 329.691 | 329.749 | 327.4236 | 329.7432
2026 | 690.7408 | 689.3103 | 690.7268 | 690.3558 | 690.7268 | 690.7469 | 690.751 | 691.538 | 690.7408 | 690.7408 | 690.7251 | 692.3397 | 691.4562 | 692.1602 | 690.8954 | 693.0286 | 692.1523 | 339.8137 | 339.8077 | 339.8089 | 339.8089 | 339.8089 | 339.8145 | 339.8135 | 346.2742 | 339.8137 | 339.8137 | 339.7717 | 339.8673 | 339.842 | 339.8791 | 339.7016 | 337.3379 | 339.835
2027 | 710.4531 | 708.4768 | 710.4124 | 710.1518 | 710.4124 | 710.4653 | 710.4779 | 711.2624 | 709.0418 | 709.9875 | 710.4418 | 712.5297 | 711.4456 | 712.3232 | 710.4751 | 711.0291 | 712.3493 | 344.0157 | 344.0162 | 344.0091 | 344.0091 | 344.0091 | 344.0182 | 344.0173 | 350.3365 | 343.4832 | 344.6657 | 343.9659 | 344.1091 | 344.0724 | 344.1398 | 344.1031 | 343.3911 | 344.0425
2028 | 737.2831 | 734.6934 | 737.2202 | 737.0056 | 737.2202 | 737.3003 | 737.323 | 738.104 | 735.385 | 737.2697 | 737.278 | 740.3452 | 738.8451 | 740.0621 | 737.3175 | 737.9807 | 739.6165 | 352.7713 | 352.774 | 352.7627 | 352.7627 | 352.7627 | 352.7753 | 352.7743 | 358.9084 | 351.6868 | 353.974 | 352.7101 | 352.9221 | 352.8635 | 352.9707 | 352.8942 | 352.0146 | 352.8056
2029 | 762.427 | 759.1892 | 762.3425 | 762.1634 | 762.3425 | 762.4503 | 762.4873 | 763.2632 | 760.0526 | 762.8661 | 762.4185 | 766.7703 | 764.789 | 766.3364 | 762.4785 | 763.1793 | 765.2071 | 363.6217 | 363.6285 | 363.6112 | 363.6112 | 363.6112 | 363.628 | 363.6268 | 369.7225 | 361.9794 | 365.7335 | 363.53 | 363.7634 | 363.7418 | 363.8802 | 363.7867 | 362.8052 | 363.6649
2030 | 788.6308 | 784.7595 | 788.5402 | 788.639 | 788.5402 | 788.6522 | 788.697 | 789.4689 | 785.3552 | 789.6498 | 788.6986 | 796.2186 | 792.5706 | 795.5931 | 788.6852 | 789.3871 | 791.7168 | 375.0548 | 375.0809 | 375.0421 | 374.8265 | 375.0421 | 375.0614 | 375.0589 | 380.6867 | 372.5139 | 378.088 | 374.9637 | 375.173 | 375.1971 | 375.2794 | 375.2565 | 374.2284 | 375.1117
2031 | 823.5804 | 819.0709 | 823.4436 | 822.1961 | 823.4436 | 823.6123 | 823.6811 | 824.4415 | 819.965 | 825.032 | 823.9647 | 839.8667 | 833.4182 | 840.008 | 823.6657 | 824.5301 | 827.0941 | 389.2479 | 389.2934 | 389.779 | 389.0173 | 389.2329 | 389.259 | 389.2569 | 394.8492 | 386.2131 | 392.7741 | 389.1669 | 389.5059 | 389.478 | 389.7912 | 389.8847 | 388.2118 | 389.3144
2032 | 858.3696 | 853.264 | 857.4064 | 851.7601 | 858.308 | 858.554 | 860.9123 | 859.2738 | 854.3307 | 860.2742 | 865.8694 | 932.2593 | 897.6385 | 964.4799 | 857.6962 | 859.1346 | 863.0296 | 401.5088 | 401.5734 | 403.2543 | 401.2758 | 410.7351 | 401.3697 | 404.5888 | 407.2275 | 397.9123 | 405.6715 | 401.4933 | 401.9441 | 405.1237 | 402.5752 | 403.3847 | 405.6674 | 401.0841
2033 | 885.3889 | 878.8219 | 883.554 | 879.5275 | 884.4121 | 884.6927 | 886.9107 | 885.4132 | 879.9173 | 887.2803 | 892.9721 | 959.9886 | 925.558 | 991.4374 | 883.9036 | 885.3246 | 890.6108 | 412.1564 | 413.1849 | 414.6351 | 411.9208 | 421.8065 | 412.9796 | 415.9702 | 418.6098 | 408.6811 | 418.2282 | 413.0858 | 413.6397 | 416.4479 | 414.5438 | 414.8839 | 416.979 | 411.6682
2034 | 897.4715 | 891.1911 | 894.6603 | 890.1374 | 895.5105 | 895.6951 | 897.9129 | 896.5458 | 890.388 | 900.9247 | 907.6202 | 976.9895 | 939.6881 | 1009.7713 | 895.0719 | 896.9538 | 918.141 | 425.0686 | 425.1743 | 417.3289 | 415.779 | 424.4536 | 415.8673 | 418.8158 | 421.2218 | 410.7309 | 431.7326 | 426.1472 | 426.1868 | 419.516 | 427.1536 | 417.6661 | 419.102 | 424.8992
2035 | 930.3933 | 923.4739 | 928.0213 | 925.0217 | 928.3921 | 930.4883 | 930.8099 | 929.4685 | 922.5431 | 934.4778 | 942.6538 | 1033.3867 | 976.2489 | 1049.1443 | 928.1616 | 929.9497 | 956.5895 | 440.6852 | 440.8046 | 433.502 | 431.8847 | 440.2343 | 440.9998 | 434.9118 | 437.0512 | 425.9244 | 448.2823 | 441.8308 | 443.2525 | 435.6635 | 442.4979 | 433.8159 | 434.9939 | 439.7298
2036 | 976.4884 | 968.8906 | 966.045 | 954.6823 | 972.67 | 974.9167 | 960.0798 | 974.7514 | 951.5254 | 982.0666 | 990.3383 | 1102.0164 | 1033.4668 | 1119.198 | 972.259 | 972.5199 | 1006.7139 | 454.8079 | 454.9474 | 451.6866 | 445.1349 | 453.7761 | 453.312 | 448.3315 | 460.2677 | 439.0955 | 463.3874 | 456.0621 | 460.8644 | 458.1973 | 457.6826 | 455.1915 | 455.1333 | 452.8109
2037 | 1010.5173 | 1002.1688 | 999.8192 | 990.5701 | 1006.6566 | 1009.2504 | 996.5442 | 1008.8636 | 994.6177 | 1016.8317 | 1048.4542 | 1161.2846 | 1088.3494 | 1189.5203 | 1006.481 | 1006.6631 | 1060.2704 | 470.7747 | 470.9266 | 467.7836 | 461.5057 | 469.8019 | 468.4264 | 467.3454 | 475.8103 | 459.1957 | 480.4864 | 473.5341 | 478.3349 | 474.745 | 478.6479 | 471.5422 | 471.2691 | 467.3931
2038 | 1043.7055 | 1034.5082 | 1039.4225 | 1022.7237 | 1048.204 | 1052.614 | 1032.6247 | 1041.9406 | 1027.2273 | 1063.3682 | 1085.8044 | 1225.2371 | 1142.7086 | 1263.8236 | 1049.6765 | 1050.1889 | 1097.4775 | 485.6701 | 485.8465 | 486.9104 | 476.7154 | 489.1382 | 485.109 | 482.4418 | 490.647 | 473.1366 | 502.8167 | 488.7032 | 493.6698 | 489.1644 | 496.1947 | 492.5689 | 491.988 | 484.1198
2039 | 1102.2016 | 1092.1114 | 1084.9347 | 1070.0257 | 1093.9454 | 1097.8229 | 1081.176 | 1099.9035 | 1084.0129 | 1109.8805 | 1154.1422 | 1303.6053 | 1208.6016 | 1350.5145 | 1095.9927 | 1096.3958 | 1164.0505 | 507.7277 | 507.9568 | 508.9782 | 499.1141 | 510.8802 | 507.0979 | 507.3895 | 512.5171 | 494.2423 | 525.5897 | 508.6653 | 515.7802 | 510.0643 | 522.1938 | 514.8245 | 514.1911 | 505.0327
2040 | 1132.6064 | 1121.5851 | 1123.4653 | 1103.9498 | 1131.7309 | 1134.1753 | 1113.0313 | 1130.3548 | 1112.5534 | 1149.8523 | 1209.6585 | 1366.9285 | 1257.8549 | 1427.4773 | 1137.0992 | 1134.928 | 1202.7471 | 521.9313 | 522.1732 | 524.7508 | 514.489 | 528.5838 | 524.8494 | 521.217 | 526.0829 | 507.4527 | 542.814 | 526.3312 | 533.1325 | 523.7809 | 540.2414 | 531.1163 | 532.844 | 519.2326
2041 | 1180.057 | 1160.801 | 1140.792 | 1123.8148 | 1164.3972 | 1175.5186 | 1149.5378 | 1175.2152 | 1153.9255 | 1195.309 | 1268.0528 | 1429.7746 | 1314.6853 | 1518.6619 | 1177.1352 | 1173.5849 | 1255.6424 | 532.3721 | 532.8945 | 542.1566 | 517.6895 | 542.1908 | 533.3251 | 532.4915 | 531.3433 | 519.3856 | 554.1954 | 536.5053 | 540.3803 | 528.1732 | 549.0097 | 541.9019 | 544.8362 | 532.8951
2042 | 1274.6455 | 1254.4872 | 1209.4681 | 1167.1209 | 1252.5582 | 1262.4892 | 1213.8397 | 1273.6366 | 1243.983 | 1296.6552 | 1388.3388 | 1588.2726 | 1437.3357 | 1689.7855 | 1276.3161 | 1274.851 | 1363.8068 | 566.3835 | 562.9432 | 574.7064 | 538.9691 | 584.64 | 564.8183 | 561.4289 | 565.8966 | 546.7524 | 591.5894 | 580.1215 | 594.7761 | 571.0599 | 604.385 | 609.5733 | 577.8596 | 562.7915
2043 | 1339.4793 | 1317.1094 | 1271.153 | 1224.7101 | 1314.2977 | 1327.2091 | 1286.6547 | 1337.7295 | 1308.2132 | 1359.8241 | 1496.4643 | 1691.6777 | 1537.7488 | 1869.0069 | 1356.8667 | 1340.0726 | 1471.2898 | 595.0015 | 592.288 | 605.1722 | 564.0347 | 615.1878 | 593.5226 | 586.2035 | 592.8593 | 570.224 | 620.451 | 606.6634 | 619.5458 | 597.8845 | 657.8695 | 650.0373 | 609.8585 | 586.4602
2044 | 1404.9488 | 1376.1463 | 1321.525 | 1284.7473 | 1373.0983 | 1403.4354 | 1356.3733 | 1392.4066 | 1377.3459 | 1439.1665 | 1598.7817 | 1806.8832 | 1620.1431 | 1960.8618 | 1425.3018 | 1405.4096 | 1542.5607 | 622.0201 | 620.1654 | 633.6777 | 593.3764 | 647.7328 | 621.3339 | 611.8535 | 620.0242 | 590.5178 | 650.3494 | 640.4737 | 670.263 | 628.0294 | 688.7507 | 681.3667 | 638.7846 | 613.281
2045 | 1617.3799 | 1536.8421 | 1414.1755 | 1341.0097 | 1540.3808 | 1671.4363 | 1610.8241 | 1612.7522 | 1611.1273 | 1665.0408 | 1887.6785 | 2228.4373 | 1982.345 | 2595.17 | 1656.5481 | 1627.5466 | 2077.8526 | 679.0884 | 662.2979 | 676.4701 | 623.2569 | 691.9169 | 681.9141 | 658.5906 | 675.846 | 637.6626 | 712.0057 | 716.7081 | 717.443 | 712.6972 | 752.3429 | 945.9019 | 690.0797 | 668.6542
NPV | 10212.5418 | 10122.1568 | 10063.5461 | 9965.81 | 10158.4183 | 10217.1875 | 10126.0658 | 10205.1001 | 10118.8501 | 10279.4415 | 10541.4228 | 11283.173 | 10786.8176 | 11654.6105 | 10227.1596 | 10219.4457 | 10593.6721 | 4783.121 | 4777.8976 | 4788.7513 | 4713.2019 | 4821.2631 | 4777.9092 | 4763.4133 | 4819.2489 | 4697.0627 | 4868.2071 | 4812.1487 | 4842.5936 | 4799.5926 | 4878.5962 | 4902.4248 | 4801.1607 | 4769.2216
Levelized | 886.0894 | 878.2472 | 873.1619 | 864.6818 | 881.3934 | 886.4925 | 878.5864 | 885.4438 | 877.9603 | 891.894 | 914.6247 | 978.9826 | 935.9164 | 1011.2103 | 887.3577 | 886.6885 | 919.1581 | 415.0067 | 414.5535 | 415.4952 | 408.9402 | 418.3161 | 414.5545 | 413.2967 | 418.1413 | 407.5398 | 422.3892 | 417.5253 | 420.1668 | 416.4358 | 423.2906 | 425.358 | 416.5719 | 413.8007
Levelized Delta |  | -7.8422 | -12.9276 | -21.4076 | -4.696 | 0.40309 | -7.5031 | -0.64567 | -8.1291 | 5.8045 | 28.5353 | 92.8931 | 49.8269 | 125.1208 | 1.2683 | 0.59902 | 33.0687 |  | -0.45321 | 0.48851 | -6.0665 | 3.3094 | -0.4522 | -1.7099 | 3.1346 | -7.4668 | 7.3825 | 2.5186 | 5.1601 | 1.4292 | 8.2839 | 10.3514 | 1.5652 | -1.206
2030 Delta |  | -3.8714 | -0.090658 | 0.0081328 | -0.090658 | 0.021394 | 0.066175 | 0.83802 | -3.2756 | 1.019 | 0.067712 | 7.5877 | 3.9398 | 6.9623 | 0.054392 | 0.75623 | 3.086 |  | 0.026065 | -0.012715 | -0.22834 | -0.012715 | 0.006633 | 0.0040654 | 5.6319 | -2.5409 | 3.0331 | -0.09107 | 0.11814 | 0.14225 | 0.22462 | 0.20173 | -0.82645 | 0.056852
2045 Delta |  | -80.5378 | -203.2044 | -276.3702 | -76.9991 | 54.0564 | -6.5558 | -4.6277 | -6.2527 | 47.6609 | 270.2986 | 611.0574 | 364.965 | 977.7901 | 39.1682 | 10.1667 | 460.4726 |  | -16.7905 | -2.6184 | -55.8315 | 12.8285 | 2.8256 | -20.4978 | -3.2425 | -41.4258 | 32.9173 | 37.6197 | 38.3546 | 33.6088 | 73.2545 | 266.8134 | 10.9913 | -10.4343
2030 % Change |  | -0.4909% | -0.0115% | 0.001031% | -0.0115% | 0.002713% | 0.008391% | 0.1063% | -0.4154% | 0.1292% | 0.008586% | 0.9621% | 0.4996% | 0.8828% | 0.006897% | 0.09589% | 0.3913% |  | 0.00695% | -0.00339% | -0.06088% | -0.00339% | 0.001769% | 0.001084% | 1.502% | -0.6775% | 0.8087% | -0.02428% | 0.0315% | 0.03793% | 0.05989% | 0.05379% | -0.2204% | 0.01516%
2045 % Change |  | -4.98% | -12.56% | -17.09% | -4.761% | 3.342% | -0.4053% | -0.2861% | -0.3866% | 2.947% | 16.71% | 37.78% | 22.57% | 60.46% | 2.422% | 0.6286% | 28.47% |  | -2.473% | -0.3856% | -8.222% | 1.889% | 0.4161% | -3.018% | -0.4775% | -6.1% | 4.847% | 5.54% | 5.648% | 4.949% | 10.79% | 39.29% | 1.619% | -1.537%
2030-2045 | 9943.2725 | 9823.2874 | 9725.9508 | 9584.9666 | 9864.4608 | 9949.9897 | 9816.877 | 9928.8161 | 9812.483 | 10041.0471 | 10423.4827 | 11491.1485 | 10773.9565 | 12034.9208 | 9964.3137 | 9942.7722 | 10488.6715 | 4577.2121 | 4569.5788 | 4585.4711 | 4475.1717 | 4632.9372 | 4569.59 | 4548.4329 | 4602.3453 | 4454.9714 | 4697.3046 | 4619.9182 | 4663.6422 | 4600.9773 | 4715.978 | 4751.0813 | 4615.0059 | 4556.7613
Rates ($/kWh)
| 1- Preferred Resource Strategy | 2- Alternative Lowest Reasonable Cost Portfolio | 3- Baseline Portfolio | 4- No Resource Additions | 5- No CETA/ No new NG | 6- WRAP PRM | 7- WRAP PRM No QCC Changes | 8- VERs Assigned to Washington | 9- Low Economic Growth Loads | 10- High Economic Growth Loads | 11- High Electric Vehicle Growth | 12- WA Space/ Water Electrification | 13- WA Space/ Water Electrification w/NG Backup | 14- Combined Electrification | 15- Clean Portfolio by 2045 | 16- Social Cost Included for Idaho | 17- WA Maximum Customer Benefits | 1- Preferred Resource Strategy | 2- Alternative Lowest Reasonable Cost Portfolio | 3- Baseline Portfolio | 4- No Resource Additions | 5- No CETA/ No new NG | 6- WRAP PRM | 7- WRAP PRM No QCC Changes | 8- VERs Assigned to Washington | 9- Low Economic Growth Loads | 10- High Economic Growth Loads | 11- High Electric Vehicle Growth | 12- WA Space/ Water Electrification | 13- WA Space/ Water Electrification w/NG Backup | 14- Combined Electrification | 15- Clean Portfolio by 2045 | 16- Social Cost Included for Idaho | 17- WA Maximum Customer Benefits
2023 | 0.11228 | 0.11224 | 0.11228 | 0.11228 | 0.11228 | 0.11228 | 0.11228 | 0.11228 | 0.11228 | 0.11228 | 0.11227 | 0.112 | 0.11209 | 0.112 | 0.11228 | 0.11264 | 0.11234 | 0.10242 | 0.10243 | 0.10242 | 0.10242 | 0.10242 | 0.10242 | 0.10242 | 0.10242 | 0.10242 | 0.10242 | 0.10241 | 0.10241 | 0.10242 | 0.10241 | 0.10244 | 0.10171 | 0.10242
2024 | 0.11356 | 0.11347 | 0.11356 | 0.11356 | 0.11356 | 0.11357 | 0.11357 | 0.11357 | 0.11356 | 0.11356 | 0.11356 | 0.11328 | 0.11341 | 0.11333 | 0.11357 | 0.11393 | 0.11371 | 0.10392 | 0.10395 | 0.10392 | 0.10392 | 0.10392 | 0.10393 | 0.10393 | 0.10392 | 0.10392 | 0.10392 | 0.10392 | 0.10392 | 0.10393 | 0.10394 | 0.10397 | 0.10319 | 0.10392
2025 | 0.11701 | 0.11684 | 0.11701 | 0.11693 | 0.11701 | 0.11702 | 0.11702 | 0.11702 | 0.11701 | 0.11701 | 0.117 | 0.11666 | 0.11685 | 0.11677 | 0.11702 | 0.11737 | 0.11727 | 0.1061 | 0.10613 | 0.1061 | 0.1061 | 0.1061 | 0.10611 | 0.10611 | 0.10611 | 0.1061 | 0.1061 | 0.1061 | 0.1061 | 0.10612 | 0.10613 | 0.10618 | 0.10537 | 0.1061
2026 | 0.11922 | 0.11898 | 0.11922 | 0.11916 | 0.11922 | 0.11923 | 0.11924 | 0.11938 | 0.11922 | 0.11922 | 0.11922 | 0.1188 | 0.11905 | 0.11898 | 0.11927 | 0.11962 | 0.11961 | 0.11027 | 0.11032 | 0.11027 | 0.11027 | 0.11027 | 0.11027 | 0.11027 | 0.11237 | 0.11027 | 0.11027 | 0.11027 | 0.11029 | 0.11031 | 0.11035 | 0.11035 | 0.10948 | 0.11026
2027 | 0.12182 | 0.12148 | 0.12181 | 0.12177 | 0.12181 | 0.12183 | 0.12185 | 0.12199 | 0.12245 | 0.12202 | 0.12181 | 0.12121 | 0.12155 | 0.12147 | 0.12186 | 0.12191 | 0.12233 | 0.11086 | 0.11092 | 0.11086 | 0.11086 | 0.11086 | 0.11086 | 0.11086 | 0.1129 | 0.11127 | 0.11038 | 0.11086 | 0.1109 | 0.11092 | 0.11097 | 0.11105 | 0.11068 | 0.11085
2028 | 0.12555 | 0.12512 | 0.12554 | 0.12551 | 0.12554 | 0.12557 | 0.12561 | 0.12574 | 0.12643 | 0.12555 | 0.12555 | 0.12463 | 0.12511 | 0.12499 | 0.12561 | 0.12567 | 0.1262 | 0.11293 | 0.11302 | 0.11293 | 0.11293 | 0.11293 | 0.11293 | 0.11294 | 0.1149 | 0.11378 | 0.11203 | 0.11294 | 0.11299 | 0.11302 | 0.11309 | 0.11318 | 0.11272 | 0.11292
2029 | 0.12904 | 0.12849 | 0.12902 | 0.12899 | 0.12902 | 0.12906 | 0.12911 | 0.12924 | 0.13018 | 0.12882 | 0.12903 | 0.12769 | 0.12831 | 0.12814 | 0.12912 | 0.12915 | 0.12982 | 0.11555 | 0.11565 | 0.11554 | 0.11554 | 0.11554 | 0.11555 | 0.11556 | 0.11749 | 0.11687 | 0.11431 | 0.11554 | 0.1156 | 0.11566 | 0.11575 | 0.11586 | 0.11533 | 0.11554
2030 | 0.13267 | 0.13203 | 0.13266 | 0.13267 | 0.13266 | 0.13271 | 0.13277 | 0.13289 | 0.13403 | 0.13224 | 0.13266 | 0.13094 | 0.13157 | 0.13149 | 0.13277 | 0.13278 | 0.13357 | 0.1186 | 0.11873 | 0.11859 | 0.11853 | 0.11859 | 0.11861 | 0.11862 | 0.12039 | 0.12033 | 0.11698 | 0.1186 | 0.11865 | 0.11874 | 0.11882 | 0.11899 | 0.11839 | 0.11859
2031 | 0.13747 | 0.13673 | 0.13745 | 0.13724 | 0.13745 | 0.13752 | 0.1376 | 0.13771 | 0.13916 | 0.13679 | 0.13732 | 0.13583 | 0.13642 | 0.1365 | 0.1376 | 0.13761 | 0.13851 | 0.12218 | 0.12235 | 0.12235 | 0.12211 | 0.12218 | 0.1222 | 0.12221 | 0.12395 | 0.12451 | 0.12 | 0.12216 | 0.12228 | 0.12237 | 0.12251 | 0.12278 | 0.12192 | 0.12217
2032 | 0.14206 | 0.14123 | 0.1419 | 0.14097 | 0.14205 | 0.14214 | 0.14263 | 0.14232 | 0.14409 | 0.14111 | 0.14267 | 0.14778 | 0.14449 | 0.15338 | 0.1421 | 0.14216 | 0.14336 | 0.12513 | 0.12533 | 0.12567 | 0.12505 | 0.128 | 0.1251 | 0.12612 | 0.12692 | 0.12807 | 0.12241 | 0.12507 | 0.12528 | 0.12639 | 0.12558 | 0.12618 | 0.1265 | 0.12496
2033 | 0.14542 | 0.14435 | 0.14512 | 0.14446 | 0.14526 | 0.14536 | 0.14583 | 0.14554 | 0.1476 | 0.14413 | 0.14532 | 0.149 | 0.14638 | 0.15392 | 0.14534 | 0.14537 | 0.14686 | 0.12735 | 0.12788 | 0.12812 | 0.12728 | 0.13034 | 0.12763 | 0.12858 | 0.12936 | 0.13112 | 0.12448 | 0.1275 | 0.12783 | 0.12884 | 0.12814 | 0.12873 | 0.12894 | 0.12717
2034 | 0.14618 | 0.14516 | 0.14572 | 0.14498 | 0.14586 | 0.14594 | 0.14643 | 0.14615 | 0.14844 | 0.14482 | 0.14549 | 0.14803 | 0.14563 | 0.15232 | 0.14597 | 0.14604 | 0.15019 | 0.13023 | 0.1305 | 0.12786 | 0.12738 | 0.13004 | 0.12744 | 0.12837 | 0.12906 | 0.13138 | 0.12675 | 0.13027 | 0.13059 | 0.1287 | 0.1308 | 0.12854 | 0.12851 | 0.13014
2035 | 0.15024 | 0.14913 | 0.14986 | 0.14938 | 0.14992 | 0.15032 | 0.15051 | 0.15023 | 0.15281 | 0.14863 | 0.1485 | 0.15243 | 0.14797 | 0.15314 | 0.15009 | 0.15011 | 0.15518 | 0.13394 | 0.13425 | 0.13176 | 0.13127 | 0.13381 | 0.13408 | 0.13226 | 0.13285 | 0.13591 | 0.12988 | 0.1338 | 0.13474 | 0.13261 | 0.13424 | 0.13251 | 0.13233 | 0.13361
2036 | 0.15622 | 0.155 | 0.15455 | 0.15273 | 0.15561 | 0.15603 | 0.15381 | 0.15608 | 0.15648 | 0.15443 | 0.15291 | 0.15772 | 0.15284 | 0.15734 | 0.15577 | 0.15551 | 0.16183 | 0.13707 | 0.13742 | 0.13613 | 0.13415 | 0.13676 | 0.13667 | 0.1352 | 0.13873 | 0.1397 | 0.13243 | 0.13668 | 0.13891 | 0.1383 | 0.13744 | 0.13791 | 0.13731 | 0.13642
2037 | 0.16027 | 0.15894 | 0.15858 | 0.15711 | 0.15966 | 0.16014 | 0.15829 | 0.16015 | 0.16249 | 0.15821 | 0.15846 | 0.16169 | 0.15714 | 0.16131 | 0.15988 | 0.15958 | 0.16901 | 0.14053 | 0.14092 | 0.13964 | 0.13776 | 0.14024 | 0.13989 | 0.13961 | 0.14205 | 0.1455 | 0.13532 | 0.14023 | 0.14281 | 0.14194 | 0.14204 | 0.14156 | 0.14084 | 0.13947
2038 | 0.16397 | 0.16252 | 0.1633 | 0.16068 | 0.16468 | 0.16545 | 0.16248 | 0.16384 | 0.16656 | 0.16358 | 0.16025 | 0.16594 | 0.16106 | 0.16518 | 0.16518 | 0.1649 | 0.17331 | 0.14355 | 0.14398 | 0.14392 | 0.14091 | 0.14458 | 0.14347 | 0.14271 | 0.14504 | 0.14926 | 0.1395 | 0.14289 | 0.14594 | 0.14482 | 0.1454 | 0.14646 | 0.1456 | 0.14304
2039 | 0.17146 | 0.16988 | 0.16877 | 0.16645 | 0.17017 | 0.17085 | 0.16845 | 0.17125 | 0.17437 | 0.16874 | 0.16603 | 0.1718 | 0.16642 | 0.17008 | 0.17077 | 0.17045 | 0.18204 | 0.14859 | 0.14907 | 0.14896 | 0.14607 | 0.14951 | 0.1485 | 0.14862 | 0.15001 | 0.15522 | 0.14365 | 0.14674 | 0.15098 | 0.14952 | 0.15099 | 0.1516 | 0.15068 | 0.14775
2040 | 0.17428 | 0.17257 | 0.17287 | 0.16987 | 0.17414 | 0.1746 | 0.17154 | 0.17408 | 0.17735 | 0.17261 | 0.16927 | 0.17539 | 0.16931 | 0.17327 | 0.17526 | 0.17453 | 0.18607 | 0.15121 | 0.15172 | 0.15202 | 0.14905 | 0.15313 | 0.15216 | 0.15114 | 0.15243 | 0.15862 | 0.14611 | 0.14968 | 0.15448 | 0.15199 | 0.15401 | 0.15485 | 0.15458 | 0.15037
2041 | 0.17969 | 0.17675 | 0.17371 | 0.17113 | 0.17731 | 0.17909 | 0.17532 | 0.17911 | 0.18236 | 0.17726 | 0.17252 | 0.17951 | 0.17348 | 0.17852 | 0.17955 | 0.1786 | 0.19224 | 0.15245 | 0.15307 | 0.15525 | 0.14824 | 0.15526 | 0.15284 | 0.15264 | 0.15217 | 0.16132 | 0.14673 | 0.1501 | 0.15477 | 0.15149 | 0.15398 | 0.15619 | 0.15625 | 0.15254
2042 | 0.19186 | 0.18881 | 0.18205 | 0.17568 | 0.18854 | 0.19012 | 0.183 | 0.19187 | 0.19465 | 0.18976 | 0.18336 | 0.19527 | 0.18601 | 0.19256 | 0.19244 | 0.19177 | 0.2064 | 0.16026 | 0.1598 | 0.16262 | 0.15251 | 0.16543 | 0.15995 | 0.15903 | 0.16015 | 0.16869 | 0.15402 | 0.15952 | 0.16833 | 0.16185 | 0.16662 | 0.17363 | 0.16376 | 0.15919
2043 | 0.19916 | 0.19582 | 0.189 | 0.18209 | 0.19541 | 0.19743 | 0.1916 | 0.19906 | 0.20253 | 0.19626 | 0.19168 | 0.204 | 0.1955 | 0.20687 | 0.20208 | 0.19912 | 0.21994 | 0.16628 | 0.16607 | 0.16912 | 0.15763 | 0.17192 | 0.16601 | 0.164 | 0.1657 | 0.17467 | 0.15877 | 0.16376 | 0.17317 | 0.16735 | 0.17805 | 0.18288 | 0.1707 | 0.16384
2044 | 0.20607 | 0.20183 | 0.19383 | 0.18844 | 0.20139 | 0.20595 | 0.19925 | 0.20439 | 0.21067 | 0.20459 | 0.1984 | 0.21352 | 0.20215 | 0.21081 | 0.2094 | 0.20601 | 0.22748 | 0.17159 | 0.17166 | 0.17481 | 0.16369 | 0.17869 | 0.17156 | 0.16898 | 0.17106 | 0.17949 | 0.1635 | 0.16953 | 0.18493 | 0.17353 | 0.18279 | 0.18924 | 0.17651 | 0.16913
2045 | 0.23402 | 0.22236 | 0.20462 | 0.19404 | 0.22288 | 0.24197 | 0.23343 | 0.23354 | 0.24346 | 0.23318 | 0.22703 | 0.25938 | 0.24357 | 0.2726 | 0.24009 | 0.23536 | 0.30229 | 0.1846 | 0.18065 | 0.18389 | 0.16943 | 0.18809 | 0.18555 | 0.17924 | 0.18374 | 0.19194 | 0.17559 | 0.1856 | 0.19506 | 0.19404 | 0.19535 | 0.25887 | 0.1879 | 0.18171
2030 % Change to PRS |  | -0.4847% | -0.0115% | 0.001031% | -0.0115% | 0.02552% | 0.07488% | 0.1635% | 1.019% | -0.3243% | -0.01201% | -1.306% | -0.8335% | -0.8917% | 0.07564% | 0.08369% | 0.6758% |  | 0.1159% | -0.00339% | -0.06088% | -0.00339% | 0.007826% | 0.01659% | 1.509% | 1.462% | -1.366% | 0.001178% | 0.04122% | 0.1206% | 0.1852% | 0.3317% | -0.1773% | -0.007164%
2045 % Change to PRS |  | -4.983% | -12.56% | -17.09% | -4.761% | 3.395% | -0.2533% | -0.2055% | 4.03% | -0.3621% | -2.99% | 10.83% | 4.079% | 16.48% | 2.591% | 0.5718% | 29.17% |  | -2.139% | -0.3856% | -8.222% | 1.889% | 0.5133% | -2.903% | -0.4666% | 3.974% | -4.885% | 0.5407% | 5.666% | 5.112% | 5.822% | 40.23% | 1.787% | -1.569%
Emissions
| 1- Preferred Resource Strategy | 2- Alternative Lowest Reasonable Cost Portfolio | 3- Baseline Portfolio | 4- No Resource Additions | 5- No CETA/ No new NG | 6- WRAP PRM | 7- WRAP PRM No QCC Changes | 8- VERs Assigned to Washington | 9- Low Economic Growth Loads | 10- High Economic Growth Loads | 11- High Electric Vehicle Growth | 12- WA Space/ Water Electrification | 13- WA Space/ Water Electrification w/NG Backup | 14- Combined Electrification | 15- Clean Portfolio by 2045 | 16- Social Cost Included for Idaho | 17- WA Maximum Customer Benefits
2023 | 2.8792 | 2.8792 | 2.8792 | 2.8792 | 2.8792 | 2.8792 | 2.8792 | 2.8792 | 2.8792 | 2.8792 | 2.8792 | 2.8792 | 2.8792 | 2.8792 | 2.8792 | 2.8792 | 2.8792
2024 | 2.9672 | 2.9672 | 2.9672 | 2.9672 | 2.9672 | 2.9672 | 2.9672 | 2.9672 | 2.9672 | 2.9672 | 2.9672 | 2.9672 | 2.9672 | 2.9672 | 2.9672 | 2.9672 | 2.9672
2025 | 2.7197 | 2.7197 | 2.7197 | 2.7197 | 2.7197 | 2.7197 | 2.7197 | 2.7197 | 2.7197 | 2.7197 | 2.7197 | 2.7197 | 2.7197 | 2.7197 | 2.7197 | 2.7197 | 2.7197
2026 | 1.4922 | 1.4922 | 1.4922 | 1.4922 | 1.4922 | 1.4922 | 1.4922 | 1.5482 | 1.4922 | 1.4922 | 1.4922 | 1.4922 | 1.4922 | 1.4922 | 1.4922 | 1.4922 | 1.4922
2027 | 1.4329 | 1.4329 | 1.4329 | 1.4329 | 1.4329 | 1.4329 | 1.4329 | 1.4899 | 1.4329 | 1.4329 | 1.4329 | 1.4329 | 1.4329 | 1.4329 | 1.4329 | 1.4329 | 1.4329
2028 | 1.4184 | 1.4184 | 1.4184 | 1.4184 | 1.4184 | 1.4184 | 1.4184 | 1.4802 | 1.4184 | 1.4184 | 1.4184 | 1.4184 | 1.4184 | 1.4184 | 1.4184 | 1.4184 | 1.4184
2029 | 1.3845 | 1.3845 | 1.3845 | 1.3845 | 1.3845 | 1.3845 | 1.3845 | 1.4453 | 1.3845 | 1.3845 | 1.3845 | 1.3845 | 1.3845 | 1.3845 | 1.3845 | 1.3845 | 1.3845
2030 | 1.4482 | 1.4482 | 1.4482 | 1.4482 | 1.4482 | 1.4482 | 1.4482 | 1.5125 | 1.4482 | 1.4482 | 1.4482 | 1.4482 | 1.4482 | 1.4482 | 1.4482 | 1.4482 | 1.4482
2031 | 1.3179 | 1.3179 | 1.3179 | 1.3179 | 1.3179 | 1.3179 | 1.3179 | 1.3735 | 1.3179 | 1.3179 | 1.3179 | 1.3179 | 1.3179 | 1.3179 | 1.3179 | 1.3179 | 1.3179
2032 | 1.2401 | 1.2401 | 1.2401 | 1.2401 | 1.2401 | 1.2401 | 1.2401 | 1.2914 | 1.2401 | 1.2401 | 1.2401 | 1.2401 | 1.2401 | 1.2401 | 1.2401 | 1.2401 | 1.2401
2033 | 1.2104 | 1.2104 | 1.2104 | 1.2104 | 1.2104 | 1.2104 | 1.2104 | 1.262 | 1.2104 | 1.215 | 1.2104 | 1.2104 | 1.2104 | 1.2104 | 1.2104 | 1.2104 | 1.2104
2034 | 1.289 | 1.2891 | 1.183 | 1.183 | 1.183 | 1.183 | 1.183 | 1.235 | 1.183 | 1.3024 | 1.2996 | 1.289 | 1.183 | 1.292 | 1.183 | 1.183 | 1.289
2035 | 1.2948 | 1.2949 | 1.1896 | 1.1847 | 1.1847 | 1.2948 | 1.1847 | 1.238 | 1.1847 | 1.3088 | 1.3057 | 1.2948 | 1.1847 | 1.3027 | 1.1847 | 1.1847 | 1.2997
2036 | 1.2734 | 1.2735 | 1.3074 | 1.1632 | 1.1632 | 1.2819 | 1.1718 | 1.3269 | 1.1681 | 1.2873 | 1.2843 | 1.2734 | 1.2734 | 1.2813 | 1.1632 | 1.1632 | 1.2782
2037 | 1.2421 | 1.2422 | 1.2759 | 1.1328 | 1.1328 | 1.2508 | 1.1416 | 1.2947 | 1.1378 | 1.256 | 1.253 | 1.2421 | 1.2421 | 1.25 | 1.1328 | 1.1328 | 1.247
2038 | 1.1923 | 1.1925 | 1.3349 | 1.0839 | 1.0839 | 1.2011 | 1.0927 | 1.2439 | 1.0888 | 1.2062 | 1.2031 | 1.1924 | 1.1923 | 1.2003 | 1.0839 | 1.0839 | 1.1973
2039 | 1.1781 | 1.1783 | 1.3212 | 1.0694 | 1.0694 | 1.1871 | 1.0784 | 1.2297 | 1.0744 | 1.1921 | 1.189 | 1.1782 | 1.1781 | 1.1862 | 1.0694 | 1.0694 | 1.1832
2040 | 1.163 | 1.1631 | 1.4203 | 1.0519 | 1.0519 | 1.1727 | 1.0616 | 1.2145 | 1.0572 | 1.1775 | 1.174 | 1.163 | 1.163 | 1.1714 | 1.0519 | 1.0519 | 1.1683
2041 | 1.172 | 1.1207 | 1.3778 | 1.0096 | 1.0096 | 1.1304 | 1.1304 | 1.172 | 1.1259 | 1.2461 | 1.1317 | 1.1721 | 1.1206 | 1.1805 | 1.0096 | 1.0096 | 1.237
2042 | 0.92697 | 0.89971 | 1.3827 | 0.63625 | 0.63625 | 0.91039 | 0.88075 | 0.94081 | 0.8665 | 0.9923 | 0.94388 | 0.96302 | 0.91665 | 0.98784 | 0.63625 | 0.77608 | 0.97888
2043 | 0.93159 | 0.90414 | 1.3942 | 0.63683 | 0.63683 | 0.91512 | 0.88505 | 0.94563 | 0.87051 | 0.99815 | 0.94896 | 0.96816 | 0.92133 | 0.99341 | 0.63683 | 0.77871 | 0.98453
2044 | 1.0284 | 0.99817 | 1.5534 | 0.69542 | 0.69542 | 1.011 | 0.97695 | 1.0443 | 0.96022 | 1.1048 | 1.0489 | 1.0698 | 1.0176 | 1.0986 | 0.69542 | 0.8561 | 1.0894
2045 | 0.56059 | 0.86516 | 1.2694 | 0.44914 | 0.15989 | 0.57662 | 0.54381 | 0.57998 | 0.46777 | 0.63045 | 0.55708 | 0.52097 | 0.52687 | 0.54238 | 0 | 0.43935 | 0.53315
Total Levelized 2.5% | 31.2575 | 31.3793 | 33.4583 | 29.5912 | 29.3707 | 31.1288 | 30.4249 | 31.9485 | 30.309 | 31.6351 | 31.3354 | 31.3187 | 30.9501 | 31.4523 | 29.2489 | 29.9377 | 31.4513
Total | 29.8838 | 30.053 | 32.6413 | 27.9278 | 27.6385 | 29.7465 | 28.9622 | 30.5554 | 28.8165 | 30.3383 | 29.9708 | 29.9584 | 29.5513 | 30.1182 | 27.4786 | 28.3604 | 30.117
2024 Emissions | 2.9672 | 2.9672 | 2.9672 | 2.9672 | 2.9672 | 2.9672 | 2.9672 | 2.9672 | 2.9672 | 2.9672 | 2.9672 | 2.9672 | 2.9672 | 2.9672 | 2.9672 | 2.9672 | 2.9672
2045 Emissions | 0.56059 | 0.86516 | 1.2694 | 0.44914 | 0.15989 | 0.57662 | 0.54381 | 0.57998 | 0.46777 | 0.63045 | 0.55708 | 0.52097 | 0.52687 | 0.54238 | 0 | 0.43935 | 0.53315
Note on I3: Not valid results individually due to VER cost not split between states
Note on AA3: Not valid results individually due to VER cost not split between states

## Summary Table
1 | 2 | 3 | 4 | 5 | 6 | 7 | 8 | 9 | 10 | 11 | 12 | 13 | 14 | 15 | 16 | 17 | 18 | 19 | 20 | 21 | 22 | 23
[21 empty] | 2045 | 2045
Scenario | WA- PVRR ($ Mill) | ID-PVRR ($ Mill) | TOTAL PVRR ($ Mill) | 22 yr WA Levelized Cost | 22 yr ID Levelized Cost | 2030-45 WA Levelized Cost | 2030-45 ID Levelized Cost | WA 2030 Rate ($/kWh) | WA 2045 Rate ($/kWh) | ID 2030 Rate ($/kWh) | ID 2045 Rate ($/kWh) | WA 2030 Stdev ($ Mill) | ID 2030 Stdev ($ Mill) | WA 2045 Stdev ($ Mill) | ID 2045 Stdev ($ Mill) | WA 2045 Tail Risk ($ Mill) | ID 2045 Tail Risk ($ Mill) | 2045 GHG Emissions (MT) |  |  | Change in WA Rate | Change in ID Rate | Total PVRR ($ Mill)
1- Preferred Resource Strategy | 10212.5418 | 4783.121 | 14995.6628 | 886.0894 | 415.0067 | 1018.6549 | 468.92 | 0.13267 | 0.23402 | 0.1186 | 0.1846 | 12.4831 | 9.0435 | 20.8019 | 23.5475 | 37.8085 | 44.3978 | 0.56059 |  |  |  |  | 14995.6628
2- Alternative Lowest Reasonable Cost Portfolio | 10122.1568 | 4777.8976 | 14900.0544 | 878.2472 | 414.5535 | 1006.3628 | 468.138 | 0.13203 | 0.22236 | 0.11873 | 0.18065 | 12.5085 | 9.0196 | 20.8878 | 23.6823 | 39.2819 | 46.2988 | 0.86516 |  |  | -4.983% | -2.139% | 14900.0544
3- Baseline Portfolio | 10063.5461 | 4788.7513 | 14852.2975 | 873.1619 | 415.4952 | 996.391 | 469.7661 | 0.13266 | 0.20462 | 0.11859 | 0.18389 | 12.5062 | 9.0435 | 29.5153 | 20.9409 | 55.8049 | 40.5953 | 1.2694 |  |  | -12.56% | -0.3856% | 14852.2975
4- No Resource Additions | 9965.81 | 4713.2019 | 14679.012 | 864.6818 | 408.9402 | 981.9477 | 458.4663 | 0.13267 | 0.19404 | 0.11853 | 0.16943 | 16.1743 | 9.0435 | 45.5584 | 25.8467 | 87.651 | 49.5375 | 0.44914 |  |  | -17.09% | -8.222% | 14679.012
5- No CETA/ No new NG | 10158.4183 | 4821.2631 | 14979.6814 | 881.3934 | 418.3161 | 1010.5809 | 474.6289 | 0.13266 | 0.22288 | 0.11859 | 0.18809 | 12.5062 | 9.0435 | 34.2571 | 22.1607 | 62.655 | 44.0242 | 0.15989 |  |  | -4.761% | 1.889% | 14979.6814
6- WRAP PRM | 10217.1875 | 4777.9092 | 14995.0968 | 886.4925 | 414.5545 | 1019.343 | 468.1392 | 0.13271 | 0.24197 | 0.11861 | 0.18555 | 12.4748 | 9.0407 | 23.3688 | 24.0851 | 38.8631 | 44.8926 | 0.57662 |  |  | 3.395% | 0.5133% | 14995.0968
7- WRAP PRM No QCC Changes | 10126.0658 | 4763.4133 | 14889.4791 | 878.5864 | 413.2967 | 1005.7061 | 465.9717 | 0.13277 | 0.23343 | 0.11862 | 0.17924 | 12.4596 | 9.0387 | 20.3829 | 23.879 | 30.8628 | 45.9499 | 0.54381 |  |  | -0.2533% | -2.903% | 14889.4791
8- VERs Assigned to Washington | 10205.1001 | 4819.2489 | 15024.3491 | 885.4438 | 418.1413 | 1017.1739 | 471.4948 | 0.13289 | 0.23354 | 0.12039 | 0.18374 | 12.4646 | 8.8718 | 21.1406 | 23.9528 | 39.5156 | 45.0751 | 0.57998 |  |  | -0.2055% | -0.4666% | 15024.3491
9- Low Economic Growth Loads | 10118.8501 | 4697.0627 | 14815.9128 | 877.9603 | 407.5398 | 1005.256 | 456.3969 | 0.13403 | 0.24346 | 0.12033 | 0.19194 | 12.0114 | 8.5719 | 21.8881 | 19.1979 | 35.8287 | 38.513 | 0.46777 |  |  | 4.03% | 3.974% | 14815.9128
10- High Economic Growth Loads | 10279.4415 | 4868.2071 | 15147.6486 | 891.894 | 422.3892 | 1028.6716 | 481.2231 | 0.13224 | 0.23318 | 0.11698 | 0.17559 | 12.6348 | 9.5549 | 21.4646 | 27.0722 | 37.8145 | 50.3181 | 0.63045 |  |  | -0.3621% | -4.885% | 15147.6486
11- High Electric Vehicle Growth | 10541.4228 | 4812.1487 | 15353.5715 | 914.6247 | 417.5253 | 1067.8508 | 473.2951 | 0.13266 | 0.22703 | 0.1186 | 0.1856 | 12.4737 | 9.025 | 26.6897 | 23.6953 | 44.702 | 44.7902 | 0.55708 |  |  | -2.99% | 0.5407% | 15353.5715
12- WA Space/ Water Electrification | 11283.173 | 4842.5936 | 16125.7666 | 978.9826 | 420.1668 | 1177.2296 | 477.7745 | 0.13094 | 0.25938 | 0.11865 | 0.19506 | 12.8427 | 9.0415 | 44.0513 | 22.902 | 57.8935 | 44.3133 | 0.52097 |  |  | 10.83% | 5.666% | 16125.7666
13- WA Space/ Water Electrification w/NG Backup | 10786.8176 | 4799.5926 | 15586.4101 | 935.9164 | 416.4358 | 1103.7557 | 471.3547 | 0.13157 | 0.24357 | 0.11874 | 0.19404 | 12.9629 | 9.0186 | 31.0714 | 21.9118 | 47.7542 | 42.6085 | 0.52687 |  |  | 4.079% | 5.112% | 15586.4101
14- Combined Electrification | 11654.6105 | 4878.5962 | 16533.2067 | 1011.2103 | 423.2906 | 1232.9372 | 483.1361 | 0.13149 | 0.2726 | 0.11882 | 0.19535 | 12.6658 | 9.0116 | 56.2346 | 24.6346 | 74.9517 | 48.15 | 0.54238 |  |  | 16.48% | 5.822% | 16533.2067
15- Clean Portfolio by 2045 | 10227.1596 | 4902.4248 | 15129.5844 | 887.3577 | 425.358 | 1020.8105 | 486.7323 | 0.13277 | 0.24009 | 0.11899 | 0.25887 | 12.4604 | 8.9832 | 19.814 | 13.0367 | 34.8062 | 24.052 | 0 |  |  | 2.591% | 40.23% | 15129.5844
16- Social Cost Included for Idaho | 10219.4457 | 4801.1607 | 15020.6064 | 886.6885 | 416.5719 | 1018.6036 | 472.7919 | 0.13278 | 0.23536 | 0.11839 | 0.1879 | 12.4882 | 9.0347 | 20.431 | 21.6558 | 35.4455 | 41.4964 | 0.43935 |  |  | 0.5718% | 1.787% | 15020.6064
17- WA Maximum Customer Benefits | 10593.6721 | 4769.2216 | 15362.8937 | 919.1581 | 413.8007 | 1074.5292 | 466.8249 | 0.13357 | 0.30229 | 0.11859 | 0.18171 | 12.3393 | 9.0479 | 26.9339 | 23.9266 | 42.5398 | 46.3311 | 0.53315
Scenario | WA- PVRR ($ Mill) | ID-PVRR ($ Mill) | TOTAL PVRR ($ Mill) | WA 2030 Rate ($/kWh) | WA 2045 Rate ($/kWh) | ID 2030 Rate ($/kWh) | ID 2045 Rate ($/kWh)
1- Preferred Resource Strategy | 10212.5418 | 4783.121 | 14995.6628 | 0.13267 | 0.23402 | 0.1186 | 0.1846
2- Alternative Lowest Reasonable Cost Portfolio | 10122.1568 | 4777.8976 | 14900.0544 | 0.13203 | 0.22236 | 0.11873 | 0.18065
3- Baseline Portfolio | 10063.5461 | 4788.7513 | 14852.2975 | 0.13266 | 0.20462 | 0.11859 | 0.18389
4- No Resource Additions | 9965.81 | 4713.2019 | 14679.012 | 0.13267 | 0.19404 | 0.11853 | 0.16943
5- No CETA/ No new NG | 10158.4183 | 4821.2631 | 14979.6814 | 0.13266 | 0.22288 | 0.11859 | 0.18809
6- WRAP PRM | 10217.1875 | 4777.9092 | 14995.0968 | 0.13271 | 0.24197 | 0.11861 | 0.18555
7- WRAP PRM No QCC Changes | 10126.0658 | 4763.4133 | 14889.4791 | 0.13277 | 0.23343 | 0.11862 | 0.17924
8- VERs Assigned to Washington | 10205.1001 | 4819.2489 | 15024.3491 | 0.13289 | 0.23354 | 0.12039 | 0.18374
9- Low Economic Growth Loads | 10118.8501 | 4697.0627 | 14815.9128 | 0.13403 | 0.24346 | 0.12033 | 0.19194
10- High Economic Growth Loads | 10279.4415 | 4868.2071 | 15147.6486 | 0.13224 | 0.23318 | 0.11698 | 0.17559
11- High Electric Vehicle Growth | 10541.4228 | 4812.1487 | 15353.5715 | 0.13266 | 0.22703 | 0.1186 | 0.1856
12- WA Space/ Water Electrification | 11283.173 | 4842.5936 | 16125.7666 | 0.13094 | 0.25938 | 0.11865 | 0.19506
13- WA Space/ Water Electrification w/NG Backup | 10786.8176 | 4799.5926 | 15586.4101 | 0.13157 | 0.24357 | 0.11874 | 0.19404
14- Combined Electrification | 11654.6105 | 4878.5962 | 16533.2067 | 0.13149 | 0.2726 | 0.11882 | 0.19535
15- Clean Portfolio by 2045 | 10227.1596 | 4902.4248 | 15129.5844 | 0.13277 | 0.24009 | 0.11899 | 0.25887
16- Social Cost Included for Idaho | 10219.4457 | 4801.1607 | 15020.6064 | 0.13278 | 0.23536 | 0.11839 | 0.1879
17- WA Maximum Customer Benefits | 10593.6721 | 4769.2216 | 15362.8937 | 0.13357 | 0.30229 | 0.11859 | 0.18171
Scenario | WA- PVRR ($ Mill) | ID-PVRR ($ Mill) | TOTAL PVRR ($ Mill) | WA 2030 Rate ($/kWh) | WA 2045 Rate ($/kWh) | ID 2030 Rate ($/kWh) | ID 2045 Rate ($/kWh)
1- Preferred Resource Strategy | 10212.5418 | 4783.121 | 14995.6628 | 0.13267 | 0.23402 | 0.1186 | 0.1846
2- Alternative Lowest Reasonable Cost Portfolio | 10122.1568 | 4777.8976 | 14900.0544 | 0.13203 | 0.22236 | 0.11873 | 0.18065
3- Baseline Portfolio | 10063.5461 | 4788.7513 | 14852.2975 | 0.13266 | 0.20462 | 0.11859 | 0.18389
4- No Resource Additions | 9965.81 | 4713.2019 | 14679.012 | 0.13267 | 0.19404 | 0.11853 | 0.16943
5- No CETA/ No new NG | 10158.4183 | 4821.2631 | 14979.6814 | 0.13266 | 0.22288 | 0.11859 | 0.18809
6- WRAP PRM | 10217.1875 | 4777.9092 | 14995.0968 | 0.13271 | 0.24197 | 0.11861 | 0.18555
7- WRAP PRM No QCC Changes | 10126.0658 | 4763.4133 | 14889.4791 | 0.13277 | 0.23343 | 0.11862 | 0.17924
8- VERs Assigned to Washington | 10205.1001 | 4819.2489 | 15024.3491 | 0.13289 | 0.23354 | 0.12039 | 0.18374
9- Low Economic Growth Loads | 10118.8501 | 4697.0627 | 14815.9128 | 0.13403 | 0.24346 | 0.12033 | 0.19194
10- High Economic Growth Loads | 10279.4415 | 4868.2071 | 15147.6486 | 0.13224 | 0.23318 | 0.11698 | 0.17559
11- High Electric Vehicle Growth | 10541.4228 | 4812.1487 | 15353.5715 | 0.13266 | 0.22703 | 0.1186 | 0.1856
12- WA Space/ Water Electrification | 11283.173 | 4842.5936 | 16125.7666 | 0.13094 | 0.25938 | 0.11865 | 0.19506
13- WA Space/ Water Electrification w/NG Backup | 10786.8176 | 4799.5926 | 15586.4101 | 0.13157 | 0.24357 | 0.11874 | 0.19404
14- Combined Electrification | 11654.6105 | 4878.5962 | 16533.2067 | 0.13149 | 0.2726 | 0.11882 | 0.19535
15- Clean Portfolio by 2045 | 10227.1596 | 4902.4248 | 15129.5844 | 0.13277 | 0.24009 | 0.11899 | 0.25887
16- Social Cost Included for Idaho | 10219.4457 | 4801.1607 | 15020.6064 | 0.13278 | 0.23536 | 0.11839 | 0.1879
17- WA Maximum Customer Benefits | 10593.6721 | 4769.2216 | 15362.8937 | 0.13357 | 0.30229 | 0.11859 | 0.18171
Bounds | 9906.1655 | 4639.6274 | 14545.7929 | 0.12869 | 0.227 | 0.11504 | 0.17907
Bounds | 10518.918 | 4926.6146 | 15445.5327 | 0.13665 | 0.24105 | 0.12216 | 0.19014
| 3% | 3% | 3% | 3% | 3% | 3% | 3%

## GHG-PRS
| 2023 | 2024 | 2025 | 2026 | 2027 | 2028 | 2029 | 2030 | 2031 | 2032 | 2033 | 2034 | 2035 | 2036 | 2037 | 2038 | 2039 | 2040 | 2041 | 2042 | 2043 | 2044 | 2045
Current Natural Gas Expected GHG Emissions | 1.4257 | 1.5729 | 1.4952 | 1.4922 | 1.4329 | 1.4184 | 1.3845 | 1.4482 | 1.3179 | 1.2401 | 1.2104 | 1.183 | 1.1847 | 1.1632 | 1.1328 | 1.0839 | 1.0694 | 1.0519 | 1.0096 | 0.63625 | 0.63683 | 0.69542 | 0.15989
Colstrip Expected GHG Emissions | 1.4535 | 1.3944 | 1.2244 | 0 | 0 | 0 | 0 | 0 | 0 | 0 | 0 | 0 | 0 | 0 | 0 | 0 | 0 | 0 | 0 | 0 | 0 | 0 | 0
New Resource Expected GHG Emissions | 0 | 0 | 0 | 0 | 0 | 0 | 0 | 0 | 0 | 0 | 0 | 0.10597 | 0.11005 | 0.11015 | 0.10924 | 0.10844 | 0.10876 | 0.11106 | 0.16245 | 0.29072 | 0.29475 | 0.33301 | 0.4007
New Storage Resources | 0 | 0 | 0 | 0 | 0 | 0 | 0 | 0 | 0 | 0 | 0 | 0 | 0 | 0 | 0 | 0 | 0 | 0 | 0 | 0 | 0 | 0 | 0
Net Market Purchases/Sales | -0.37206 | -0.51402 | -0.45195 | -0.13454 | 0.099322 | 0.15467 | 0.17246 | 0.0051574 | 0.050347 | -0.011314 | -0.076602 | 0.029455 | 0.042185 | 0.069155 | 0.10715 | 0.14079 | 0.23735 | 0.28458 | 0.094329 | 0.034107 | 0.11637 | 0.10895 | 0.1178
Total Expected GHG Emissions | 2.5071 | 2.4532 | 2.2677 | 1.3577 | 1.5322 | 1.5731 | 1.557 | 1.4534 | 1.3682 | 1.2288 | 1.1338 | 1.3185 | 1.337 | 1.3425 | 1.3492 | 1.3331 | 1.4155 | 1.4476 | 1.2664 | 0.96108 | 1.048 | 1.1374 | 0.67839
Upstream GHG Emissions | 0.081213 | 0.086198 | 0.081335 | 0.079172 | 0.07476 | 0.072184 | 0.070424 | 0.073816 | 0.068092 | 0.064663 | 0.062766 | 0.060988 | 0.060604 | 0.059497 | 0.057759 | 0.054767 | 0.053832 | 0.052401 | 0.051357 | 0.027626 | 0.027441 | 0.029414 | 0
Construction/Operation Emissions | 0.0064489 | 0.0063713 | 0.0057697 | 0.0043585 | 0.0039582 | 0.0037014 | 0.0036494 | 0.012206 | 0.011786 | 0.021766 | 0.021559 | 0.021461 | 0.021592 | 0.021745 | 0.021669 | 0.021443 | 0.021482 | 0.021496 | 0.021482 | 0.021554 | 0.023365 | 0.026727 | 0.03246
Current Resources | 2.8792 | 2.9672 | 2.7197 | 1.4922 | 1.4329 | 1.4184 | 1.3845 | 1.4482 | 1.3179 | 1.2401 | 1.2104 | 1.183 | 1.1847 | 1.1632 | 1.1328 | 1.0839 | 1.0694 | 1.0519 | 1.0096 | 0.63625 | 0.63683 | 0.69542 | 0.15989
New Resources | 0 | 0 | 0 | 0 | 0 | 0 | 0 | 0 | 0 | 0 | 0 | 0.10597 | 0.11005 | 0.11015 | 0.10924 | 0.10844 | 0.10876 | 0.11106 | 0.16245 | 0.29072 | 0.29475 | 0.33301 | 0.4007
Net Market Transactions | -0.37206 | -0.51402 | -0.45195 | -0.13454 | 0.099322 | 0.15467 | 0.17246 | 0.0051574 | 0.050347 | -0.011314 | -0.076602 | 0.029455 | 0.042185 | 0.069155 | 0.10715 | 0.14079 | 0.23735 | 0.28458 | 0.094329 | 0.034107 | 0.11637 | 0.10895 | 0.1178
Upstream/Construction/Operations | 0.087662 | 0.092569 | 0.087104 | 0.08353 | 0.078719 | 0.075886 | 0.074074 | 0.086022 | 0.079879 | 0.08643 | 0.084324 | 0.08245 | 0.082196 | 0.081242 | 0.079428 | 0.07621 | 0.075315 | 0.073898 | 0.072839 | 0.04918 | 0.050807 | 0.056141 | 0.03246
Net Emissions | 2.5948 | 2.5458 | 2.3548 | 1.4412 | 1.6109 | 1.649 | 1.631 | 1.5394 | 1.4481 | 1.3152 | 1.2181 | 1.4009 | 1.4192 | 1.4238 | 1.4287 | 1.4093 | 1.4908 | 1.5215 | 1.3392 | 1.0103 | 1.0988 | 1.1935 | 0.71085
2021 Generated Emissions | 2.898 | 2.898 | 2.898 | 2.898 | 2.898 | 2.898 | 2.898 | 2.898 | 2.898 | 2.898 | 2.898 | 2.898 | 2.898 | 2.898 | 2.898 | 2.898 | 2.898 | 2.898 | 2.898 | 2.898 | 2.898 | 2.898 | 2.898
Colstrip Emissions | 2023: 1.2699; 2024: 1.1936; 2025: 1.1952
Dispatched Emissions w/ Colstrip Operating to 2025 | 2023: 4.1491; 2024: 4.1609; 2025: 3.9149

## Cost Cap
| PRS | Other Named Community Investment Fund | Total PRS | Alternative Lowest Reasonable Cost Portfolio |  |  | Cost Cap |  |  | 2026-2029 | 2030-2033 | 2034-2037 | 2038-2041 | 2042-45
2023 | 644.3538 | 2.5 | 646.8538 | 644.1051 | 2.7487 |  |  |  | Cost Cap Spending | 138.8382 | 157.6488 | 180.094 | 208.3602 | 248.3406
2024 | 657.5143 | 2.55 | 660.0643 | 656.953 | 3.1113 |  |  |  | PRS w NCF Spending | 20.1691 | 31.8895 | 41.9579 | 63.4327 | 166.8795
2025 | 681.5453 | 2.601 | 684.1463 | 680.5835 | 3.5628 |  | 13.6117 |  | Remaining Spending | 118.6692 | 125.7593 | 138.1361 | 144.9275 | 81.4611
2026 | 690.7408 | 2.653 | 693.3938 | 689.3103 | 4.0835 |  | 13.7862
2027 | 710.4531 | 2.7061 | 713.1592 | 708.4768 | 4.6824 |  | 14.1695
2028 | 737.2831 | 2.7602 | 740.0433 | 734.6934 | 5.3499 |  | 14.6939
2029 | 762.427 | 2.8154 | 765.2424 | 759.1892 | 6.0533 | 20.1691 | 15.1838 | 138.8382
2030 | 788.6308 | 2.8717 | 791.5026 | 784.7595 | 6.7431 |  | 15.6952
2031 | 823.5804 | 2.9291 | 826.5095 | 819.0709 | 7.4386 |  | 16.3814
2032 | 858.3696 | 2.9877 | 861.3573 | 853.264 | 8.0933 |  | 17.0653
2033 | 885.3889 | 3.0475 | 888.4364 | 878.8219 | 9.6145 | 31.8895 | 17.5764 | 157.6488
2034 | 897.4715 | 3.1084 | 900.5799 | 891.1911 | 9.3888 |  | 17.8238
2035 | 930.3933 | 3.1706 | 933.5639 | 923.4739 | 10.09 |  | 18.4695
2036 | 976.4884 | 3.234 | 979.7224 | 968.8906 | 10.8319 |  | 19.3778
2037 | 1010.5173 | 3.2987 | 1013.816 | 1002.1688 | 11.6472 | 41.9579 | 20.0434 | 180.094
2038 | 1043.7055 | 3.3647 | 1047.0702 | 1034.5082 | 12.562 |  | 20.6902
2039 | 1102.2016 | 3.432 | 1105.6335 | 1092.1114 | 13.5222 |  | 21.8422
2040 | 1132.6064 | 3.5006 | 1136.107 | 1121.5851 | 14.5219 |  | 22.4317
2041 | 1180.057 | 3.5706 | 1183.6276 | 1160.801 | 22.8266 | 63.4327 | 23.216 | 208.3602
2042 | 1274.6455 | 3.642 | 1278.2875 | 1254.4872 | 23.8003 |  | 25.0897
2043 | 1339.4793 | 3.7149 | 1343.1941 | 1317.1094 | 26.0848 |  | 26.3422
2044 | 1404.9488 | 3.7892 | 1408.738 | 1376.1463 | 32.5917 |  | 27.5229
2045 | 1617.3799 | 3.8649 | 1621.2449 | 1536.8421 | 84.4028 | 166.8795 |  | 248.3406
101.9%
102%
102.4%
105.5%

## SR-Avoided Cost
Discount Rate | 6.51%
Escalator | 2% |  | Capacity Calculation (Portfolio 3 - Portfolio 4) | [5 empty] | Clean Capacity Calculation (Portfolio 5 - Portfolio 4) | [5 empty] | PRS Premium- i.e. clean premium (Portfolio 1 - Portfolio 3)
|  |  | Capacity Only - No Additions | [5 empty] | Clean Capacity - No Additions | [5 empty] | PRS - Clean Capacity Case
|  |  | Incremental Revenue Requirement | Incremental Winter Peak MW |  | Tilted & Levelized Inc. RR | Avoided Capacity Price ($/kW-yr) | Inc. RR Validation | Incremental Revenue Requirement | Incremental Winter Peak MW |  | Tilted & Levelized Inc. RR | Avoided Capacity Price ($/kW-yr) | Inc. RR Validation | Inc. Rev. Req. | Dispatch GWh |  | Inc. Rev. Req. | $/MWh | Year | Flat Energy ($/MWh) | On-Peak Energy ($/MWh) | Off-Peak Energy ($/MWh) | Clean Energy Premium ($/MWh) | Capacity Premium ($/kW-Yr) | Clean Capacity Premium ($/kW-Yr) | No Additions + Premiums | PRS
|  | 2024 | 4.0473e-11 | 0 |  | 0 | 0 | 0 | 4.0473e-11 | 0 |  | 0 | 0 | 0 | -0.0054601 | 0.97729 |  | 0 | 0 | 2024 | 42.8736 | 46.0987 | 38.5644 | 0 | 0 | 0 | 979.5475 | 979.5421
|  | 2025 | 0.43158 | 0.43373 |  | 0 | 0 | 0 | 0.43158 | 0.43373 |  | 0 | 0 | 0 | 0.0044022 | 1.9714 |  | 0 | 0 | 2025 | 35.8653 | 38.3344 | 32.5697 | 0 | 0 | 0 | 1010.8391 | 1011.275
|  | 2026 | 0.37097 | 1.3991 |  | 0 | 0 | 0 | 0.37097 | 1.3991 |  | 0 | 0 | 0 | 0.018793 | 2.9827 |  | 0 | 0 | 2026 | 33.2419 | 35.0741 | 30.7964 | 0 | 0 | 0 | 1030.1647 | 1030.5544
|  | 2027 | 0.26058 | 3.0857 |  | 0 | 0 | 0 | 0.26058 | 3.0857 |  | 0 | 0 | 0 | 0.047309 | 4.0266 |  | 0 | 0 | 2027 | 29.8874 | 30.8171 | 28.6464 | 0 | 0 | 0 | 1054.1609 | 1054.4688
|  | 2028 | 0.21467 | 3.6547 |  | 0 | 0 | 0 | 0.21467 | 3.6547 |  | 0 | 0 | 0 | 0.071369 | 5.0762 |  | 0 | 0 | 2028 | 29.8293 | 29.8996 | 29.736 | 0 | 0 | 0 | 1089.7683 | 1090.0543
|  | 2029 | 0.17912 | 3.8056 |  | 0 | 0 | 0 | 0.17912 | 3.8056 |  | 0 | 0 | 0 | 0.095109 | 6.2331 |  | 0 | 0 | 2029 | 29.9257 | 29.5232 | 30.463 | 0 | 0 | 0 | 1125.7745 | 1126.0488
|  | 2030 | 0.11684 | 18.0311 |  | 0 | 0 | 0 | 0.11684 | 18.0311 |  | 0 | 0 | 0 | 0.10337 | 666.5248 |  | 0 | 0 | 2030 | 34.6495 | 33.6585 | 35.9722 | 0 | 0 | 0 | 1163.4654 | 1163.6857
|  | 2031 | 2.0092 | 17.7143 |  | 0 | 0 | 0 | 1.4631 | 17.3972 |  | 0 | 0 | 0 | 0.15177 | 666.2891 |  | 0 | 0 | 2031 | 32.5655 | 31.5882 | 33.87 | 0 | 0 | 0 | 1211.2134 | 1212.8283
|  | 2032 | 7.6248 | 67.9304 |  | 0 | 0 | 0 | 16.0071 | 119.605 |  | 0 | 0 | 0 | -9.1646 | 1495.3177 |  | 0 | 0 | 2032 | 31.6313 | 30.3622 | 33.3271 | 0 | 0 | 0 | 1253.0359 | 1259.8784
|  | 2033 | 6.7408 | 68.3163 |  | 0 | 0 | 0 | 14.7702 | 118.7449 |  | 0 | 0 | 0 | -8.6732 | 1490.3457 |  | 0 | 0 | 2033 | 32.5721 | 31.1736 | 34.4387 | 0 | 0 | 0 | 1291.4483 | 1297.5453
|  | 2034 | 6.0727 | 67.8961 |  | 36.2567 | 92.9805 | 6.313 | 14.0476 | 117.7934 |  | 62.9094 | 156.2632 | 18.4068 | 2.576 | 1684.7869 |  | 3.3438 | 3.7014 | 2034 | 33.1101 | 31.5772 | 35.1409 | 3.7014 | 92.9805 | 63.2827 | 1327.667 | 1322.5401
|  | 2035 | 4.6169 | 72.2007 |  | 36.9818 | 94.8401 | 6.8475 | 11.72 | 116.9495 |  | 64.1676 | 159.3885 | 18.6404 | 2.4521 | 1698.9295 |  | 3.4107 | 3.7754 | 2035 | 34.4147 | 32.3958 | 37.1094 | 3.7754 | 94.8401 | 64.5484 | 1378.9575 | 1371.0786
|  | 2036 | 17.9144 | 183.1241 |  | 37.7215 | 96.7369 | 17.7149 | 26.6288 | 193.6098 |  | 65.4509 | 162.5762 | 31.4764 | 4.8503 | 1710.3664 |  | 3.4789 | 3.8509 | 2036 | 35.0593 | 32.8355 | 38.0308 | 3.8509 | 96.7369 | 65.8393 | 1434.7724 | 1431.2963
|  | 2037 | 15.5269 | 182.1124 |  | 38.4759 | 98.6717 | 17.9693 | 24.3826 | 192.7514 |  | 66.7599 | 165.8278 | 31.9635 | 4.8336 | 1704.8823 |  | 3.5485 | 3.928 | 2037 | 36.6659 | 34.9325 | 38.9796 | 3.928 | 98.6717 | 67.1561 | 1487.5879 | 1481.2921
|  | 2038 | 26.8938 | 270.1101 |  | 39.2454 | 100.6451 | 27.1853 | 37.9032 | 244.3034 |  | 68.0951 | 169.1443 | 41.3225 | -7.9666 | 1702.3193 |  | 3.6194 | 4.0065 | 2038 | 36.3712 | 34.5785 | 38.7639 | 4.0065 | 100.6451 | 68.4992 | 1544.3811 | 1529.3756
|  | 2039 | 24.773 | 269.1531 |  | 40.0303 | 102.658 | 27.6307 | 35.6857 | 243.4762 |  | 69.457 | 172.5272 | 42.0063 | 5.1036 | 1443.171 |  | 3.6918 | 4.0867 | 2039 | 37.5083 | 35.2632 | 40.5049 | 4.0867 | 102.658 | 69.8692 | 1614.838 | 1609.9292
|  | 2040 | 29.7773 | 357.5457 |  | 40.8309 | 104.7111 | 37.439 | 41.8759 | 291.664 |  | 70.8462 | 175.9778 | 51.3264 | -5.7771 | 1447.859 |  | 3.7657 | 4.1684 | 2040 | 39.5032 | 37.603 | 42.0234 | 4.1684 | 104.7111 | 71.2666 | 1673.5308 | 1654.5376
|  | 2041 | 41.4443 | 417.9694 |  | 41.6476 | 106.8054 | 44.6414 | 65.0837 | 396.2774 |  | 72.2631 | 179.4973 | 71.1307 | 5.8411 | 1956.5239 |  | 3.841 | 4.2518 | 2041 | 39.698 | 37.854 | 42.1593 | 4.2518 | 106.8054 | 72.6919 | 1716.4761 | 1712.4291
|  | 2042 | 78.0845 | 716.9515 |  | 42.4805 | 108.9415 | 78.1058 | 131.1081 | 722.4117 |  | 73.7084 | 183.0873 | 132.2644 | 3.8308 | 2523.3309 |  | 3.9178 | 4.3368 | 2042 | 41.4596 | 40.3105 | 42.9932 | 4.3368 | 108.9415 | 74.1458 | 1842.2722 | 1841.029
|  | 2043 | 87.5803 | 782.106 |  | 43.3301 | 111.1203 | 86.9079 | 140.7407 | 773.6427 |  | 75.1825 | 186.749 | 144.477 | 4.9953 | 2230.0633 |  | 3.9961 | 4.4235 | 2043 | 42.4024 | 41.4369 | 43.6911 | 4.4235 | 111.1203 | 75.6287 | 1937.218 | 1934.4808
|  | 2044 | 77.079 | 839.3951 |  | 44.1967 | 113.3427 | 95.1393 | 142.7074 | 830.9856 |  | 76.6862 | 190.484 | 158.2894 | 6.1378 | 2482.8063 |  | 4.0761 | 4.512 | 2044 | 47.583 | 46.7011 | 48.7614 | 4.512 | 113.3427 | 77.1413 | 2040.4892 | 2026.9689
|  | 2045 | 126.379 | 1053.4852 |  | 45.0807 | 115.6096 | 121.793 | 268.0311 | 1255.9781 |  | 78.2199 | 194.2937 | 244.0286 | 64.1706 | 3493.9903 |  | 4.1576 | 4.6022 | 2045 | 47.4787 | 46.4239 | 48.8761 | 4.6022 | 115.6096 | 78.6841 | 2212.4527 | 2296.4683
[20 empty] | 20 yr Levelized | 34.8748 | 34.6696 | 35.1474 | 1.3934 | 35.0035 | 23.8235
|  | NPV | 173.2855 |  | 0 | 173.2855 | 0 | 173.2855 | 300.6695 |  | 0 | 300.6695 | 0 | 300.6695 | 15.9813 | 903.3832 | 0 | 15.9813 |  | 22 yr Levelized | 35.4411 | 35.2019 | 35.759 | 1.5349 | 38.5576 | 26.2424 | 14995.6628 | 14995.6628 | 0

## Cost & Rates
| WA 2030 Rate ($/kWh) | WA 2045 Rate ($/kWh)
4- No Resource Additions | 0.13267 | 0.19404
3- Baseline Portfolio | 0.13266 | 0.20462
2- Alternative Lowest Reasonable Cost Portfolio | 0.13203 | 0.22236
5- No CETA/ No new NG | 0.13266 | 0.22288
11- High Electric Vehicle Growth | 0.13266 | 0.22703
10- High Economic Growth Loads | 0.13224 | 0.23318
7- WRAP PRM No QCC Changes | 0.13277 | 0.23343
8- VERs Assigned to Washington | 0.13289 | 0.23354
1- Preferred Resource Strategy | 0.13267 | 0.23402
16- Social Cost Included for Idaho | 0.13278 | 0.23536
15- Clean Portfolio by 2045 | 0.13277 | 0.24009
6- WRAP PRM | 0.13271 | 0.24197
9- Low Economic Growth Loads | 0.13403 | 0.24346
13- WA Space/ Water Electrification w/NG Backup | 0.13157 | 0.24357
12- WA Space/ Water Electrification | 0.13094 | 0.25938
14- Combined Electrification | 0.13149 | 0.2726
17- WA Maximum Customer Benefits | 0.13357 | 0.30229
| ID 2030 Rate ($/kWh) | ID 2045 Rate ($/kWh)
4- No Resource Additions | 0.11853 | 0.16943
10- High Economic Growth Loads | 0.11698 | 0.17559
7- WRAP PRM No QCC Changes | 0.11862 | 0.17924
2- Alternative Lowest Reasonable Cost Portfolio | 0.11873 | 0.18065
17- WA Maximum Customer Benefits | 0.11859 | 0.18171
8- VERs Assigned to Washington | 0.12039 | 0.18374
3- Baseline Portfolio | 0.11859 | 0.18389
1- Preferred Resource Strategy | 0.1186 | 0.1846
6- WRAP PRM | 0.11861 | 0.18555
11- High Electric Vehicle Growth | 0.1186 | 0.1856
16- Social Cost Included for Idaho | 0.11839 | 0.1879
5- No CETA/ No new NG | 0.11859 | 0.18809
9- Low Economic Growth Loads | 0.12033 | 0.19194
13- WA Space/ Water Electrification w/NG Backup | 0.11874 | 0.19404
12- WA Space/ Water Electrification | 0.11865 | 0.19506
14- Combined Electrification | 0.11882 | 0.19535
15- Clean Portfolio by 2045 | 0.11899 | 0.25887
| WA- PVRR ($ Mill) | ID-PVRR ($ Mill) | TOTAL PVRR ($ Mill)
4- No Resource Additions | 9965.81 | 4713.2019 | 14679.012
9- Low Economic Growth Loads | 10118.8501 | 4697.0627 | 14815.9128
3- Baseline Portfolio | 10063.5461 | 4788.7513 | 14852.2975
7- WRAP PRM No QCC Changes | 10126.0658 | 4763.4133 | 14889.4791
2- Alternative Lowest Reasonable Cost Portfolio | 10122.1568 | 4777.8976 | 14900.0544
5- No CETA/ No new NG | 10158.4183 | 4821.2631 | 14979.6814
6- WRAP PRM | 10217.1875 | 4777.9092 | 14995.0968
1- Preferred Resource Strategy | 10212.5418 | 4783.121 | 14995.6628
16- Social Cost Included for Idaho | 10219.4457 | 4801.1607 | 15020.6064
8- VERs Assigned to Washington | 10205.1001 | 4819.2489 | 15024.3491
15- Clean Portfolio by 2045 | 10227.1596 | 4902.4248 | 15129.5844
10- High Economic Growth Loads | 10279.4415 | 4868.2071 | 15147.6486
11- High Electric Vehicle Growth | 10541.4228 | 4812.1487 | 15353.5715
17- WA Maximum Customer Benefits | 10593.6721 | 4769.2216 | 15362.8937
13- WA Space/ Water Electrification w/NG Backup | 10786.8176 | 4799.5926 | 15586.4101
12- WA Space/ Water Electrification | 11283.173 | 4842.5936 | 16125.7666
14- Combined Electrification | 11654.6105 | 4878.5962 | 16533.2067
Note on B4: No CETA/ NCF/ SCGHG/ Energy Target
Note on B28: No CETA/ NCF/ SCGHG/ Energy Target
Note on B44: No CETA/ NCF/ SCGHG/ Energy Target

## GHG Emissions
| Levelized Emissions (MMT) | 2024 Emissions | 2045 Emissions | Generation Emissions Change (MMT) | Net Emission Change (MMT)
3- Baseline Portfolio | 1.4837 | 2.9672 | 1.2694 | 1.6978 | 0.28122
2- Alternative Lowest Reasonable Cost Portfolio | 1.366 | 2.9672 | 0.86516 | 2.1021 | 0.89093
10- High Economic Growth Loads | 1.379 | 2.9672 | 0.63045 | 2.3368 | 1.6428
8- VERs Assigned to Washington | 1.3889 | 2.9672 | 0.57998 | 2.3873 | 1.7584
6- WRAP PRM | 1.3521 | 2.9672 | 0.57662 | 2.3906 | 1.495
1- Preferred Resource Strategy | 1.3584 | 2.9672 | 0.56059 | 2.4067 | 1.7748
11- High Electric Vehicle Growth | 1.3623 | 2.9672 | 0.55708 | 2.4102 | 1.5437
7- WRAP PRM No QCC Changes | 1.3165 | 2.9672 | 0.54381 | 2.4234 | 1.8569
14- Combined Electrification | 1.369 | 2.9672 | 0.54238 | 2.4249 | 1.1333
17- WA Maximum Customer Benefits | 1.369 | 2.9672 | 0.53315 | 2.4341 | 1.4834
13- WA Space/ Water Electrification w/NG Backup | 1.3432 | 2.9672 | 0.52687 | 2.4404 | 1.6573
12- WA Space/ Water Electrification | 1.3617 | 2.9672 | 0.52097 | 2.4463 | 1.3279
9- Low Economic Growth Loads | 1.3098 | 2.9672 | 0.46777 | 2.4995 | 1.7103
4- No Resource Additions | 1.2694 | 2.9672 | 0.44914 | 2.5181 | 1.8863
16- Social Cost Included for Idaho | 1.2891 | 2.9672 | 0.43935 | 2.5279 | 1.9123
5- No CETA/ No new NG | 1.2563 | 2.9672 | 0.15989 | 2.8073 | -0.7861
15- Clean Portfolio by 2045 | 1.249 | 2.9672 | 0 | 2.9672 | 2.5358
| Change in 22yr Emissions | Change In System Cost
1- Preferred Resource Strategy
2- Alternative Lowest Reasonable Cost Portfolio | 0.16916 | -95.6084
3- Baseline Portfolio | 2.7574 | -143.3653
4- No Resource Additions | -1.9561 | -316.6508
5- No CETA/ No new NG | -2.2453 | -15.9813
6- WRAP PRM | -0.13737 | -0.56603
7- WRAP PRM No QCC Changes | -0.92166 | -106.1837
8- VERs Assigned to Washington | 0.6715 | 28.6863
9- Low Economic Growth Loads | -1.0673 | -179.75
10- High Economic Growth Loads | 0.45445 | 151.9858
11- High Electric Vehicle Growth | 0.086914 | 357.9087
12- WA Space/ Water Electrification | 0.074598 | 1130.1038
13- WA Space/ Water Electrification w/NG Backup | -0.33255 | 590.7474
14- Combined Electrification | 0.23435 | 1537.544
15- Clean Portfolio by 2045 | -2.4052 | 133.9216
16- Social Cost Included for Idaho | -1.5235 | 24.9436
17- WA Maximum Customer Benefits | 0.23319 | 367.2309
| 2045 | 2024
1- Preferred Resource Strategy | 0.67839 | 2.4532 | 1.7748
2- Alternative Lowest Reasonable Cost Portfolio | 1.5625 | 2.4534 | 0.89093
3- Baseline Portfolio | 2.1722 | 2.4534 | 0.28122
4- No Resource Additions | 0.56694 | 2.4532 | 1.8863
5- No CETA/ No new NG | 3.2395 | 2.4534 | -0.7861
6- WRAP PRM | 0.9582 | 2.4532 | 1.495
7- WRAP PRM No QCC Changes | 0.59632 | 2.4532 | 1.8569
8- VERs Assigned to Washington | 0.69486 | 2.4532 | 1.7584
9- Low Economic Growth Loads | 0.7429 | 2.4532 | 1.7103
10- High Economic Growth Loads | 0.81038 | 2.4532 | 1.6428
11- High Electric Vehicle Growth | 0.90952 | 2.4532 | 1.5437
12- WA Space/ Water Electrification | 1.1253 | 2.4532 | 1.3279
13- WA Space/ Water Electrification w/NG Backup | 0.7959 | 2.4532 | 1.6573
14- Combined Electrification | 1.3199 | 2.4532 | 1.1333
15- Clean Portfolio by 2045 | -0.082597 | 2.4532 | 2.5358
16- Social Cost Included for Idaho | 0.54092 | 2.4532 | 1.9123
17- WA Maximum Customer Benefits | 0.9696 | 2.453 | 1.4834
Note on B4: No CETA/ NCF/ SCGHG/ Energy Target
Note on B26: No CETA/ NCF/ SCGHG/ Energy Target
Note on B47: No CETA/ NCF/ SCGHG/ Energy Target

## Risk
Scenario | TOTAL Levelized PVRR ($ Mill) | 2045 Tail Risk ($ Mill) | 2030 Stdev ($ Mill) | 2045 Stdev ($ Mill) |  |  | 2023 | 2024 | 2025 | 2026 | 2027 | 2028 | 2029 | 2030 | 2031 | 2032 | 2033 | 2034 | 2035 | 2036 | 2037 | 2038 | 2039 | 2040 | 2041 | 2042 | 2043 | 2044 | 2045
1- Preferred Resource Strategy | 1275.1585 | 82.2062 | 33.285 | 32.591 |  | 39.9583 | 43.9031 | 34.7205 | 26.8536 | 36.0175 | 24.8472 | 39.4255 | 37.4148 | 38.4534 | 36.6295 | 30.491 | 29.1247 | 35.4789 | 36.0541 | 39.6397 | 41.1609 | 55.1747 | 48.8482 | 59.5675 | 45.4847 | 64.4288 | 73.4238 | 76.3109 | 69.0355
2- Alternative Lowest Reasonable Cost Portfolio | 1267.0285 | 85.5807 | 33.3963 | 32.7019 |  | 40.0465 | 43.8995 | 34.7208 | 26.8735 | 36.0204 | 24.8567 | 39.4419 | 37.4667 | 38.4849 | 36.6519 | 30.5056 | 29.1322 | 35.5012 | 36.078 | 39.6474 | 41.1472 | 55.1261 | 48.8368 | 59.5287 | 45.216 | 63.0167 | 66.8976 | 83.3256 | 74.6692
3- Baseline Portfolio | 1262.9675 | 96.4002 | 42.0215 | 29.9844 |  | 42.2431 | 43.9031 | 34.7217 | 26.8864 | 36.0275 | 24.8686 | 39.4681 | 37.5072 | 38.527 | 36.6876 | 30.5185 | 29.19 | 35.2376 | 37.7561 | 39.7412 | 40.6528 | 56.775 | 52.444 | 59.6574 | 49.4164 | 80.6063 | 94.7728 | 93.1517 | 96.6859
4- No Resource Additions | 1248.2321 | 137.1885 | 61.7327 | 34.8901 |  | 53.1454 | 43.9031 | 34.7217 | 26.8864 | 36.0275 | 24.8686 | 39.4681 | 37.5072 | 46.7303 | 39.4521 | 48.6389 | 44.4569 | 51.3929 | 56.2161 | 53.9066 | 58.4039 | 70.3743 | 65.7102 | 82.7743 | 77.8988 | 118.9997 | 117.0888 | 148.7949 | 137.1885
5- No CETA/ No new NG | 1273.7996 | 106.6792 | 46.7632 | 31.2042 |  | 41.6995 | 43.9031 | 34.7217 | 26.8864 | 36.0275 | 24.8686 | 39.4681 | 37.5072 | 38.527 | 36.6876 | 31.9492 | 29.4343 | 35.6309 | 37.2131 | 37.85 | 40.8408 | 54.3944 | 50.1498 | 58.4634 | 53.7321 | 69.2279 | 73.6445 | 100.2069 | 104.4204
6- WRAP PRM | 1275.1104 | 83.7558 | 35.8436 | 33.1258 |  | 39.4141 | 43.9008 | 34.7198 | 26.8456 | 36.0131 | 24.8396 | 39.4086 | 37.388 | 38.4266 | 36.6013 | 30.4823 | 29.0854 | 35.1503 | 35.9581 | 39.0146 | 40.9444 | 54.5423 | 48.894 | 57.8777 | 46.4848 | 62.2503 | 67.0634 | 72.1789 | 62.8416
7- WRAP PRM No QCC Changes | 1266.1292 | 76.8126 | 32.8426 | 32.9178 |  | 38.6617 | 43.8996 | 34.7194 | 26.8394 | 36.009 | 24.831 | 39.3862 | 37.3478 | 38.3844 | 36.5445 | 30.3914 | 29.0369 | 34.3356 | 36.7183 | 37.224 | 40.546 | 53.0413 | 48.2011 | 57.0375 | 42.5178 | 56.8594 | 63.7913 | 66.5882 | 58.7082
8- VERs Assigned to Washington | 1277.5979 | 84.5908 | 33.6052 | 32.8246 |  | 39.5246 | 43.8998 | 34.7196 | 26.8413 | 34.5314 | 24.6898 | 38.1194 | 35.5909 | 37.8297 | 33.4453 | 30.5615 | 29.7507 | 34.8002 | 36.8921 | 39.8009 | 39.3291 | 55.2887 | 49.5191 | 57.4878 | 45.389 | 64.1585 | 74.0277 | 80.5834 | 70.5501
9- Low Economic Growth Loads | 1259.8735 | 74.3417 | 33.8994 | 27.7698 |  | 36.5114 | 43.9031 | 34.7205 | 26.8536 | 36.0175 | 24.3693 | 38.1547 | 35.3511 | 35.6335 | 33.8916 | 29.6342 | 27.293 | 32.5226 | 33.3287 | 34.3013 | 37.0074 | 45.7307 | 44.4637 | 52.001 | 38.5155 | 53.3116 | 58.5895 | 62.1358 | 53.648
10- High Economic Growth Loads | 1288.0827 | 88.1326 | 34.0994 | 36.6271 |  | 42.0555 | 43.9031 | 34.7205 | 26.8536 | 36.0175 | 24.8993 | 39.9386 | 38.4544 | 39.6883 | 38.0006 | 31.0877 | 31.8939 | 38.8184 | 41.0721 | 43.2661 | 45.6623 | 58.1138 | 52.9693 | 66.5563 | 49.3263 | 72.7681 | 79.5956 | 80.3604 | 71.1048
11- High Electric Vehicle Growth | 1305.5934 | 89.4922 | 39.1634 | 32.7204 |  | 40.8463 | 43.7497 | 34.8388 | 26.7517 | 35.9118 | 24.7656 | 39.3809 | 37.3794 | 38.5111 | 36.4822 | 30.254 | 28.2048 | 34.8392 | 35.7492 | 40.7488 | 43.9901 | 58.664 | 52.9957 | 67.0486 | 55.1091 | 72.4265 | 72.2604 | 74.9935 | 67.6222
12- WA Space/ Water Electrification | 1371.2571 | 102.2069 | 56.894 | 31.9435 |  | 41.2725 | 44.1028 | 34.968 | 27.1735 | 36.3606 | 25.321 | 40.3468 | 38.5237 | 39.7034 | 30.4388 | 29.5537 | 26.8889 | 35.3941 | 38.8007 | 40.3043 | 44.4231 | 64.2765 | 59.6107 | 68.1237 | 63.4937 | 65.416 | 66.4782 | 72.7431 | 72.0839
13- WA Space/ Water Electrification w/NG Backup | 1325.3928 | 90.3627 | 44.0343 | 30.9304 |  | 41.1503 | 44.0779 | 34.8904 | 26.957 | 36.1303 | 25.0214 | 39.8268 | 38.1859 | 39.3196 | 36.3226 | 30.9791 | 27.4847 | 37.7338 | 39.9603 | 40.1653 | 46.1489 | 61.1931 | 56.7185 | 66.8637 | 54.8247 | 69.3125 | 68.1962 | 71.9702 | 60.4881
14- Combined Electrification | 1405.9038 | 123.1016 | 68.9004 | 33.6462 |  | 40.7631 | 44.0759 | 35.0536 | 26.9978 | 36.2335 | 25.163 | 40.0279 | 38.2319 | 39.2589 | 27.7618 | 26.5175 | 26.6128 | 33.0111 | 36.6399 | 38.4722 | 40.978 | 55.0105 | 63.2403 | 74.609 | 63.4578 | 68.0982 | 66.6496 | 74.8521 | 78.9653
15- Clean Portfolio by 2045 | 1286.5466 | 58.8582 | 32.2744 | 22.0199 |  | 38.8374 | 43.8911 | 34.7171 | 26.807 | 35.9906 | 24.7985 | 39.3135 | 37.2347 | 38.2747 | 36.4109 | 30.4313 | 28.8532 | 35.0021 | 37.279 | 38.0336 | 42.0954 | 54.6486 | 49.7471 | 61.2433 | 45.9646 | 59.3702 | 58.7145 | 60.2178 | 56.7043
16- Social Cost Included for Idaho | 1277.2796 | 76.9419 | 32.9192 | 30.6905 |  | 39.1791 | 43.9014 | 34.72 | 26.8489 | 36.0152 | 24.844 | 39.4201 | 37.4087 | 38.4488 | 36.6278 | 29.8962 | 27.9768 | 34.1806 | 35.3775 | 36.5951 | 39.6389 | 52.4524 | 49.0287 | 59.2588 | 45.1223 | 63.0731 | 67.2738 | 70.8925 | 67.9536
17- WA Maximum Customer Benefits | 1306.3861 | 88.8708 | 39.2732 | 32.9745 |  | 41.5805 | 43.8798 | 34.7116 | 26.7469 | 35.9649 | 24.7511 | 39.2182 | 37.0925 | 38.0945 | 36.2597 | 35.7619 | 36.0116 | 40.3225 | 45.6008 | 44.5095 | 45.4308 | 59.8902 | 52.7418 | 64.5215 | 49.0862 | 65.5606 | 63.7209 | 78.3292 | 61.212
Name | System Levelized PVRR ($ Mill) | Levelized Tail Risk ($ Mill) | Total | Levelized GWh | cents/kWh
9- Low Economic Growth Loads | 1259.8735 | 36.5114 | 1296.3849 | 9510.2872 | 13.6314
4- No Resource Additions | 1248.2321 | 53.1454 | 1301.3775 | 9731.5827 | 13.3727
7- WRAP PRM No QCC Changes | 1266.1292 | 38.6617 | 1304.7909 | 9725.0444 | 13.4168
3- Baseline Portfolio | 1262.9675 | 42.2431 | 1305.2105 | 9731.5827 | 13.4121
2- Alternative Lowest Reasonable Cost Portfolio | 1267.0285 | 40.0465 | 1307.075 | 9726.5566 | 13.4382
6- WRAP PRM | 1275.1104 | 39.4141 | 1314.5245 | 9729.0583 | 13.5113
1- Preferred Resource Strategy | 1275.1585 | 39.9583 | 1315.1169 | 9731.5827 | 13.5139
5- No CETA/ No new NG | 1273.7996 | 41.6995 | 1315.499 | 9731.5827 | 13.5178
16- Social Cost Included for Idaho | 1277.2796 | 39.1791 | 1316.4587 | 9730.9413 | 13.5286
8- VERs Assigned to Washington | 1277.5979 | 39.5246 | 1317.1225 | 9727.8254 | 13.5397
15- Clean Portfolio by 2045 | 1286.5466 | 38.8374 | 1325.384 | 9714.6853 | 13.6431
10- High Economic Growth Loads | 1288.0827 | 42.0555 | 1330.1382 | 9911.9182 | 13.4196
11- High Electric Vehicle Growth | 1305.5934 | 40.8463 | 1346.4397 | 9970.6527 | 13.504
17- WA Maximum Customer Benefits | 1306.3861 | 41.5805 | 1347.9666 | 9712.6278 | 13.8785
13- WA Space/ Water Electrification w/NG Backup | 1325.3928 | 41.1503 | 1366.5432 | 10057.3047 | 13.5876
12- WA Space/ Water Electrification | 1371.2571 | 41.2725 | 1412.5297 | 10201.952 | 13.8457
14- Combined Electrification | 1405.9038 | 40.7631 | 1446.667 | 10350.2157 | 13.9772
| 2045 Cost | 2045 Tail Risk | Total | GWh |  | Revenue Requirement | 2023: TailVar95
4- No Resource Additions | 1964.2666 | 82.2062 | 2046.4728 | 10981.5819 | 18.6355 | 17.8869 | 2023: 0.74858
3- Baseline Portfolio | 2090.6456 | 85.5807 | 2176.2263 | 10981.5819 | 19.8171 | 19.0377 | 2023: 0.77931
2- Alternative Lowest Reasonable Cost Portfolio | 2199.14 | 96.4002 | 2295.5402 | 10969.2862 | 20.927 | 20.0482 | 2023: 0.87882
5- No CETA/ No new NG | 2232.2977 | 137.1885 | 2369.4862 | 10981.5819 | 21.5769 | 20.3277 | 2023: 1.2493
10- High Economic Growth Loads | 2377.0465 | 106.6792 | 2483.7257 | 11587.4839 | 21.4346 | 20.5139 | 2023: 0.92064
11- High Electric Vehicle Growth | 2604.3866 | 83.7558 | 2688.1424 | 12568.127 | 21.3886 | 20.7222 | 2023: 0.66641
7- WRAP PRM No QCC Changes | 2269.4147 | 76.8126 | 2346.2273 | 10966.6737 | 21.3942 | 20.6937 | 2023: 0.70042
1- Preferred Resource Strategy | 2296.4683 | 84.5908 | 2381.0591 | 10981.5819 | 21.6823 | 20.912 | 2023: 0.7703
8- VERs Assigned to Washington | 2288.5981 | 74.3417 | 2362.9399 | 10975.5927 | 21.529 | 20.8517 | 2023: 0.67734
16- Social Cost Included for Idaho | 2317.6264 | 88.1326 | 2405.759 | 10979.3823 | 21.9116 | 21.1089 | 2023: 0.80271
6- WRAP PRM | 2353.3504 | 89.4922 | 2442.8426 | 10974.4701 | 22.2593 | 21.4439 | 2023: 0.81546
9- Low Economic Growth Loads | 2248.7899 | 102.2069 | 2350.9967 | 10331.7679 | 22.755 | 21.7658 | 2023: 0.98925
13- WA Space/ Water Electrification w/NG Backup | 2695.0421 | 90.3627 | 2785.4048 | 12203.3722 | 22.8249 | 22.0844 | 2023: 0.74047
12- WA Space/ Water Electrification | 2945.8803 | 123.1016 | 3068.982 | 12661.2655 | 24.2391 | 23.2669 | 2023: 0.97227
15- Clean Portfolio by 2045 | 2602.45 | 58.8582 | 2661.3081 | 10945.4406 | 24.3143 | 23.7766 | 2023: 0.53774
14- Combined Electrification | 3347.5129 | 76.9419 | 3424.4548 | 13763.0933 | 24.8814 | 24.3224 | 2023: 0.55905
17- WA Maximum Customer Benefits | 2746.5067 | 88.8708 | 2835.3776 | 10945.4335 | 25.9047 | 25.0927 | 2023: 0.81194
Note on A31: No CETA/ NCF/ SCGHG/ Energy Target
Note on A48: No CETA/ NCF/ SCGHG/ Energy Target