## IRP Summary
Case: | TRC Achievable Economic
State: | OR
C-E Test Abbreviation: | TRC
Field: |  | 2023 | 2024 | 2025 | 2026 | 2027 | 2028 | 2029 | 2030 | 2031 | 2032 | 2033 | 2034 | 2035 | 2036 | 2037 | 2038 | 2039 | 2040 | 2041 | 2042 | 2043 | 2044 | 2045 | 2046 | 2047
Number of Participants (1,000s) |  | 33.1692 | 45.0028 | 56.4959 | 66.1188 | 76.6079 | 90.6296 | 100.517 | 103.3269 | 97.9818 | 85.6042 | 68.0021 | 47.029 | 29.4894 | 16.6095 | 10.3179 | 6.4672 | 4.9169 | 4.3075 | 4.1712 | 4.1708 | 3.9881 | 3.8368 | 3.7619 | 3.6736 | 3.5581
Cumulative Savings (Dth) |  | 2913.4853 | 5402.3082 | 8678.9092 | 10543.7737 | 12820.9563 | 15570.5271 | 18747.6933 | 22228.2234 | 25893.2952 | 29652.7377 | 33462.3465 | 37245.4093 | 40988.9426 | 44710.1106 | 48503.7624 | 52334.0357 | 56249.8124 | 60280.9263 | 64464.8069 | 68812.4409 | 72980.8613 | 77071.7563 | 81116.7589 | 85009.8487 | 88755.2666
Incremental Savings (Dth) |  | 2913.4853 | 2902.1863 | 3289.4799 | 1893.0335 | 2314.4193 | 2801.1012 | 3247.2385 | 3570.1248 | 3769.0429 | 3866.2339 | 3892.1278 | 3830.5228 | 3761.0721 | 3708.0123 | 3754.9467 | 3769.8506 | 3835.9784 | 3932.2463 | 4069.5461 | 4217.3082 | 4014.119 | 3915.5999 | 3849.1918 | 3710.1358 | 3587.545
Total Utility Cost ($million) |  | 0.097442 | 0.1661 | 0.21509 | 0.24661 | 0.28758 | 0.33201 | 0.36794 | 0.39073 | 0.39812 | 0.3911 | 0.37528 | 0.34953 | 0.32814 | 0.31332 | 0.30906 | 0.31011 | 0.3151 | 0.32142 | 0.32838 | 0.33554 | 0.31478 | 0.27117 | 0.24975 | 0.23213 | 0.21711
Average First-Year Utility Cost ($/therm) |  | 3.3445 | 5.7233 | 6.5387 | 13.0275 | 12.4257 | 11.853 | 11.3309 | 10.9445 | 10.563 | 10.1158 | 9.642 | 9.1249 | 8.7247 | 8.4497 | 8.2308 | 8.226 | 8.2144 | 8.1739 | 8.0691 | 7.9563 | 7.8419 | 6.9255 | 6.4883 | 6.2565 | 6.0519

## IRP Inputs
Change on Summary Tab:
| Case: |  |  | TRC Achievable Economic
| State: |  |  | OR
| C-E Test Abbreviation: |  |  | TRC | [109 empty] | Average First-Year Utility Cost ($/therm)
[114 empty] | 3.3445 | 5.7233 | 6.5387 | 13.0275 | 12.4257 | 11.853 | 11.3309 | 10.9445 | 10.563 | 10.1158 | 9.642 | 9.1249 | 8.7247 | 8.4497 | 8.2308 | 8.226 | 8.2144 | 8.1739 | 8.0691 | 7.9563 | 7.8419 | 6.9255 | 6.4883 | 6.2565 | 6.0519
[12 empty] | Number of Participants (1,000s) | [24 empty] | Cumulative Savings (Dth) | [24 empty] | Incremental Savings (Dth) | [51 empty] | Total Utility Cost ($million)
[11 empty] | Total: | 33.1692 | 45.0028 | 56.4959 | 66.1188 | 76.6079 | 90.6296 | 100.517 | 103.3269 | 97.9818 | 85.6042 | 68.0021 | 47.029 | 29.4894 | 16.6095 | 10.3179 | 6.4672 | 4.9169 | 4.3075 | 4.1712 | 4.1708 | 3.9881 | 3.8368 | 3.7619 | 3.6736 | 3.5581 | 2913.4853 | 5402.3082 | 8678.9092 | 10543.7737 | 12820.9563 | 15570.5271 | 18747.6933 | 22228.2234 | 25893.2952 | 29652.7377 | 33462.3465 | 37245.4093 | 40988.9426 | 44710.1106 | 48503.7624 | 52334.0357 | 56249.8124 | 60280.9263 | 64464.8069 | 68812.4409 | 72980.8613 | 77071.7563 | 81116.7589 | 85009.8487 | 88755.2666 | 2913.4853 | 2902.1863 | 3289.4799 | 1893.0335 | 2314.4193 | 2801.1012 | 3247.2385 | 3570.1248 | 3769.0429 | 3866.2339 | 3892.1278 | 3830.5228 | 3761.0721 | 3708.0123 | 3754.9467 | 3769.8506 | 3835.9784 | 3932.2463 | 4069.5461 | 4217.3082 | 4014.119 | 3915.5999 | 3849.1918 | 3710.1358 | 3587.545 | [27 empty] | 0.097442 | 0.1661 | 0.21509 | 0.24661 | 0.28758 | 0.33201 | 0.36794 | 0.39073 | 0.39812 | 0.3911 | 0.37528 | 0.34953 | 0.32814 | 0.31332 | 0.30906 | 0.31011 | 0.3151 | 0.32142 | 0.32838 | 0.33554 | 0.31478 | 0.27117 | 0.24975 | 0.23213 | 0.21711
Hidden Rows Below, Used to Index Offset Command
Column
1 | 26 | 2 | 3 | 4 | 5 | 6 | 8 | 10 | 12 | 17 | 13 | 397 | 398 | 399 | 400 | 401 | 402 | 403 | 404 | 405 | 406 | 407 | 408 | 409 | 410 | 411 | 412 | 413 | 414 | 415 | 416 | 417 | 418 | 419 | 420 | 421 | 372 | 373 | 374 | 375 | 376 | 377 | 378 | 379 | 380 | 381 | 382 | 383 | 384 | 385 | 386 | 387 | 388 | 389 | 390 | 391 | 392 | 393 | 394 | 395 | 396 | 347 | 348 | 349 | 350 | 351 | 352 | 353 | 354 | 355 | 356 | 357 | 358 | 359 | 360 | 361 | 362 | 363 | 364 | 365 | 366 | 367 | 368 | 369 | 370 | 371 | [25 empty] | 21 | 22
Key | Discretionary/Lost Opportunity | State | Sector | Segment | Vintage | End Use | Measure | Measure Identifier | Efficient Definition | Unit Incremental Cost (2021$) | Measure Life (Years) | 2023 TRC Incr. Purchases | [24 empty] | 2023 TRC Cumul. Savings (MWh or mTherms) | [24 empty] | 2023 TRC Incr. Savings (MWh or mTherms) | [49 empty] | Incentive (2021$) | Admin Cost (2021$)
[11 empty] | Technical | 2023 TP Incr. Purchases | [24 empty] | 2023 TP Cumul. Savings (MWh or mTherms) | [24 empty] | 2023 TP Incr. Savings (MWh or mTherms) | [22 empty] | 2023 UCT LCOE ($/MWh or $/mtherm) | UCT | 572 | 573 | 574 | 575 | 576 | 577 | 578 | 579 | 580 | 581 | 582 | 583 | 584 | 585 | 586 | 587 | 588 | 589 | 590 | 591 | 592 | 593 | 594 | 595 | 596
[11 empty] | Achievable Technical | 2023 ATP Incr. Purchases | [24 empty] | 2023 ATP Cumul. Savings (MWh or mTherms) | [24 empty] | 2023 ATP Incr. Savings (MWh or mTherms) | [22 empty] | 2023 TRC LCOE ($/MWh or $/mtherm) | TRC | 547 | 548 | 549 | 550 | 551 | 552 | 553 | 554 | 555 | 556 | 557 | 558 | 559 | 560 | 561 | 562 | 563 | 564 | 565 | 566 | 567 | 568 | 569 | 570 | 571
[11 empty] | UCT Achievable Economic | 2023 UCT Incr. Purchases | [24 empty] | 2023 UCT Cumul. Savings (MWh or mTherms) | [24 empty] | 2023 UCT Incr. Savings (MWh or mTherms)
[11 empty] | TRC Achievable Economic | 2023 TRC Incr. Purchases | [24 empty] | 2023 TRC Cumul. Savings (MWh or mTherms) | [24 empty] | 2023 TRC Incr. Savings (MWh or mTherms)
[12 empty] | Number of Participants | [24 empty] | Cumulative Savings (Dth) | [24 empty] | Incremental Savings (Dth) | [24 empty] | 572 547: Levelized CCE (TRC$/Dth) |  |  | Total Utility Cost ($million)
Key | Type | State | Sector | Segment | Vintage | End Use | Measure | Measure Index | Efficient Option Definition | Measure Cost | Lifetime (Years) | 2023 | 2024 | 2025 | 2026 | 2027 | 2028 | 2029 | 2030 | 2031 | 2032 | 2033 | 2034 | 2035 | 2036 | 2037 | 2038 | 2039 | 2040 | 2041 | 2042 | 2043 | 2044 | 2045 | 2046 | 2047 | 2023 | 2024 | 2025 | 2026 | 2027 | 2028 | 2029 | 2030 | 2031 | 2032 | 2033 | 2034 | 2035 | 2036 | 2037 | 2038 | 2039 | 2040 | 2041 | 2042 | 2043 | 2044 | 2045 | 2046 | 2047 | 2023 | 2024 | 2025 | 2026 | 2027 | 2028 | 2029 | 2030 | 2031 | 2032 | 2033 | 2034 | 2035 | 2036 | 2037 | 2038 | 2039 | 2040 | 2041 | 2042 | 2043 | 2044 | 2045 | 2046 | 2047 | 2023 | 2024 | 2025 | 2026 | 2027 | 2028 | 2029 | 2030 | 2031 | 2032 | 2033 | 2034 | 2035 | 2036 | 2037 | 2038 | 2039 | 2040 | 2041 | 2042 | 2043 | 2044 | 2045 | 2046 | 2047 | Incentive per Unit | Administrative Cost per Unit | 2023 | 2024 | 2025 | 2026 | 2027 | 2028 | 2029 | 2030 | 2031 | 2032 | 2033 | 2034 | 2035 | 2036 | 2037 | 2038 | 2039 | 2040 | 2041 | 2042 | 2043 | 2044 | 2045 | 2046 | 2047 | Measure Number | Measure Row | Include?
OR_Residential_LI - Single Family_Existing_Space Heating_Natural Gas_Furnace | Lost Opportunity | OR | Residential | LI - Single Family | Existing | Space Heating | Furnace | ORE1 | AFUE 98% | 199.62 | 20 | 52.1106 | 79.5914 | 100.1 | 115.2109 | 126.7627 | 134.5091 | 139.9831 | 144.2497 | 147.9096 | 151.1042 | 150.3313 | 149.8298 | 149.6473 | 149.7304 | 150.012 | 150.4738 | 151.0824 | 151.8396 | 152.731 | 153.8843 | 102.8754 | 76.4071 | 56.848 | 28.0723 | 8.0139 | 693.5237 | 707.2968 | 1245.8406 | 1866.3464 | 2548.3705 | 3271.886 | 4024.8565 | 4800.7941 | 5596.4422 | 6409.2029 | 7217.8015 | 8023.6945 | 8828.6003 | 9634.0262 | 10440.9682 | 11250.3961 | 12063.0622 | 12879.8016 | 13701.3357 | 14529.0735 | 15082.4361 | 15493.4268 | 15799.2099 | 15950.2098 | 15993.3164 | 693.5237 | 427.4403 | 537.9964 | 619.6413 | 681.8385 | 723.5073 | 752.9547 | 775.9101 | 795.6036 | 812.7839 | 808.6234 | 805.9226 | 804.9379 | 805.3884 | 806.9059 | 809.3926 | 812.6661 | 816.7394 | 821.5341 | 827.7378 | 553.3626 | 410.9907 | 305.7831 | 150.9999 | 43.1066 | 3.5601 | 2.7051 | 2.7051 | 2.7051 | 2.7051 | 2.7051 | 2.7051 | 2.7051 | 2.7051 | 2.7051 | 2.7051 | 2.7051 | 2.7051 | 2.7051 | 2.7051 | 2.7051 | 2.7051 | 2.7051 | 2.7051 | 2.7051 | 2.7051 | 2.7051 | 2.7051 | 2.7051 | 2.7051 | 199.62 | 61.8822 | 0.013627 | 0.020813 | 0.026176 | 0.030128 | 0.033149 | 0.035174 | 0.036606 | 0.037722 | 0.038679 | 0.039514 | 0.039312 | 0.039181 | 0.039133 | 0.039155 | 0.039228 | 0.039349 | 0.039508 | 0.039706 | 0.039939 | 0.040241 | 0.026902 | 0.019981 | 0.014866 | 0.007341 | 0.0020957 | 1 | 5 | TRUE
OR_Residential_LI - Single Family_Existing_Space Heating_Natural Gas_Furnace | Lost Opportunity | OR | Residential | LI - Single Family | Existing | Space Heating | Boiler | ORE2 | AFUE 90% | 354.37 | 20 | 0 | 0 | 0 | 0 | 0 | 0 | 0 | 0 | 0 | 0 | 0 | 0 | 0 | 0 | 0 | 0 | 0 | 0 | 0 | 0 | 0 | 0 | 0 | 0 | 0 | 0 | 0 | 0 | 0 | 0 | 0 | 0 | 0 | 0 | 0 | 0 | 0 | 0 | 0 | 0 | 0 | 0 | 0 | 0 | 0 | 0 | 0 | 0 | 0 | 0 | 0 | 0 | 0 | 0 | 0 | 0 | 0 | 0 | 0 | 0 | 0 | 0 | 0 | 0 | 0 | 0 | 0 | 0 | 0 | 0 | 0 | 0 | 0 | 0 | 0 | 0 | 0 | 0 | 0 | 0 | 0 | 0 | 0 | 0 | 0 | 0 | 0 | 0 | 0 | 0 | 0 | 0 | 0 | 0 | 0 | 0 | 0 | 0 | 0 | 0 | 124.0295 | 38.4491 | 0 | 0 | 0 | 0 | 0 | 0 | 0 | 0 | 0 | 0 | 0 | 0 | 0 | 0 | 0 | 0 | 0 | 0 | 0 | 0 | 0 | 0 | 0 | 0 | 0 | 2 | 6 | TRUE
OR_Residential_LI - Single Family_Existing_Space Heating_Natural Gas_Furnace | Lost Opportunity | OR | Residential | LI - Single Family | Existing | Secondary Heating | Fireplace | ORE3 | Tier 1 (70% FE Rating) | 787.26 | 20 | 0 | 0 | 0 | 0 | 0 | 0 | 0 | 0 | 0 | 0 | 0 | 0 | 0 | 0 | 0 | 0 | 0 | 0 | 0 | 0 | 0 | 0 | 0 | 0 | 0 | 0 | 0 | 0 | 0 | 0 | 0 | 0 | 0 | 0 | 0 | 0 | 0 | 0 | 0 | 0 | 0 | 0 | 0 | 0 | 0 | 0 | 0 | 0 | 0 | 0 | 0 | 0 | 0 | 0 | 0 | 0 | 0 | 0 | 0 | 0 | 0 | 0 | 0 | 0 | 0 | 0 | 0 | 0 | 0 | 0 | 0 | 0 | 0 | 0 | 0 | 0 | 0 | 0 | 0 | 0 | 0 | 0 | 0 | 0 | 0 | 0 | 0 | 0 | 0 | 0 | 0 | 0 | 0 | 0 | 0 | 0 | 0 | 0 | 0 | 0 | 275.541 | 85.4177 | 0 | 0 | 0 | 0 | 0 | 0 | 0 | 0 | 0 | 0 | 0 | 0 | 0 | 0 | 0 | 0 | 0 | 0 | 0 | 0 | 0 | 0 | 0 | 0 | 0 | 3 | 7 | TRUE
OR_Residential_LI - Single Family_Existing_Space Heating_Natural Gas_Furnace | Lost Opportunity | OR | Residential | LI - Single Family | Existing | Water Heating | Water Heater (<= 55 Gal) | ORE4 | ENERGY STAR (3.2) - UEF 0.64 | 275.01 | 13 | 0 | 0 | 0 | 0 | 0 | 0 | 0 | 0 | 0 | 0 | 0 | 0 | 0 | 0 | 0 | 0 | 0 | 0 | 0 | 0 | 0 | 0 | 0 | 0 | 0 | 0 | 0 | 0 | 0 | 0 | 0 | 0 | 0 | 0 | 0 | 0 | 0 | 0 | 0 | 0 | 0 | 0 | 0 | 0 | 0 | 0 | 0 | 0 | 0 | 0 | 0 | 0 | 0 | 0 | 0 | 0 | 0 | 0 | 0 | 0 | 0 | 0 | 0 | 0 | 0 | 0 | 0 | 0 | 0 | 0 | 0 | 0 | 0 | 0 | 0 | 0 | 0 | 0 | 0 | 0 | 0 | 0 | 0 | 0 | 0 | 0 | 0 | 0 | 0 | 0 | 0 | 0 | 0 | 0 | 0 | 0 | 0 | 0 | 0 | 0 | 96.2535 | 29.8386 | 0 | 0 | 0 | 0 | 0 | 0 | 0 | 0 | 0 | 0 | 0 | 0 | 0 | 0 | 0 | 0 | 0 | 0 | 0 | 0 | 0 | 0 | 0 | 0 | 0 | 4 | 8 | TRUE
OR_Residential_LI - Single Family_Existing_Space Heating_Natural Gas_Furnace | Lost Opportunity | OR | Residential | LI - Single Family | Existing | Water Heating | Water Heater (> 55 Gal) | ORE5 | ENERGY STAR (3.2) - UEF 0.78 | 316.26 | 13 | 0 | 0 | 0 | 0 | 0 | 0 | 0 | 0 | 0 | 0 | 0 | 0 | 0 | 0 | 0 | 0 | 0 | 0 | 0 | 0 | 0 | 0 | 0 | 0 | 0 | 0 | 0 | 0 | 0 | 0 | 0 | 0 | 0 | 0 | 0 | 0 | 0 | 0 | 0 | 0 | 0 | 0 | 0 | 0 | 0 | 0 | 0 | 0 | 0 | 0 | 0 | 0 | 0 | 0 | 0 | 0 | 0 | 0 | 0 | 0 | 0 | 0 | 0 | 0 | 0 | 0 | 0 | 0 | 0 | 0 | 0 | 0 | 0 | 0 | 0 | 0 | 0 | 0 | 0 | 0 | 0 | 0 | 0 | 0 | 0 | 0 | 0 | 0 | 0 | 0 | 0 | 0 | 0 | 0 | 0 | 0 | 0 | 0 | 0 | 0 | 110.691 | 34.3142 | 0 | 0 | 0 | 0 | 0 | 0 | 0 | 0 | 0 | 0 | 0 | 0 | 0 | 0 | 0 | 0 | 0 | 0 | 0 | 0 | 0 | 0 | 0 | 0 | 0 | 5 | 9 | TRUE
OR_Residential_LI - Single Family_Existing_Space Heating_Natural Gas_Furnace | Lost Opportunity | OR | Residential | LI - Single Family | Existing | Appliances | Clothes Dryer | ORE6 | NEEA/ENERGY STAR (CE >60%) | 51.15 | 12 | 0 | 0 | 0 | 0 | 0 | 0 | 0 | 0 | 0 | 0 | 0 | 0 | 0 | 0 | 0 | 0 | 0 | 0 | 0 | 0 | 0 | 0 | 0 | 0 | 0 | 0 | 0 | 0 | 0 | 0 | 0 | 0 | 0 | 0 | 0 | 0 | 0 | 0 | 0 | 0 | 0 | 0 | 0 | 0 | 0 | 0 | 0 | 0 | 0 | 0 | 0 | 0 | 0 | 0 | 0 | 0 | 0 | 0 | 0 | 0 | 0 | 0 | 0 | 0 | 0 | 0 | 0 | 0 | 0 | 0 | 0 | 0 | 0 | 0 | 0 | 0 | 0 | 0 | 0 | 0 | 0 | 0 | 0 | 0 | 0 | 0 | 0 | 0 | 0 | 0 | 0 | 0 | 0 | 0 | 0 | 0 | 0 | 0 | 0 | 0 | 17.9025 | 5.5498 | 0 | 0 | 0 | 0 | 0 | 0 | 0 | 0 | 0 | 0 | 0 | 0 | 0 | 0 | 0 | 0 | 0 | 0 | 0 | 0 | 0 | 0 | 0 | 0 | 0 | 6 | 10 | TRUE
OR_Residential_LI - Single Family_Existing_Space Heating_Natural Gas_Furnace | Lost Opportunity | OR | Residential | LI - Single Family | Existing | Appliances | Stove/Oven | ORE7 | High Efficiency (730 + 1660 IAEC) | 52.5 | 12 | 0 | 0 | 0 | 0 | 0 | 0 | 0 | 0 | 0 | 0 | 0 | 0 | 0 | 0 | 0 | 0 | 0 | 0 | 0 | 0 | 0 | 0 | 0 | 0 | 0 | 0 | 0 | 0 | 0 | 0 | 0 | 0 | 0 | 0 | 0 | 0 | 0 | 0 | 0 | 0 | 0 | 0 | 0 | 0 | 0 | 0 | 0 | 0 | 0 | 0 | 0 | 0 | 0 | 0 | 0 | 0 | 0 | 0 | 0 | 0 | 0 | 0 | 0 | 0 | 0 | 0 | 0 | 0 | 0 | 0 | 0 | 0 | 0 | 0 | 0 | 0 | 0 | 0 | 0 | 0 | 0 | 0 | 0 | 0 | 0 | 0 | 0 | 0 | 0 | 0 | 0 | 0 | 0 | 0 | 0 | 0 | 0 | 0 | 0 | 0 | 18.375 | 5.6963 | 0 | 0 | 0 | 0 | 0 | 0 | 0 | 0 | 0 | 0 | 0 | 0 | 0 | 0 | 0 | 0 | 0 | 0 | 0 | 0 | 0 | 0 | 0 | 0 | 0 | 7 | 11 | TRUE
OR_Residential_LI - Single Family_Existing_Space Heating_Natural Gas_Furnace | Lost Opportunity | OR | Residential | LI - Single Family | Existing | Miscellaneous | Pool Heater | ORE8 | High Efficiency (EF 0.84) | 631.37 | 10 | 0 | 0 | 0 | 0 | 0 | 0 | 0 | 0 | 0 | 0 | 0 | 0 | 0 | 0 | 0 | 0 | 0 | 0 | 0 | 0 | 0 | 0 | 0 | 0 | 0 | 0 | 0 | 0 | 0 | 0 | 0 | 0 | 0 | 0 | 0 | 0 | 0 | 0 | 0 | 0 | 0 | 0 | 0 | 0 | 0 | 0 | 0 | 0 | 0 | 0 | 0 | 0 | 0 | 0 | 0 | 0 | 0 | 0 | 0 | 0 | 0 | 0 | 0 | 0 | 0 | 0 | 0 | 0 | 0 | 0 | 0 | 0 | 0 | 0 | 0 | 0 | 0 | 0 | 0 | 0 | 0 | 0 | 0 | 0 | 0 | 0 | 0 | 0 | 0 | 0 | 0 | 0 | 0 | 0 | 0 | 0 | 0 | 0 | 0 | 0 | 220.9795 | 68.5036 | 0 | 0 | 0 | 0 | 0 | 0 | 0 | 0 | 0 | 0 | 0 | 0 | 0 | 0 | 0 | 0 | 0 | 0 | 0 | 0 | 0 | 0 | 0 | 0 | 0 | 8 | 12 | TRUE
OR_Residential_LI - Single Family_Existing_Space Heating_Natural Gas_Furnace | Lost Opportunity | OR | Residential | LI - Single Family | New | Space Heating | Furnace | ORE9 | AFUE 90% | 199.62 | 20 | 0 | 107.8565 | 157.0652 | 187.5753 | 216.0324 | 233.233 | 243.4182 | 249.6583 | 253.997 | 257.5412 | 274.609 | 288.0806 | 301.5152 | 314.4249 | 326.7521 | 339.0884 | 351.1779 | 363.0369 | 374.681 | 386.1253 | 397.3841 | 301.2769 | 264.1193 | 245.949 | 230.0846 | 0 | 0 | 0 | 0 | 0 | 0 | 0 | 0 | 0 | 0 | 0 | 0 | 0 | 0 | 0 | 0 | 0 | 0 | 0 | 0 | 0 | 0 | 0 | 0 | 0 | 0 | 0 | 0 | 0 | 0 | 0 | 0 | 0 | 0 | 0 | 0 | 0 | 0 | 0 | 0 | 0 | 0 | 0 | 0 | 0 | 0 | 0 | 0 | 0 | 0 | 0 | 0 | 0 | 0 | 0 | 0 | 0 | 0 | 0 | 0 | 0 | 0 | 0 | 0 | 0 | 0 | 0 | 0 | 0 | 0 | 0 | 0 | 0 | 0 | 0 | 199.62 | 61.8822 | 0 | 0.028205 | 0.041073 | 0.049051 | 0.056493 | 0.060991 | 0.063654 | 0.065286 | 0.066421 | 0.067348 | 0.071811 | 0.075334 | 0.078847 | 0.082223 | 0.085446 | 0.088672 | 0.091834 | 0.094935 | 0.09798 | 0.10097 | 0.10392 | 0.078785 | 0.069068 | 0.064316 | 0.060168 | 9 | 13 | TRUE
OR_Residential_LI - Single Family_Existing_Space Heating_Natural Gas_Furnace | Lost Opportunity | OR | Residential | LI - Single Family | New | Space Heating | Boiler | ORE10 | AFUE 90% | 354.37 | 20 | 0 | 0 | 0 | 0 | 0 | 0 | 0 | 0 | 0 | 0 | 0 | 0 | 0 | 0 | 0 | 0 | 0 | 0 | 0 | 0 | 0 | 0 | 0 | 0 | 0 | 0 | 0 | 0 | 0 | 0 | 0 | 0 | 0 | 0 | 0 | 0 | 0 | 0 | 0 | 0 | 0 | 0 | 0 | 0 | 0 | 0 | 0 | 0 | 0 | 0 | 0 | 0 | 0 | 0 | 0 | 0 | 0 | 0 | 0 | 0 | 0 | 0 | 0 | 0 | 0 | 0 | 0 | 0 | 0 | 0 | 0 | 0 | 0 | 0 | 0 | 0 | 0 | 0 | 0 | 0 | 0 | 0 | 0 | 0 | 0 | 0 | 0 | 0 | 0 | 0 | 0 | 0 | 0 | 0 | 0 | 0 | 0 | 0 | 0 | 0 | 124.0295 | 38.4491 | 0 | 0 | 0 | 0 | 0 | 0 | 0 | 0 | 0 | 0 | 0 | 0 | 0 | 0 | 0 | 0 | 0 | 0 | 0 | 0 | 0 | 0 | 0 | 0 | 0 | 10 | 14 | TRUE
OR_Residential_LI - Single Family_Existing_Space Heating_Natural Gas_Furnace | Lost Opportunity | OR | Residential | LI - Single Family | New | Secondary Heating | Fireplace | ORE11 | Tier 1 (70% FE Rating) | 787.26 | 20 | 0 | 0 | 0 | 0 | 0 | 0 | 0 | 0 | 0 | 0 | 0 | 0 | 0 | 0 | 0 | 0 | 0 | 0 | 0 | 0 | 0 | 0 | 0 | 0 | 0 | 0 | 0 | 0 | 0 | 0 | 0 | 0 | 0 | 0 | 0 | 0 | 0 | 0 | 0 | 0 | 0 | 0 | 0 | 0 | 0 | 0 | 0 | 0 | 0 | 0 | 0 | 0 | 0 | 0 | 0 | 0 | 0 | 0 | 0 | 0 | 0 | 0 | 0 | 0 | 0 | 0 | 0 | 0 | 0 | 0 | 0 | 0 | 0 | 0 | 0 | 0 | 0 | 0 | 0 | 0 | 0 | 0 | 0 | 0 | 0 | 0 | 0 | 0 | 0 | 0 | 0 | 0 | 0 | 0 | 0 | 0 | 0 | 0 | 0 | 0 | 275.541 | 85.4177 | 0 | 0 | 0 | 0 | 0 | 0 | 0 | 0 | 0 | 0 | 0 | 0 | 0 | 0 | 0 | 0 | 0 | 0 | 0 | 0 | 0 | 0 | 0 | 0 | 0 | 11 | 15 | TRUE
OR_Residential_LI - Single Family_Existing_Space Heating_Natural Gas_Furnace | Lost Opportunity | OR | Residential | LI - Single Family | New | Water Heating | Water Heater (<= 55 Gal) | ORE12 | ENERGY STAR (3.2) - UEF 0.64 | 275.01 | 13 | 0 | 0 | 0 | 0 | 0 | 0 | 0 | 0 | 0 | 0 | 0 | 0 | 0 | 0 | 0 | 0 | 0 | 0 | 0 | 0 | 0 | 0 | 0 | 0 | 0 | 0 | 0 | 0 | 0 | 0 | 0 | 0 | 0 | 0 | 0 | 0 | 0 | 0 | 0 | 0 | 0 | 0 | 0 | 0 | 0 | 0 | 0 | 0 | 0 | 0 | 0 | 0 | 0 | 0 | 0 | 0 | 0 | 0 | 0 | 0 | 0 | 0 | 0 | 0 | 0 | 0 | 0 | 0 | 0 | 0 | 0 | 0 | 0 | 0 | 0 | 0 | 0 | 0 | 0 | 0 | 0 | 0 | 0 | 0 | 0 | 0 | 0 | 0 | 0 | 0 | 0 | 0 | 0 | 0 | 0 | 0 | 0 | 0 | 0 | 0 | 96.2535 | 29.8386 | 0 | 0 | 0 | 0 | 0 | 0 | 0 | 0 | 0 | 0 | 0 | 0 | 0 | 0 | 0 | 0 | 0 | 0 | 0 | 0 | 0 | 0 | 0 | 0 | 0 | 12 | 16 | TRUE
OR_Residential_LI - Single Family_Existing_Space Heating_Natural Gas_Furnace | Lost Opportunity | OR | Residential | LI - Single Family | New | Water Heating | Water Heater (> 55 Gal) | ORE13 | ENERGY STAR (3.2) - UEF 0.78 | 316.26 | 13 | 0 | 0 | 0 | 0 | 0 | 0 | 0 | 0 | 0 | 0 | 0 | 0 | 0 | 0 | 0 | 0 | 0 | 0 | 0 | 0 | 0 | 0 | 0 | 0 | 0 | 0 | 0 | 0 | 0 | 0 | 0 | 0 | 0 | 0 | 0 | 0 | 0 | 0 | 0 | 0 | 0 | 0 | 0 | 0 | 0 | 0 | 0 | 0 | 0 | 0 | 0 | 0 | 0 | 0 | 0 | 0 | 0 | 0 | 0 | 0 | 0 | 0 | 0 | 0 | 0 | 0 | 0 | 0 | 0 | 0 | 0 | 0 | 0 | 0 | 0 | 0 | 0 | 0 | 0 | 0 | 0 | 0 | 0 | 0 | 0 | 0 | 0 | 0 | 0 | 0 | 0 | 0 | 0 | 0 | 0 | 0 | 0 | 0 | 0 | 0 | 110.691 | 34.3142 | 0 | 0 | 0 | 0 | 0 | 0 | 0 | 0 | 0 | 0 | 0 | 0 | 0 | 0 | 0 | 0 | 0 | 0 | 0 | 0 | 0 | 0 | 0 | 0 | 0 | 13 | 17 | TRUE
OR_Residential_LI - Single Family_Existing_Space Heating_Natural Gas_Furnace | Lost Opportunity | OR | Residential | LI - Single Family | New | Appliances | Clothes Dryer | ORE14 | NEEA/ENERGY STAR (CE >60%) | 51.15 | 12 | 0 | 0 | 0 | 0 | 0 | 0 | 0 | 0 | 0 | 0 | 0 | 0 | 0 | 0 | 0 | 0 | 0 | 0 | 0 | 0 | 0 | 0 | 0 | 0 | 0 | 0 | 0 | 0 | 0 | 0 | 0 | 0 | 0 | 0 | 0 | 0 | 0 | 0 | 0 | 0 | 0 | 0 | 0 | 0 | 0 | 0 | 0 | 0 | 0 | 0 | 0 | 0 | 0 | 0 | 0 | 0 | 0 | 0 | 0 | 0 | 0 | 0 | 0 | 0 | 0 | 0 | 0 | 0 | 0 | 0 | 0 | 0 | 0 | 0 | 0 | 0 | 0 | 0 | 0 | 0 | 0 | 0 | 0 | 0 | 0 | 0 | 0 | 0 | 0 | 0 | 0 | 0 | 0 | 0 | 0 | 0 | 0 | 0 | 0 | 0 | 17.9025 | 5.5498 | 0 | 0 | 0 | 0 | 0 | 0 | 0 | 0 | 0 | 0 | 0 | 0 | 0 | 0 | 0 | 0 | 0 | 0 | 0 | 0 | 0 | 0 | 0 | 0 | 0 | 14 | 18 | TRUE
OR_Residential_LI - Single Family_Existing_Space Heating_Natural Gas_Furnace | Lost Opportunity | OR | Residential | LI - Single Family | New | Appliances | Stove/Oven | ORE15 | High Efficiency (730 + 1660 IAEC) | 52.5 | 12 | 0 | 0 | 0 | 0 | 0 | 0 | 0 | 0 | 0 | 0 | 0 | 0 | 0 | 0 | 0 | 0 | 0 | 0 | 0 | 0 | 0 | 0 | 0 | 0 | 0 | 0 | 0 | 0 | 0 | 0 | 0 | 0 | 0 | 0 | 0 | 0 | 0 | 0 | 0 | 0 | 0 | 0 | 0 | 0 | 0 | 0 | 0 | 0 | 0 | 0 | 0 | 0 | 0 | 0 | 0 | 0 | 0 | 0 | 0 | 0 | 0 | 0 | 0 | 0 | 0 | 0 | 0 | 0 | 0 | 0 | 0 | 0 | 0 | 0 | 0 | 0 | 0 | 0 | 0 | 0 | 0 | 0 | 0 | 0 | 0 | 0 | 0 | 0 | 0 | 0 | 0 | 0 | 0 | 0 | 0 | 0 | 0 | 0 | 0 | 0 | 18.375 | 5.6963 | 0 | 0 | 0 | 0 | 0 | 0 | 0 | 0 | 0 | 0 | 0 | 0 | 0 | 0 | 0 | 0 | 0 | 0 | 0 | 0 | 0 | 0 | 0 | 0 | 0 | 15 | 19 | TRUE
OR_Residential_LI - Single Family_Existing_Space Heating_Natural Gas_Furnace | Lost Opportunity | OR | Residential | LI - Single Family | New | Miscellaneous | Pool Heater | ORE16 | High Efficiency (EF 0.84) | 631.37 | 10 | 0 | 0 | 0 | 0 | 0 | 0 | 0 | 0 | 0 | 0 | 0 | 0 | 0 | 0 | 0 | 0 | 0 | 0 | 0 | 0 | 0 | 0 | 0 | 0 | 0 | 0 | 0 | 0 | 0 | 0 | 0 | 0 | 0 | 0 | 0 | 0 | 0 | 0 | 0 | 0 | 0 | 0 | 0 | 0 | 0 | 0 | 0 | 0 | 0 | 0 | 0 | 0 | 0 | 0 | 0 | 0 | 0 | 0 | 0 | 0 | 0 | 0 | 0 | 0 | 0 | 0 | 0 | 0 | 0 | 0 | 0 | 0 | 0 | 0 | 0 | 0 | 0 | 0 | 0 | 0 | 0 | 0 | 0 | 0 | 0 | 0 | 0 | 0 | 0 | 0 | 0 | 0 | 0 | 0 | 0 | 0 | 0 | 0 | 0 | 0 | 220.9795 | 68.5036 | 0 | 0 | 0 | 0 | 0 | 0 | 0 | 0 | 0 | 0 | 0 | 0 | 0 | 0 | 0 | 0 | 0 | 0 | 0 | 0 | 0 | 0 | 0 | 0 | 0 | 16 | 20 | TRUE
OR_Residential_LI - Single Family_Existing_Space Heating_Natural Gas_Furnace | Lost Opportunity | OR | Residential | LI - Multi-Family | Existing | Space Heating | Furnace | ORE17 | AFUE 98% | 199.62 | 20 | 26.3818 | 40.0986 | 50.2305 | 57.6149 | 63.2378 | 66.9759 | 69.5908 | 71.6179 | 73.3546 | 74.9144 | 75.2985 | 75.792 | 76.3872 | 77.0598 | 77.8067 | 78.6196 | 79.5089 | 80.4517 | 81.4412 | 82.5549 | 57.217 | 44.5351 | 35.4254 | 29.0568 | 24.4459 | 0 | 0 | 0 | 0 | 0 | 0 | 0 | 0 | 0 | 0 | 0 | 0 | 0 | 0 | 0 | 0 | 0 | 0 | 0 | 0 | 0 | 0 | 0 | 0 | 0 | 0 | 0 | 0 | 0 | 0 | 0 | 0 | 0 | 0 | 0 | 0 | 0 | 0 | 0 | 0 | 0 | 0 | 0 | 0 | 0 | 0 | 0 | 0 | 0 | 0 | 0 | 0 | 0 | 0 | 0 | 0 | 0 | 0 | 0 | 0 | 0 | 0 | 0 | 0 | 0 | 0 | 0 | 0 | 0 | 0 | 0 | 0 | 0 | 0 | 0 | 199.62 | 61.8822 | 0.0068989 | 0.010486 | 0.013135 | 0.015066 | 0.016537 | 0.017514 | 0.018198 | 0.018728 | 0.019182 | 0.01959 | 0.019691 | 0.01982 | 0.019975 | 0.020151 | 0.020347 | 0.020559 | 0.020792 | 0.021038 | 0.021297 | 0.021588 | 0.014962 | 0.011646 | 0.0092638 | 0.0075984 | 0.0063927 | 17 | 21 | TRUE
OR_Residential_LI - Single Family_Existing_Space Heating_Natural Gas_Furnace | Lost Opportunity | OR | Residential | LI - Multi-Family | Existing | Space Heating | Boiler | ORE18 | AFUE 95% | 1470.62 | 20 | 3.3113 | 5.0291 | 6.2816 | 7.1756 | 7.8346 | 8.2457 | 8.5069 | 8.686 | 8.8209 | 8.9265 | 8.6919 | 8.4828 | 8.2968 | 8.1314 | 7.9844 | 7.8541 | 7.7385 | 7.636 | 7.5451 | 7.4646 | 4.0818 | 2.2871 | 0.95344 | 0 | 0 | 0 | 0 | 0 | 0 | 0 | 0 | 0 | 0 | 0 | 0 | 0 | 0 | 0 | 0 | 0 | 0 | 0 | 0 | 0 | 0 | 0 | 0 | 0 | 0 | 0 | 0 | 0 | 0 | 0 | 0 | 0 | 0 | 0 | 0 | 0 | 0 | 0 | 0 | 0 | 0 | 0 | 0 | 0 | 0 | 0 | 0 | 0 | 0 | 0 | 0 | 0 | 0 | 0 | 0 | 0 | 0 | 0 | 0 | 0 | 0 | 0 | 0 | 0 | 0 | 0 | 0 | 0 | 0 | 0 | 0 | 0 | 0 | 0 | 0 | 0 | 514.717 | 159.5623 | 0.0022327 | 0.003391 | 0.0042356 | 0.0048383 | 0.0052827 | 0.0055599 | 0.0057361 | 0.0058568 | 0.0059478 | 0.0060189 | 0.0058607 | 0.0057198 | 0.0055943 | 0.0054828 | 0.0053837 | 0.0052958 | 0.0052179 | 0.0051488 | 0.0050875 | 0.0050332 | 0.0027523 | 0.0015421 | 0.00064288 | 0 | 0 | 18 | 22 | TRUE
OR_Residential_LI - Single Family_Existing_Space Heating_Natural Gas_Furnace | Lost Opportunity | OR | Residential | LI - Multi-Family | Existing | Secondary Heating | Fireplace | ORE19 | Tier 1 (70% FE Rating) | 787.26 | 20 | 0 | 0 | 0 | 0 | 0 | 0 | 0 | 0 | 0 | 0 | 0 | 0 | 0 | 0 | 0 | 0 | 0 | 0 | 0 | 0 | 0 | 0 | 0 | 0 | 0 | 0 | 0 | 0 | 0 | 0 | 0 | 0 | 0 | 0 | 0 | 0 | 0 | 0 | 0 | 0 | 0 | 0 | 0 | 0 | 0 | 0 | 0 | 0 | 0 | 0 | 0 | 0 | 0 | 0 | 0 | 0 | 0 | 0 | 0 | 0 | 0 | 0 | 0 | 0 | 0 | 0 | 0 | 0 | 0 | 0 | 0 | 0 | 0 | 0 | 0 | 0 | 0 | 0 | 0 | 0 | 0 | 0 | 0 | 0 | 0 | 0 | 0 | 0 | 0 | 0 | 0 | 0 | 0 | 0 | 0 | 0 | 0 | 0 | 0 | 0 | 275.541 | 85.4177 | 0 | 0 | 0 | 0 | 0 | 0 | 0 | 0 | 0 | 0 | 0 | 0 | 0 | 0 | 0 | 0 | 0 | 0 | 0 | 0 | 0 | 0 | 0 | 0 | 0 | 19 | 23 | TRUE
OR_Residential_LI - Single Family_Existing_Space Heating_Natural Gas_Furnace | Lost Opportunity | OR | Residential | LI - Multi-Family | Existing | Water Heating | Water Heater (<= 55 Gal) | ORE20 | ENERGY STAR (3.2) - UEF 0.64 | 275.01 | 13 | 0 | 0 | 0 | 0 | 0 | 0 | 0 | 0 | 0 | 0 | 0 | 0 | 0 | 0 | 0 | 0 | 0 | 0 | 0 | 0 | 0 | 0 | 0 | 0 | 0 | 0 | 0 | 0 | 0 | 0 | 0 | 0 | 0 | 0 | 0 | 0 | 0 | 0 | 0 | 0 | 0 | 0 | 0 | 0 | 0 | 0 | 0 | 0 | 0 | 0 | 0 | 0 | 0 | 0 | 0 | 0 | 0 | 0 | 0 | 0 | 0 | 0 | 0 | 0 | 0 | 0 | 0 | 0 | 0 | 0 | 0 | 0 | 0 | 0 | 0 | 0 | 0 | 0 | 0 | 0 | 0 | 0 | 0 | 0 | 0 | 0 | 0 | 0 | 0 | 0 | 0 | 0 | 0 | 0 | 0 | 0 | 0 | 0 | 0 | 0 | 96.2535 | 29.8386 | 0 | 0 | 0 | 0 | 0 | 0 | 0 | 0 | 0 | 0 | 0 | 0 | 0 | 0 | 0 | 0 | 0 | 0 | 0 | 0 | 0 | 0 | 0 | 0 | 0 | 20 | 24 | TRUE
OR_Residential_LI - Single Family_Existing_Space Heating_Natural Gas_Furnace | Lost Opportunity | OR | Residential | LI - Multi-Family | Existing | Water Heating | Water Heater (> 55 Gal) | ORE21 | ENERGY STAR (3.2) - UEF 0.78 | 316.26 | 13 | 0 | 0 | 0 | 0 | 0 | 0 | 0 | 0 | 0 | 0 | 0 | 0 | 0 | 0 | 0 | 0 | 0 | 0 | 0 | 0 | 0 | 0 | 0 | 0 | 0 | 0 | 0 | 0 | 0 | 0 | 0 | 0 | 0 | 0 | 0 | 0 | 0 | 0 | 0 | 0 | 0 | 0 | 0 | 0 | 0 | 0 | 0 | 0 | 0 | 0 | 0 | 0 | 0 | 0 | 0 | 0 | 0 | 0 | 0 | 0 | 0 | 0 | 0 | 0 | 0 | 0 | 0 | 0 | 0 | 0 | 0 | 0 | 0 | 0 | 0 | 0 | 0 | 0 | 0 | 0 | 0 | 0 | 0 | 0 | 0 | 0 | 0 | 0 | 0 | 0 | 0 | 0 | 0 | 0 | 0 | 0 | 0 | 0 | 0 | 0 | 110.691 | 34.3142 | 0 | 0 | 0 | 0 | 0 | 0 | 0 | 0 | 0 | 0 | 0 | 0 | 0 | 0 | 0 | 0 | 0 | 0 | 0 | 0 | 0 | 0 | 0 | 0 | 0 | 21 | 25 | TRUE
OR_Residential_LI - Single Family_Existing_Space Heating_Natural Gas_Furnace | Lost Opportunity | OR | Residential | LI - Multi-Family | Existing | Appliances | Clothes Dryer | ORE22 | NEEA/ENERGY STAR (CE >60%) | 51.15 | 12 | 0 | 0 | 0 | 0 | 0 | 0 | 0 | 0 | 0 | 0 | 0 | 0 | 0 | 0 | 0 | 0 | 0 | 0 | 0 | 0 | 0 | 0 | 0 | 0 | 0 | 0 | 0 | 0 | 0 | 0 | 0 | 0 | 0 | 0 | 0 | 0 | 0 | 0 | 0 | 0 | 0 | 0 | 0 | 0 | 0 | 0 | 0 | 0 | 0 | 0 | 0 | 0 | 0 | 0 | 0 | 0 | 0 | 0 | 0 | 0 | 0 | 0 | 0 | 0 | 0 | 0 | 0 | 0 | 0 | 0 | 0 | 0 | 0 | 0 | 0 | 0 | 0 | 0 | 0 | 0 | 0 | 0 | 0 | 0 | 0 | 0 | 0 | 0 | 0 | 0 | 0 | 0 | 0 | 0 | 0 | 0 | 0 | 0 | 0 | 0 | 17.9025 | 5.5498 | 0 | 0 | 0 | 0 | 0 | 0 | 0 | 0 | 0 | 0 | 0 | 0 | 0 | 0 | 0 | 0 | 0 | 0 | 0 | 0 | 0 | 0 | 0 | 0 | 0 | 22 | 26 | TRUE
OR_Residential_LI - Single Family_Existing_Space Heating_Natural Gas_Furnace | Lost Opportunity | OR | Residential | LI - Multi-Family | Existing | Appliances | Stove/Oven | ORE23 | High Efficiency (730 + 1660 IAEC) | 52.5 | 12 | 0 | 0 | 0 | 0 | 0 | 0 | 0 | 0 | 0 | 0 | 0 | 0 | 0 | 0 | 0 | 0 | 0 | 0 | 0 | 0 | 0 | 0 | 0 | 0 | 0 | 0 | 0 | 0 | 0 | 0 | 0 | 0 | 0 | 0 | 0 | 0 | 0 | 0 | 0 | 0 | 0 | 0 | 0 | 0 | 0 | 0 | 0 | 0 | 0 | 0 | 0 | 0 | 0 | 0 | 0 | 0 | 0 | 0 | 0 | 0 | 0 | 0 | 0 | 0 | 0 | 0 | 0 | 0 | 0 | 0 | 0 | 0 | 0 | 0 | 0 | 0 | 0 | 0 | 0 | 0 | 0 | 0 | 0 | 0 | 0 | 0 | 0 | 0 | 0 | 0 | 0 | 0 | 0 | 0 | 0 | 0 | 0 | 0 | 0 | 0 | 18.375 | 5.6963 | 0 | 0 | 0 | 0 | 0 | 0 | 0 | 0 | 0 | 0 | 0 | 0 | 0 | 0 | 0 | 0 | 0 | 0 | 0 | 0 | 0 | 0 | 0 | 0 | 0 | 23 | 27 | TRUE
OR_Residential_LI - Single Family_Existing_Space Heating_Natural Gas_Furnace | Lost Opportunity | OR | Residential | LI - Multi-Family | Existing | Miscellaneous | Pool Heater | ORE24 | High Efficiency (EF 0.84) | 631.37 | 10 | 0 | 0 | 0 | 0 | 0 | 0 | 0 | 0 | 0 | 0 | 0 | 0 | 0 | 0 | 0 | 0 | 0 | 0 | 0 | 0 | 0 | 0 | 0 | 0 | 0 | 0 | 0 | 0 | 0 | 0 | 0 | 0 | 0 | 0 | 0 | 0 | 0 | 0 | 0 | 0 | 0 | 0 | 0 | 0 | 0 | 0 | 0 | 0 | 0 | 0 | 0 | 0 | 0 | 0 | 0 | 0 | 0 | 0 | 0 | 0 | 0 | 0 | 0 | 0 | 0 | 0 | 0 | 0 | 0 | 0 | 0 | 0 | 0 | 0 | 0 | 0 | 0 | 0 | 0 | 0 | 0 | 0 | 0 | 0 | 0 | 0 | 0 | 0 | 0 | 0 | 0 | 0 | 0 | 0 | 0 | 0 | 0 | 0 | 0 | 0 | 220.9795 | 68.5036 | 0 | 0 | 0 | 0 | 0 | 0 | 0 | 0 | 0 | 0 | 0 | 0 | 0 | 0 | 0 | 0 | 0 | 0 | 0 | 0 | 0 | 0 | 0 | 0 | 0 | 24 | 28 | TRUE
OR_Residential_LI - Single Family_Existing_Space Heating_Natural Gas_Furnace | Lost Opportunity | OR | Residential | LI - Multi-Family | New | Space Heating | Furnace | ORE25 | AFUE 90% | 199.62 | 20 | 0 | 14.4331 | 21.6824 | 26.7472 | 31.5146 | 34.9554 | 37.4702 | 39.4612 | 41.2125 | 42.8858 | 46.2475 | 49.3008 | 52.4345 | 55.5961 | 58.7793 | 62.0541 | 65.3931 | 68.8001 | 72.2793 | 75.8344 | 79.4696 | 68.837 | 65.5369 | 64.5726 | 64.0571 | 0 | 0 | 0 | 0 | 0 | 0 | 0 | 0 | 0 | 0 | 0 | 0 | 0 | 0 | 0 | 0 | 0 | 0 | 0 | 0 | 0 | 0 | 0 | 0 | 0 | 0 | 0 | 0 | 0 | 0 | 0 | 0 | 0 | 0 | 0 | 0 | 0 | 0 | 0 | 0 | 0 | 0 | 0 | 0 | 0 | 0 | 0 | 0 | 0 | 0 | 0 | 0 | 0 | 0 | 0 | 0 | 0 | 0 | 0 | 0 | 0 | 0 | 0 | 0 | 0 | 0 | 0 | 0 | 0 | 0 | 0 | 0 | 0 | 0 | 0 | 199.62 | 61.8822 | 0 | 0.0037743 | 0.00567 | 0.0069945 | 0.0082411 | 0.0091409 | 0.0097985 | 0.010319 | 0.010777 | 0.011215 | 0.012094 | 0.012892 | 0.013712 | 0.014539 | 0.015371 | 0.016227 | 0.0171 | 0.017991 | 0.018901 | 0.019831 | 0.020781 | 0.018001 | 0.017138 | 0.016886 | 0.016751 | 25 | 29 | TRUE
OR_Residential_LI - Single Family_Existing_Space Heating_Natural Gas_Furnace | Lost Opportunity | OR | Residential | LI - Multi-Family | New | Space Heating | Boiler | ORE26 | AFUE 95% | 1470.62 | 20 | 2.4161 | 3.5969 | 4.2569 | 4.5915 | 4.9674 | 5.0876 | 5.121 | 5.1134 | 5.0888 | 5.0562 | 5.3432 | 5.5508 | 5.7514 | 5.9353 | 6.1017 | 6.2627 | 6.4134 | 6.5543 | 6.6859 | 6.8088 | 4.5072 | 3.4483 | 2.9134 | 2.7068 | 2.4607 | 0 | 0 | 0 | 0 | 0 | 0 | 0 | 0 | 0 | 0 | 0 | 0 | 0 | 0 | 0 | 0 | 0 | 0 | 0 | 0 | 0 | 0 | 0 | 0 | 0 | 0 | 0 | 0 | 0 | 0 | 0 | 0 | 0 | 0 | 0 | 0 | 0 | 0 | 0 | 0 | 0 | 0 | 0 | 0 | 0 | 0 | 0 | 0 | 0 | 0 | 0 | 0 | 0 | 0 | 0 | 0 | 0 | 0 | 0 | 0 | 0 | 0 | 0 | 0 | 0 | 0 | 0 | 0 | 0 | 0 | 0 | 0 | 0 | 0 | 0 | 514.717 | 159.5623 | 0.0016291 | 0.0024253 | 0.0028704 | 0.0030959 | 0.0033494 | 0.0034305 | 0.003453 | 0.0034479 | 0.0034313 | 0.0034093 | 0.0036028 | 0.0037428 | 0.003878 | 0.004002 | 0.0041143 | 0.0042228 | 0.0043244 | 0.0044194 | 0.0045082 | 0.004591 | 0.0030391 | 0.0023251 | 0.0019644 | 0.0018251 | 0.0016592 | 26 | 30 | TRUE
OR_Residential_LI - Single Family_Existing_Space Heating_Natural Gas_Furnace | Lost Opportunity | OR | Residential | LI - Multi-Family | New | Secondary Heating | Fireplace | ORE27 | Tier 1 (70% FE Rating) | 787.26 | 20 | 0 | 0 | 0 | 0 | 0 | 0 | 0 | 0 | 0 | 0 | 0 | 0 | 0 | 0 | 0 | 0 | 0 | 0 | 0 | 0 | 0 | 0 | 0 | 0 | 0 | 0 | 0 | 0 | 0 | 0 | 0 | 0 | 0 | 0 | 0 | 0 | 0 | 0 | 0 | 0 | 0 | 0 | 0 | 0 | 0 | 0 | 0 | 0 | 0 | 0 | 0 | 0 | 0 | 0 | 0 | 0 | 0 | 0 | 0 | 0 | 0 | 0 | 0 | 0 | 0 | 0 | 0 | 0 | 0 | 0 | 0 | 0 | 0 | 0 | 0 | 0 | 0 | 0 | 0 | 0 | 0 | 0 | 0 | 0 | 0 | 0 | 0 | 0 | 0 | 0 | 0 | 0 | 0 | 0 | 0 | 0 | 0 | 0 | 0 | 0 | 275.541 | 85.4177 | 0 | 0 | 0 | 0 | 0 | 0 | 0 | 0 | 0 | 0 | 0 | 0 | 0 | 0 | 0 | 0 | 0 | 0 | 0 | 0 | 0 | 0 | 0 | 0 | 0 | 27 | 31 | TRUE
OR_Residential_LI - Single Family_Existing_Space Heating_Natural Gas_Furnace | Lost Opportunity | OR | Residential | LI - Multi-Family | New | Water Heating | Water Heater (<= 55 Gal) | ORE28 | ENERGY STAR (3.2) - UEF 0.64 | 275.01 | 13 | 0 | 0 | 0 | 0 | 0 | 0 | 0 | 0 | 0 | 0 | 0 | 0 | 0 | 0 | 0 | 0 | 0 | 0 | 0 | 0 | 0 | 0 | 0 | 0 | 0 | 0 | 0 | 0 | 0 | 0 | 0 | 0 | 0 | 0 | 0 | 0 | 0 | 0 | 0 | 0 | 0 | 0 | 0 | 0 | 0 | 0 | 0 | 0 | 0 | 0 | 0 | 0 | 0 | 0 | 0 | 0 | 0 | 0 | 0 | 0 | 0 | 0 | 0 | 0 | 0 | 0 | 0 | 0 | 0 | 0 | 0 | 0 | 0 | 0 | 0 | 0 | 0 | 0 | 0 | 0 | 0 | 0 | 0 | 0 | 0 | 0 | 0 | 0 | 0 | 0 | 0 | 0 | 0 | 0 | 0 | 0 | 0 | 0 | 0 | 0 | 96.2535 | 29.8386 | 0 | 0 | 0 | 0 | 0 | 0 | 0 | 0 | 0 | 0 | 0 | 0 | 0 | 0 | 0 | 0 | 0 | 0 | 0 | 0 | 0 | 0 | 0 | 0 | 0 | 28 | 32 | TRUE
OR_Residential_LI - Single Family_Existing_Space Heating_Natural Gas_Furnace | Lost Opportunity | OR | Residential | LI - Multi-Family | New | Water Heating | Water Heater (> 55 Gal) | ORE29 | ENERGY STAR (3.2) - UEF 0.78 | 316.26 | 13 | 0 | 0 | 0 | 0 | 0 | 0 | 0 | 0 | 0 | 0 | 0 | 0 | 0 | 0 | 0 | 0 | 0 | 0 | 0 | 0 | 0 | 0 | 0 | 0 | 0 | 0 | 0 | 0 | 0 | 0 | 0 | 0 | 0 | 0 | 0 | 0 | 0 | 0 | 0 | 0 | 0 | 0 | 0 | 0 | 0 | 0 | 0 | 0 | 0 | 0 | 0 | 0 | 0 | 0 | 0 | 0 | 0 | 0 | 0 | 0 | 0 | 0 | 0 | 0 | 0 | 0 | 0 | 0 | 0 | 0 | 0 | 0 | 0 | 0 | 0 | 0 | 0 | 0 | 0 | 0 | 0 | 0 | 0 | 0 | 0 | 0 | 0 | 0 | 0 | 0 | 0 | 0 | 0 | 0 | 0 | 0 | 0 | 0 | 0 | 0 | 110.691 | 34.3142 | 0 | 0 | 0 | 0 | 0 | 0 | 0 | 0 | 0 | 0 | 0 | 0 | 0 | 0 | 0 | 0 | 0 | 0 | 0 | 0 | 0 | 0 | 0 | 0 | 0 | 29 | 33 | TRUE
OR_Residential_LI - Single Family_Existing_Space Heating_Natural Gas_Furnace | Lost Opportunity | OR | Residential | LI - Multi-Family | New | Appliances | Clothes Dryer | ORE30 | NEEA/ENERGY STAR (CE >60%) | 51.15 | 12 | 0 | 0 | 0 | 0 | 0 | 0 | 0 | 0 | 0 | 0 | 0 | 0 | 0 | 0 | 0 | 0 | 0 | 0 | 0 | 0 | 0 | 0 | 0 | 0 | 0 | 0 | 0 | 0 | 0 | 0 | 0 | 0 | 0 | 0 | 0 | 0 | 0 | 0 | 0 | 0 | 0 | 0 | 0 | 0 | 0 | 0 | 0 | 0 | 0 | 0 | 0 | 0 | 0 | 0 | 0 | 0 | 0 | 0 | 0 | 0 | 0 | 0 | 0 | 0 | 0 | 0 | 0 | 0 | 0 | 0 | 0 | 0 | 0 | 0 | 0 | 0 | 0 | 0 | 0 | 0 | 0 | 0 | 0 | 0 | 0 | 0 | 0 | 0 | 0 | 0 | 0 | 0 | 0 | 0 | 0 | 0 | 0 | 0 | 0 | 0 | 17.9025 | 5.5498 | 0 | 0 | 0 | 0 | 0 | 0 | 0 | 0 | 0 | 0 | 0 | 0 | 0 | 0 | 0 | 0 | 0 | 0 | 0 | 0 | 0 | 0 | 0 | 0 | 0 | 30 | 34 | TRUE
OR_Residential_LI - Single Family_Existing_Space Heating_Natural Gas_Furnace | Lost Opportunity | OR | Residential | LI - Multi-Family | New | Appliances | Stove/Oven | ORE31 | High Efficiency (730 + 1660 IAEC) | 52.5 | 12 | 0 | 0 | 0 | 0 | 0 | 0 | 0 | 0 | 0 | 0 | 0 | 0 | 0 | 0 | 0 | 0 | 0 | 0 | 0 | 0 | 0 | 0 | 0 | 0 | 0 | 0 | 0 | 0 | 0 | 0 | 0 | 0 | 0 | 0 | 0 | 0 | 0 | 0 | 0 | 0 | 0 | 0 | 0 | 0 | 0 | 0 | 0 | 0 | 0 | 0 | 0 | 0 | 0 | 0 | 0 | 0 | 0 | 0 | 0 | 0 | 0 | 0 | 0 | 0 | 0 | 0 | 0 | 0 | 0 | 0 | 0 | 0 | 0 | 0 | 0 | 0 | 0 | 0 | 0 | 0 | 0 | 0 | 0 | 0 | 0 | 0 | 0 | 0 | 0 | 0 | 0 | 0 | 0 | 0 | 0 | 0 | 0 | 0 | 0 | 0 | 18.375 | 5.6963 | 0 | 0 | 0 | 0 | 0 | 0 | 0 | 0 | 0 | 0 | 0 | 0 | 0 | 0 | 0 | 0 | 0 | 0 | 0 | 0 | 0 | 0 | 0 | 0 | 0 | 31 | 35 | TRUE
OR_Residential_LI - Single Family_Existing_Space Heating_Natural Gas_Furnace | Lost Opportunity | OR | Residential | LI - Multi-Family | New | Miscellaneous | Pool Heater | ORE32 | High Efficiency (EF 0.84) | 631.37 | 10 | 0 | 0 | 0 | 0 | 0 | 0 | 0 | 0 | 0 | 0 | 0 | 0 | 0 | 0 | 0 | 0 | 0 | 0 | 0 | 0 | 0 | 0 | 0 | 0 | 0 | 0 | 0 | 0 | 0 | 0 | 0 | 0 | 0 | 0 | 0 | 0 | 0 | 0 | 0 | 0 | 0 | 0 | 0 | 0 | 0 | 0 | 0 | 0 | 0 | 0 | 0 | 0 | 0 | 0 | 0 | 0 | 0 | 0 | 0 | 0 | 0 | 0 | 0 | 0 | 0 | 0 | 0 | 0 | 0 | 0 | 0 | 0 | 0 | 0 | 0 | 0 | 0 | 0 | 0 | 0 | 0 | 0 | 0 | 0 | 0 | 0 | 0 | 0 | 0 | 0 | 0 | 0 | 0 | 0 | 0 | 0 | 0 | 0 | 0 | 0 | 220.9795 | 68.5036 | 0 | 0 | 0 | 0 | 0 | 0 | 0 | 0 | 0 | 0 | 0 | 0 | 0 | 0 | 0 | 0 | 0 | 0 | 0 | 0 | 0 | 0 | 0 | 0 | 0 | 32 | 36 | TRUE
OR_Residential_LI - Single Family_Existing_Space Heating_Natural Gas_Furnace | Lost Opportunity | OR | Residential | LI - Mobile Home | Existing | Space Heating | Furnace | ORE33 | AFUE 98% | 199.62 | 20 | 12.6544 | 19.4359 | 24.559 | 28.3781 | 31.3304 | 33.34 | 34.7793 | 35.9097 | 36.8796 | 37.7244 | 37.1252 | 36.6185 | 36.2136 | 35.8958 | 35.647 | 35.4611 | 35.3285 | 35.2481 | 35.215 | 35.2578 | 22.6475 | 15.8783 | 10.7437 | 6.8949 | 3.8992 | 0 | 0 | 0 | 0 | 0 | 0 | 0 | 0 | 0 | 0 | 0 | 0 | 0 | 0 | 0 | 0 | 0 | 0 | 0 | 0 | 0 | 0 | 0 | 0 | 0 | 0 | 0 | 0 | 0 | 0 | 0 | 0 | 0 | 0 | 0 | 0 | 0 | 0 | 0 | 0 | 0 | 0 | 0 | 0 | 0 | 0 | 0 | 0 | 0 | 0 | 0 | 0 | 0 | 0 | 0 | 0 | 0 | 0 | 0 | 0 | 0 | 0 | 0 | 0 | 0 | 0 | 0 | 0 | 0 | 0 | 0 | 0 | 0 | 0 | 0 | 199.62 | 61.8822 | 0.0033091 | 0.0050825 | 0.0064222 | 0.0074209 | 0.008193 | 0.0087185 | 0.0090949 | 0.0093905 | 0.0096441 | 0.009865 | 0.0097083 | 0.0095758 | 0.0094699 | 0.0093868 | 0.0093218 | 0.0092732 | 0.0092385 | 0.0092175 | 0.0092088 | 0.00922 | 0.0059224 | 0.0041522 | 0.0028095 | 0.001803 | 0.0010197 | 33 | 37 | TRUE
OR_Residential_LI - Single Family_Existing_Space Heating_Natural Gas_Furnace | Lost Opportunity | OR | Residential | LI - Mobile Home | Existing | Space Heating | Boiler | ORE34 | AFUE 95% | 1470.62 | 20 | 0 | 0 | 0 | 0 | 0 | 0 | 0 | 0 | 0 | 0 | 0 | 0 | 0 | 0 | 0 | 0 | 0 | 0 | 0 | 0 | 0 | 0 | 0 | 0 | 0 | 0 | 0 | 0 | 0 | 0 | 0 | 0 | 0 | 0 | 0 | 0 | 0 | 0 | 0 | 0 | 0 | 0 | 0 | 0 | 0 | 0 | 0 | 0 | 0 | 0 | 0 | 0 | 0 | 0 | 0 | 0 | 0 | 0 | 0 | 0 | 0 | 0 | 0 | 0 | 0 | 0 | 0 | 0 | 0 | 0 | 0 | 0 | 0 | 0 | 0 | 0 | 0 | 0 | 0 | 0 | 0 | 0 | 0 | 0 | 0 | 0 | 0 | 0 | 0 | 0 | 0 | 0 | 0 | 0 | 0 | 0 | 0 | 0 | 0 | 0 | 514.717 | 159.5623 | 0 | 0 | 0 | 0 | 0 | 0 | 0 | 0 | 0 | 0 | 0 | 0 | 0 | 0 | 0 | 0 | 0 | 0 | 0 | 0 | 0 | 0 | 0 | 0 | 0 | 34 | 38 | TRUE
OR_Residential_LI - Single Family_Existing_Space Heating_Natural Gas_Furnace | Lost Opportunity | OR | Residential | LI - Mobile Home | Existing | Secondary Heating | Fireplace | ORE35 | Tier 1 (70% FE Rating) | 787.26 | 20 | 0 | 0 | 0 | 0 | 0 | 0 | 0 | 0 | 0 | 0 | 0 | 0 | 0 | 0 | 0 | 0 | 0 | 0 | 0 | 0 | 0 | 0 | 0 | 0 | 0 | 0 | 0 | 0 | 0 | 0 | 0 | 0 | 0 | 0 | 0 | 0 | 0 | 0 | 0 | 0 | 0 | 0 | 0 | 0 | 0 | 0 | 0 | 0 | 0 | 0 | 0 | 0 | 0 | 0 | 0 | 0 | 0 | 0 | 0 | 0 | 0 | 0 | 0 | 0 | 0 | 0 | 0 | 0 | 0 | 0 | 0 | 0 | 0 | 0 | 0 | 0 | 0 | 0 | 0 | 0 | 0 | 0 | 0 | 0 | 0 | 0 | 0 | 0 | 0 | 0 | 0 | 0 | 0 | 0 | 0 | 0 | 0 | 0 | 0 | 0 | 275.541 | 85.4177 | 0 | 0 | 0 | 0 | 0 | 0 | 0 | 0 | 0 | 0 | 0 | 0 | 0 | 0 | 0 | 0 | 0 | 0 | 0 | 0 | 0 | 0 | 0 | 0 | 0 | 35 | 39 | TRUE
OR_Residential_LI - Mobile Home_Existing_Water Heating_Natural Gas_Water Heater (<= 55 Gal) | Lost Opportunity | OR | Residential | LI - Mobile Home | Existing | Water Heating | Water Heater (<= 55 Gal) | ORE36 | ENERGY STAR (3.2) - UEF 0.64 | 275.01 | 13 | 0 | 0 | 0 | 0 | 0 | 0 | 0 | 0 | 0 | 0 | 0 | 0 | 0 | 0 | 0 | 0 | 0 | 0 | 0 | 0 | 0 | 0 | 0 | 0 | 0 | 0 | 0 | 0 | 0 | 0 | 0 | 0 | 0 | 0 | 0 | 0 | 0 | 0 | 0 | 0 | 0 | 0 | 0 | 0 | 0 | 0 | 0 | 0 | 0 | 0 | 0 | 0 | 0 | 0 | 0 | 0 | 0 | 0 | 0 | 0 | 0 | 0 | 0 | 0 | 0 | 0 | 0 | 0 | 0 | 0 | 0 | 0 | 0 | 0 | 0 | 0 | 0 | 0 | 0 | 0 | 0 | 0 | 0 | 0 | 0 | 0 | 0 | 0 | 0 | 0 | 0 | 0 | 0 | 0 | 0 | 0 | 0 | 0 | 0 | 0 | 96.2535 | 29.8386 | 0 | 0 | 0 | 0 | 0 | 0 | 0 | 0 | 0 | 0 | 0 | 0 | 0 | 0 | 0 | 0 | 0 | 0 | 0 | 0 | 0 | 0 | 0 | 0 | 0 | 36 | 40 | TRUE
OR_Residential_LI - Single Family_Existing_Space Heating_Natural Gas_Furnace | Lost Opportunity | OR | Residential | LI - Mobile Home | Existing | Water Heating | Water Heater (> 55 Gal) | ORE37 | ENERGY STAR (3.2) - UEF 0.78 | 316.26 | 13 | 0 | 0 | 0 | 0 | 0 | 0 | 0 | 0 | 0 | 0 | 0 | 0 | 0 | 0 | 0 | 0 | 0 | 0 | 0 | 0 | 0 | 0 | 0 | 0 | 0 | 0 | 0 | 0 | 0 | 0 | 0 | 0 | 0 | 0 | 0 | 0 | 0 | 0 | 0 | 0 | 0 | 0 | 0 | 0 | 0 | 0 | 0 | 0 | 0 | 0 | 0 | 0 | 0 | 0 | 0 | 0 | 0 | 0 | 0 | 0 | 0 | 0 | 0 | 0 | 0 | 0 | 0 | 0 | 0 | 0 | 0 | 0 | 0 | 0 | 0 | 0 | 0 | 0 | 0 | 0 | 0 | 0 | 0 | 0 | 0 | 0 | 0 | 0 | 0 | 0 | 0 | 0 | 0 | 0 | 0 | 0 | 0 | 0 | 0 | 0 | 110.691 | 34.3142 | 0 | 0 | 0 | 0 | 0 | 0 | 0 | 0 | 0 | 0 | 0 | 0 | 0 | 0 | 0 | 0 | 0 | 0 | 0 | 0 | 0 | 0 | 0 | 0 | 0 | 37 | 41 | TRUE
OR_Residential_LI - Single Family_Existing_Space Heating_Natural Gas_Furnace | Lost Opportunity | OR | Residential | LI - Mobile Home | Existing | Appliances | Clothes Dryer | ORE38 | NEEA/ENERGY STAR (CE >60%) | 51.15 | 12 | 0 | 0 | 0 | 0 | 0 | 0 | 0 | 0 | 0 | 0 | 0 | 0 | 0 | 0 | 0 | 0 | 0 | 0 | 0 | 0 | 0 | 0 | 0 | 0 | 0 | 0 | 0 | 0 | 0 | 0 | 0 | 0 | 0 | 0 | 0 | 0 | 0 | 0 | 0 | 0 | 0 | 0 | 0 | 0 | 0 | 0 | 0 | 0 | 0 | 0 | 0 | 0 | 0 | 0 | 0 | 0 | 0 | 0 | 0 | 0 | 0 | 0 | 0 | 0 | 0 | 0 | 0 | 0 | 0 | 0 | 0 | 0 | 0 | 0 | 0 | 0 | 0 | 0 | 0 | 0 | 0 | 0 | 0 | 0 | 0 | 0 | 0 | 0 | 0 | 0 | 0 | 0 | 0 | 0 | 0 | 0 | 0 | 0 | 0 | 0 | 17.9025 | 5.5498 | 0 | 0 | 0 | 0 | 0 | 0 | 0 | 0 | 0 | 0 | 0 | 0 | 0 | 0 | 0 | 0 | 0 | 0 | 0 | 0 | 0 | 0 | 0 | 0 | 0 | 38 | 42 | TRUE
OR_Residential_LI - Single Family_Existing_Space Heating_Natural Gas_Furnace | Lost Opportunity | OR | Residential | LI - Mobile Home | Existing | Appliances | Stove/Oven | ORE39 | High Efficiency (730 + 1660 IAEC) | 52.5 | 12 | 0 | 0 | 0 | 0 | 0 | 0 | 0 | 0 | 0 | 0 | 0 | 0 | 0 | 0 | 0 | 0 | 0 | 0 | 0 | 0 | 0 | 0 | 0 | 0 | 0 | 0 | 0 | 0 | 0 | 0 | 0 | 0 | 0 | 0 | 0 | 0 | 0 | 0 | 0 | 0 | 0 | 0 | 0 | 0 | 0 | 0 | 0 | 0 | 0 | 0 | 0 | 0 | 0 | 0 | 0 | 0 | 0 | 0 | 0 | 0 | 0 | 0 | 0 | 0 | 0 | 0 | 0 | 0 | 0 | 0 | 0 | 0 | 0 | 0 | 0 | 0 | 0 | 0 | 0 | 0 | 0 | 0 | 0 | 0 | 0 | 0 | 0 | 0 | 0 | 0 | 0 | 0 | 0 | 0 | 0 | 0 | 0 | 0 | 0 | 0 | 18.375 | 5.6963 | 0 | 0 | 0 | 0 | 0 | 0 | 0 | 0 | 0 | 0 | 0 | 0 | 0 | 0 | 0 | 0 | 0 | 0 | 0 | 0 | 0 | 0 | 0 | 0 | 0 | 39 | 43 | TRUE
OR_Residential_LI - Single Family_Existing_Space Heating_Natural Gas_Furnace | Lost Opportunity | OR | Residential | LI - Mobile Home | Existing | Miscellaneous | Pool Heater | ORE40 | High Efficiency (EF 0.84) | 631.37 | 10 | 0 | 0 | 0 | 0 | 0 | 0 | 0 | 0 | 0 | 0 | 0 | 0 | 0 | 0 | 0 | 0 | 0 | 0 | 0 | 0 | 0 | 0 | 0 | 0 | 0 | 0 | 0 | 0 | 0 | 0 | 0 | 0 | 0 | 0 | 0 | 0 | 0 | 0 | 0 | 0 | 0 | 0 | 0 | 0 | 0 | 0 | 0 | 0 | 0 | 0 | 0 | 0 | 0 | 0 | 0 | 0 | 0 | 0 | 0 | 0 | 0 | 0 | 0 | 0 | 0 | 0 | 0 | 0 | 0 | 0 | 0 | 0 | 0 | 0 | 0 | 0 | 0 | 0 | 0 | 0 | 0 | 0 | 0 | 0 | 0 | 0 | 0 | 0 | 0 | 0 | 0 | 0 | 0 | 0 | 0 | 0 | 0 | 0 | 0 | 0 | 220.9795 | 68.5036 | 0 | 0 | 0 | 0 | 0 | 0 | 0 | 0 | 0 | 0 | 0 | 0 | 0 | 0 | 0 | 0 | 0 | 0 | 0 | 0 | 0 | 0 | 0 | 0 | 0 | 40 | 44 | TRUE
OR_Residential_LI - Single Family_Existing_Space Heating_Natural Gas_Furnace | Lost Opportunity | OR | Residential | LI - Mobile Home | New | Space Heating | Furnace | ORE41 | AFUE 90% | 199.62 | 20 | 0 | 9.6187 | 14.0787 | 16.9167 | 19.4654 | 21.0733 | 22.0544 | 22.6823 | 23.1403 | 23.528 | 25.0811 | 26.3587 | 27.634 | 28.87 | 30.0621 | 31.2563 | 32.4331 | 33.5939 | 34.7401 | 35.8731 | 36.9942 | 28.5429 | 25.2822 | 23.674 | 22.3827 | 0 | 0 | 0 | 0 | 0 | 0 | 0 | 0 | 0 | 0 | 0 | 0 | 0 | 0 | 0 | 0 | 0 | 0 | 0 | 0 | 0 | 0 | 0 | 0 | 0 | 0 | 0 | 0 | 0 | 0 | 0 | 0 | 0 | 0 | 0 | 0 | 0 | 0 | 0 | 0 | 0 | 0 | 0 | 0 | 0 | 0 | 0 | 0 | 0 | 0 | 0 | 0 | 0 | 0 | 0 | 0 | 0 | 0 | 0 | 0 | 0 | 0 | 0 | 0 | 0 | 0 | 0 | 0 | 0 | 0 | 0 | 0 | 0 | 0 | 0 | 199.62 | 61.8822 | 0 | 0.0025153 | 0.0036816 | 0.0044238 | 0.0050903 | 0.0055107 | 0.0057673 | 0.0059315 | 0.0060512 | 0.0061526 | 0.0065588 | 0.0068928 | 0.0072264 | 0.0075496 | 0.0078613 | 0.0081736 | 0.0084813 | 0.0087849 | 0.0090846 | 0.0093809 | 0.0096741 | 0.007464 | 0.0066114 | 0.0061908 | 0.0058531 | 41 | 45 | TRUE
OR_Residential_LI - Single Family_Existing_Space Heating_Natural Gas_Furnace | Lost Opportunity | OR | Residential | LI - Mobile Home | New | Space Heating | Boiler | ORE42 | AFUE 95% | 1470.62 | 20 | 0 | 0 | 0 | 0 | 0 | 0 | 0 | 0 | 0 | 0 | 0 | 0 | 0 | 0 | 0 | 0 | 0 | 0 | 0 | 0 | 0 | 0 | 0 | 0 | 0 | 0 | 0 | 0 | 0 | 0 | 0 | 0 | 0 | 0 | 0 | 0 | 0 | 0 | 0 | 0 | 0 | 0 | 0 | 0 | 0 | 0 | 0 | 0 | 0 | 0 | 0 | 0 | 0 | 0 | 0 | 0 | 0 | 0 | 0 | 0 | 0 | 0 | 0 | 0 | 0 | 0 | 0 | 0 | 0 | 0 | 0 | 0 | 0 | 0 | 0 | 0 | 0 | 0 | 0 | 0 | 0 | 0 | 0 | 0 | 0 | 0 | 0 | 0 | 0 | 0 | 0 | 0 | 0 | 0 | 0 | 0 | 0 | 0 | 0 | 0 | 514.717 | 159.5623 | 0 | 0 | 0 | 0 | 0 | 0 | 0 | 0 | 0 | 0 | 0 | 0 | 0 | 0 | 0 | 0 | 0 | 0 | 0 | 0 | 0 | 0 | 0 | 0 | 0 | 42 | 46 | TRUE
OR_Residential_LI - Single Family_Existing_Space Heating_Natural Gas_Furnace | Lost Opportunity | OR | Residential | LI - Mobile Home | New | Secondary Heating | Fireplace | ORE43 | Tier 1 (70% FE Rating) | 787.26 | 20 | 0 | 0 | 0 | 0 | 0 | 0 | 0 | 0 | 0 | 0 | 0 | 0 | 0 | 0 | 0 | 0 | 0 | 0 | 0 | 0 | 0 | 0 | 0 | 0 | 0 | 0 | 0 | 0 | 0 | 0 | 0 | 0 | 0 | 0 | 0 | 0 | 0 | 0 | 0 | 0 | 0 | 0 | 0 | 0 | 0 | 0 | 0 | 0 | 0 | 0 | 0 | 0 | 0 | 0 | 0 | 0 | 0 | 0 | 0 | 0 | 0 | 0 | 0 | 0 | 0 | 0 | 0 | 0 | 0 | 0 | 0 | 0 | 0 | 0 | 0 | 0 | 0 | 0 | 0 | 0 | 0 | 0 | 0 | 0 | 0 | 0 | 0 | 0 | 0 | 0 | 0 | 0 | 0 | 0 | 0 | 0 | 0 | 0 | 0 | 0 | 275.541 | 85.4177 | 0 | 0 | 0 | 0 | 0 | 0 | 0 | 0 | 0 | 0 | 0 | 0 | 0 | 0 | 0 | 0 | 0 | 0 | 0 | 0 | 0 | 0 | 0 | 0 | 0 | 43 | 47 | TRUE
OR_Residential_LI - Single Family_Existing_Space Heating_Natural Gas_Furnace | Lost Opportunity | OR | Residential | LI - Mobile Home | New | Water Heating | Water Heater (<= 55 Gal) | ORE44 | ENERGY STAR (3.2) - UEF 0.64 | 275.01 | 13 | 0 | 0 | 0 | 0 | 0 | 0 | 0 | 0 | 0 | 0 | 0 | 0 | 0 | 0 | 0 | 0 | 0 | 0 | 0 | 0 | 0 | 0 | 0 | 0 | 0 | 0 | 0 | 0 | 0 | 0 | 0 | 0 | 0 | 0 | 0 | 0 | 0 | 0 | 0 | 0 | 0 | 0 | 0 | 0 | 0 | 0 | 0 | 0 | 0 | 0 | 0 | 0 | 0 | 0 | 0 | 0 | 0 | 0 | 0 | 0 | 0 | 0 | 0 | 0 | 0 | 0 | 0 | 0 | 0 | 0 | 0 | 0 | 0 | 0 | 0 | 0 | 0 | 0 | 0 | 0 | 0 | 0 | 0 | 0 | 0 | 0 | 0 | 0 | 0 | 0 | 0 | 0 | 0 | 0 | 0 | 0 | 0 | 0 | 0 | 0 | 96.2535 | 29.8386 | 0 | 0 | 0 | 0 | 0 | 0 | 0 | 0 | 0 | 0 | 0 | 0 | 0 | 0 | 0 | 0 | 0 | 0 | 0 | 0 | 0 | 0 | 0 | 0 | 0 | 44 | 48 | TRUE
OR_Residential_LI - Single Family_Existing_Space Heating_Natural Gas_Furnace | Lost Opportunity | OR | Residential | LI - Mobile Home | New | Water Heating | Water Heater (> 55 Gal) | ORE45 | ENERGY STAR (3.2) - UEF 0.78 | 316.26 | 13 | 0 | 0 | 0 | 0 | 0 | 0 | 0 | 0 | 0 | 0 | 0 | 0 | 0 | 0 | 0 | 0 | 0 | 0 | 0 | 0 | 0 | 0 | 0 | 0 | 0 | 0 | 0 | 0 | 0 | 0 | 0 | 0 | 0 | 0 | 0 | 0 | 0 | 0 | 0 | 0 | 0 | 0 | 0 | 0 | 0 | 0 | 0 | 0 | 0 | 0 | 0 | 0 | 0 | 0 | 0 | 0 | 0 | 0 | 0 | 0 | 0 | 0 | 0 | 0 | 0 | 0 | 0 | 0 | 0 | 0 | 0 | 0 | 0 | 0 | 0 | 0 | 0 | 0 | 0 | 0 | 0 | 0 | 0 | 0 | 0 | 0 | 0 | 0 | 0 | 0 | 0 | 0 | 0 | 0 | 0 | 0 | 0 | 0 | 0 | 0 | 110.691 | 34.3142 | 0 | 0 | 0 | 0 | 0 | 0 | 0 | 0 | 0 | 0 | 0 | 0 | 0 | 0 | 0 | 0 | 0 | 0 | 0 | 0 | 0 | 0 | 0 | 0 | 0 | 45 | 49 | TRUE
OR_Residential_LI - Single Family_Existing_Space Heating_Natural Gas_Furnace | Lost Opportunity | OR | Residential | LI - Mobile Home | New | Appliances | Clothes Dryer | ORE46 | NEEA/ENERGY STAR (CE >60%) | 51.15 | 12 | 0 | 0 | 0 | 0 | 0 | 0 | 0 | 0 | 0 | 0 | 0 | 0 | 0 | 0 | 0 | 0 | 0 | 0 | 0 | 0 | 0 | 0 | 0 | 0 | 0 | 0 | 0 | 0 | 0 | 0 | 0 | 0 | 0 | 0 | 0 | 0 | 0 | 0 | 0 | 0 | 0 | 0 | 0 | 0 | 0 | 0 | 0 | 0 | 0 | 0 | 0 | 0 | 0 | 0 | 0 | 0 | 0 | 0 | 0 | 0 | 0 | 0 | 0 | 0 | 0 | 0 | 0 | 0 | 0 | 0 | 0 | 0 | 0 | 0 | 0 | 0 | 0 | 0 | 0 | 0 | 0 | 0 | 0 | 0 | 0 | 0 | 0 | 0 | 0 | 0 | 0 | 0 | 0 | 0 | 0 | 0 | 0 | 0 | 0 | 0 | 17.9025 | 5.5498 | 0 | 0 | 0 | 0 | 0 | 0 | 0 | 0 | 0 | 0 | 0 | 0 | 0 | 0 | 0 | 0 | 0 | 0 | 0 | 0 | 0 | 0 | 0 | 0 | 0 | 46 | 50 | TRUE
OR_Residential_LI - Single Family_Existing_Space Heating_Natural Gas_Furnace | Lost Opportunity | OR | Residential | LI - Mobile Home | New | Appliances | Stove/Oven | ORE47 | High Efficiency (730 + 1660 IAEC) | 52.5 | 12 | 0 | 0 | 0 | 0 | 0 | 0 | 0 | 0 | 0 | 0 | 0 | 0 | 0 | 0 | 0 | 0 | 0 | 0 | 0 | 0 | 0 | 0 | 0 | 0 | 0 | 0 | 0 | 0 | 0 | 0 | 0 | 0 | 0 | 0 | 0 | 0 | 0 | 0 | 0 | 0 | 0 | 0 | 0 | 0 | 0 | 0 | 0 | 0 | 0 | 0 | 0 | 0 | 0 | 0 | 0 | 0 | 0 | 0 | 0 | 0 | 0 | 0 | 0 | 0 | 0 | 0 | 0 | 0 | 0 | 0 | 0 | 0 | 0 | 0 | 0 | 0 | 0 | 0 | 0 | 0 | 0 | 0 | 0 | 0 | 0 | 0 | 0 | 0 | 0 | 0 | 0 | 0 | 0 | 0 | 0 | 0 | 0 | 0 | 0 | 0 | 18.375 | 5.6963 | 0 | 0 | 0 | 0 | 0 | 0 | 0 | 0 | 0 | 0 | 0 | 0 | 0 | 0 | 0 | 0 | 0 | 0 | 0 | 0 | 0 | 0 | 0 | 0 | 0 | 47 | 51 | TRUE
OR_Residential_LI - Single Family_Existing_Space Heating_Natural Gas_Furnace | Lost Opportunity | OR | Residential | LI - Mobile Home | New | Miscellaneous | Pool Heater | ORE48 | High Efficiency (EF 0.84) | 631.37 | 10 | 0 | 0 | 0 | 0 | 0 | 0 | 0 | 0 | 0 | 0 | 0 | 0 | 0 | 0 | 0 | 0 | 0 | 0 | 0 | 0 | 0 | 0 | 0 | 0 | 0 | 0 | 0 | 0 | 0 | 0 | 0 | 0 | 0 | 0 | 0 | 0 | 0 | 0 | 0 | 0 | 0 | 0 | 0 | 0 | 0 | 0 | 0 | 0 | 0 | 0 | 0 | 0 | 0 | 0 | 0 | 0 | 0 | 0 | 0 | 0 | 0 | 0 | 0 | 0 | 0 | 0 | 0 | 0 | 0 | 0 | 0 | 0 | 0 | 0 | 0 | 0 | 0 | 0 | 0 | 0 | 0 | 0 | 0 | 0 | 0 | 0 | 0 | 0 | 0 | 0 | 0 | 0 | 0 | 0 | 0 | 0 | 0 | 0 | 0 | 0 | 220.9795 | 68.5036 | 0 | 0 | 0 | 0 | 0 | 0 | 0 | 0 | 0 | 0 | 0 | 0 | 0 | 0 | 0 | 0 | 0 | 0 | 0 | 0 | 0 | 0 | 0 | 0 | 0 | 48 | 52 | TRUE
OR_Residential_LI - Single Family_Existing_Space Heating_Natural Gas_Furnace | Retrofit | OR | Residential | LI - Single Family | Existing | Space Heating | Insulation - Ceiling Installation | ORM1 | R-49 | 1.42 | 45 | 30708.3485 | 37887.7497 | 46588.6855 | 54345.231 | 62289.6997 | 73179.6327 | 80671.7184 | 82815.4663 | 78426.4644 | 67745.3959 | 52682.2081 | 35038.0288 | 20445.0741 | 9892.5818 | 4206.0407 | 1537.0512 | 482.489 | 105.6834 | 17.4579 | 2.106 | 0 | 0 | 0 | 0 | 0 | 326.1595 | 720.9116 | 1196.5725 | 1746.3919 | 2367.8275 | 3088.7751 | 3872.5626 | 4664.4152 | 5399.7933 | 6019.0482 | 6482.9114 | 6770.3114 | 6915.3101 | 6959.5191 | 6950.9758 | 6918.9863 | 6878.9714 | 6837.2823 | 6796.5328 | 6757.3531 | 6723.4157 | 6692.8696 | 6665.1261 | 6641.291 | 6619.8591 | 326.1595 | 398.1818 | 483.9766 | 559.8305 | 636.2326 | 741.1013 | 810.033 | 824.5396 | 774.3219 | 663.3974 | 511.7838 | 337.7357 | 195.5996 | 93.9622 | 39.6732 | 14.4014 | 4.4916 | 0.97773 | 0.16054 | 0.019255 | 0 | 0 | 0 | 0 | 0 | 9.6476 | 9.7169 | 9.7872 | 9.8582 | 9.9295 | 10.0008 | 10.0719 | 10.1424 | 10.212 | 10.2804 | 10.3471 | 10.4122 | 10.4746 | 10.5343 | 10.5916 | 10.6464 | 10.6989 | 10.7491 | 10.797 | 10.8428 | 10.8865 | 10.9283 | 10.9682 | 11.004 | 11.0368 | 1.42 | 0.4402 | 0.057124 | 0.070479 | 0.086664 | 0.10109 | 0.11587 | 0.13613 | 0.15007 | 0.15405 | 0.14589 | 0.12602 | 0.097999 | 0.065178 | 0.038032 | 0.018402 | 0.0078241 | 0.0028592 | 0.00089753 | 0.00019659 | 3.2475e-05 | 3.9176e-06 | 0 | 0 | 0 | 0 | 0 | 49 | 53 | TRUE
OR_Residential_LI - Single Family_Existing_Space Heating_Natural Gas_Furnace | Retrofit | OR | Residential | LI - Single Family | Existing | Space Heating | Insulation - Ceiling Upgrade | ORM2 | R-49 | 1.13 | 45 | 0 | 0 | 0 | 0 | 0 | 0 | 0 | 0 | 0 | 0 | 0 | 0 | 0 | 0 | 0 | 0 | 0 | 0 | 0 | 0 | 0 | 0 | 0 | 0 | 0 | 0 | 0 | 0 | 0 | 0 | 0 | 0 | 0 | 0 | 0 | 0 | 0 | 0 | 0 | 0 | 0 | 0 | 0 | 0 | 0 | 0 | 0 | 0 | 0 | 0 | 0 | 0 | 0 | 0 | 0 | 0 | 0 | 0 | 0 | 0 | 0 | 0 | 0 | 0 | 0 | 0 | 0 | 0 | 0 | 0 | 0 | 0 | 0 | 0 | 0 | 6.7559 | 6.8044 | 6.8536 | 6.9033 | 6.9533 | 7.0032 | 7.053 | 7.1024 | 7.1511 | 7.199 | 7.2457 | 7.2913 | 7.3349 | 7.3768 | 7.4169 | 7.4553 | 7.492 | 7.5272 | 7.5608 | 7.5928 | 7.6234 | 7.6527 | 7.6806 | 7.7057 | 7.7287 | 0.21005 | 0.065116 | 0 | 0 | 0 | 0 | 0 | 0 | 0 | 0 | 0 | 0 | 0 | 0 | 0 | 0 | 0 | 0 | 0 | 0 | 0 | 0 | 0 | 0 | 0 | 0 | 0 | 50 | 54 | TRUE
OR_Residential_LI - Single Family_Existing_Space Heating_Natural Gas_Furnace | Retrofit | OR | Residential | LI - Single Family | Existing | Space Heating | Insulation - Radiant Barrier | ORM3 | Installed | 0.07 | 15 | 0 | 0 | 0 | 0 | 0 | 0 | 0 | 0 | 0 | 0 | 0 | 0 | 0 | 0 | 0 | 0 | 0 | 0 | 0 | 0 | 0 | 0 | 0 | 0 | 0 | 0 | 0 | 0 | 0 | 0 | 0 | 0 | 0 | 0 | 0 | 0 | 0 | 0 | 0 | 0 | 0 | 0 | 0 | 0 | 0 | 0 | 0 | 0 | 0 | 0 | 0 | 0 | 0 | 0 | 0 | 0 | 0 | 0 | 0 | 0 | 0 | 0 | 0 | 0 | 0 | 0 | 0 | 0 | 0 | 0 | 0 | 0 | 0 | 0 | 0 | 25.76 | 25.945 | 26.1327 | 26.3222 | 26.5126 | 26.7031 | 26.8929 | 27.0811 | 27.2669 | 27.4496 | 27.6276 | 27.8013 | 27.9679 | 28.1276 | 28.2805 | 28.4268 | 28.5669 | 28.7009 | 28.829 | 28.9512 | 29.0679 | 29.1795 | 29.286 | 29.3815 | 29.4692 | 0.013012 | 0.0040337 | 0 | 0 | 0 | 0 | 0 | 0 | 0 | 0 | 0 | 0 | 0 | 0 | 0 | 0 | 0 | 0 | 0 | 0 | 0 | 0 | 0 | 0 | 0 | 0 | 0 | 51 | 55 | TRUE
OR_Residential_LI - Single Family_Existing_Space Heating_Natural Gas_Furnace | Retrofit | OR | Residential | LI - Single Family | Existing | Space Heating | Insulation - Wall Cavity Installation | ORM4 | R-11 | 1.41 | 45 | 0 | 0 | 0 | 0 | 0 | 0 | 0 | 0 | 0 | 0 | 0 | 0 | 0 | 0 | 0 | 0 | 0 | 0 | 0 | 0 | 0 | 0 | 0 | 0 | 0 | 0 | 0 | 0 | 0 | 0 | 0 | 0 | 0 | 0 | 0 | 0 | 0 | 0 | 0 | 0 | 0 | 0 | 0 | 0 | 0 | 0 | 0 | 0 | 0 | 0 | 0 | 0 | 0 | 0 | 0 | 0 | 0 | 0 | 0 | 0 | 0 | 0 | 0 | 0 | 0 | 0 | 0 | 0 | 0 | 0 | 0 | 0 | 0 | 0 | 0 | 13.766 | 13.8649 | 13.9652 | 14.0665 | 14.1682 | 14.27 | 14.3715 | 14.472 | 14.5713 | 14.669 | 14.7641 | 14.8569 | 14.946 | 15.0313 | 15.113 | 15.1912 | 15.2661 | 15.3377 | 15.4061 | 15.4714 | 15.5338 | 15.5934 | 15.6503 | 15.7014 | 15.7482 | 1.41 | 0.4371 | 0 | 0 | 0 | 0 | 0 | 0 | 0 | 0 | 0 | 0 | 0 | 0 | 0 | 0 | 0 | 0 | 0 | 0 | 0 | 0 | 0 | 0 | 0 | 0 | 0 | 52 | 56 | TRUE
OR_Residential_LI - Single Family_Existing_Space Heating_Natural Gas_Furnace | Retrofit | OR | Residential | LI - Single Family | Existing | Space Heating | Insulation - Wall Cavity Upgrade | ORM5 | R-11 | 1.79 | 45 | 0 | 0 | 0 | 0 | 0 | 0 | 0 | 0 | 0 | 0 | 0 | 0 | 0 | 0 | 0 | 0 | 0 | 0 | 0 | 0 | 0 | 0 | 0 | 0 | 0 | 0 | 0 | 0 | 0 | 0 | 0 | 0 | 0 | 0 | 0 | 0 | 0 | 0 | 0 | 0 | 0 | 0 | 0 | 0 | 0 | 0 | 0 | 0 | 0 | 0 | 0 | 0 | 0 | 0 | 0 | 0 | 0 | 0 | 0 | 0 | 0 | 0 | 0 | 0 | 0 | 0 | 0 | 0 | 0 | 0 | 0 | 0 | 0 | 0 | 0 | 16.4976 | 16.6161 | 16.7363 | 16.8576 | 16.9796 | 17.1016 | 17.2231 | 17.3437 | 17.4627 | 17.5797 | 17.6937 | 17.8049 | 17.9116 | 18.0139 | 18.1118 | 18.2055 | 18.2952 | 18.381 | 18.4631 | 18.5413 | 18.6161 | 18.6875 | 18.7558 | 18.8169 | 18.8731 | 0.5126 | 0.15891 | 0 | 0 | 0 | 0 | 0 | 0 | 0 | 0 | 0 | 0 | 0 | 0 | 0 | 0 | 0 | 0 | 0 | 0 | 0 | 0 | 0 | 0 | 0 | 0 | 0 | 53 | 57 | TRUE
OR_Residential_LI - Single Family_Existing_Space Heating_Natural Gas_Furnace | Retrofit | OR | Residential | LI - Single Family | Existing | Space Heating | Insulation - Wall Sheathing | ORM6 | Install R-5 Rigid | 1.02 | 20 | 0 | 0 | 0 | 0 | 0 | 0 | 0 | 0 | 0 | 0 | 0 | 0 | 0 | 0 | 0 | 0 | 0 | 0 | 0 | 0 | 0 | 0 | 0 | 0 | 0 | 0 | 0 | 0 | 0 | 0 | 0 | 0 | 0 | 0 | 0 | 0 | 0 | 0 | 0 | 0 | 0 | 0 | 0 | 0 | 0 | 0 | 0 | 0 | 0 | 0 | 0 | 0 | 0 | 0 | 0 | 0 | 0 | 0 | 0 | 0 | 0 | 0 | 0 | 0 | 0 | 0 | 0 | 0 | 0 | 0 | 0 | 0 | 0 | 0 | 0 | 15.2964 | 15.4063 | 15.5177 | 15.6302 | 15.7433 | 15.8564 | 15.9691 | 16.0809 | 16.1912 | 16.2997 | 16.4054 | 16.5086 | 16.6075 | 16.7023 | 16.7931 | 16.88 | 16.9632 | 17.0427 | 17.1188 | 17.1913 | 17.2607 | 17.3269 | 17.3902 | 17.4469 | 17.4989 | 0.2921 | 0.09055 | 0 | 0 | 0 | 0 | 0 | 0 | 0 | 0 | 0 | 0 | 0 | 0 | 0 | 0 | 0 | 0 | 0 | 0 | 0 | 0 | 0 | 0 | 0 | 0 | 0 | 54 | 58 | TRUE
OR_Residential_LI - Single Family_Existing_Space Heating_Natural Gas_Furnace | Retrofit | OR | Residential | LI - Single Family | Existing | Space Heating | Insulation - External Wall Sheathing - Insulated Vinyl Siding | ORM7 | Insulated Vinyl Siding, between R-2 and R-2.7 | 1.91 | 25 | 0 | 0 | 0 | 0 | 0 | 0 | 0 | 0 | 0 | 0 | 0 | 0 | 0 | 0 | 0 | 0 | 0 | 0 | 0 | 0 | 0 | 0 | 0 | 0 | 0 | 0 | 0 | 0 | 0 | 0 | 0 | 0 | 0 | 0 | 0 | 0 | 0 | 0 | 0 | 0 | 0 | 0 | 0 | 0 | 0 | 0 | 0 | 0 | 0 | 0 | 0 | 0 | 0 | 0 | 0 | 0 | 0 | 0 | 0 | 0 | 0 | 0 | 0 | 0 | 0 | 0 | 0 | 0 | 0 | 0 | 0 | 0 | 0 | 0 | 0 | 55.1505 | 55.5467 | 55.9485 | 56.3541 | 56.7618 | 57.1697 | 57.576 | 57.9789 | 58.3767 | 58.7678 | 59.149 | 59.5209 | 59.8776 | 60.2194 | 60.5467 | 60.8601 | 61.1599 | 61.4468 | 61.7211 | 61.9827 | 62.2327 | 62.4715 | 62.6995 | 62.904 | 63.0917 | 0.54697 | 0.16956 | 0 | 0 | 0 | 0 | 0 | 0 | 0 | 0 | 0 | 0 | 0 | 0 | 0 | 0 | 0 | 0 | 0 | 0 | 0 | 0 | 0 | 0 | 0 | 0 | 0 | 55 | 59 | TRUE
OR_Residential_LI - Single Family_Existing_Space Heating_Natural Gas_Furnace | Retrofit | OR | Residential | LI - Single Family | Existing | Space Heating | Insulation - Floor Installation | ORM8 | R-30 | 1.16 | 45 | 0 | 0 | 0 | 0 | 0 | 0 | 0 | 0 | 0 | 0 | 0 | 0 | 0 | 0 | 0 | 0 | 0 | 0 | 0 | 0 | 0 | 0 | 0 | 0 | 0 | 0 | 0 | 0 | 0 | 0 | 0 | 0 | 0 | 0 | 0 | 0 | 0 | 0 | 0 | 0 | 0 | 0 | 0 | 0 | 0 | 0 | 0 | 0 | 0 | 0 | 0 | 0 | 0 | 0 | 0 | 0 | 0 | 0 | 0 | 0 | 0 | 0 | 0 | 0 | 0 | 0 | 0 | 0 | 0 | 0 | 0 | 0 | 0 | 0 | 0 | 22.5173 | 22.6791 | 22.8431 | 23.0087 | 23.1752 | 23.3417 | 23.5076 | 23.6721 | 23.8345 | 23.9942 | 24.1499 | 24.3017 | 24.4473 | 24.5869 | 24.7205 | 24.8485 | 24.9709 | 25.088 | 25.2 | 25.3068 | 25.4089 | 25.5064 | 25.5995 | 25.683 | 25.7596 | 1.16 | 0.3596 | 0 | 0 | 0 | 0 | 0 | 0 | 0 | 0 | 0 | 0 | 0 | 0 | 0 | 0 | 0 | 0 | 0 | 0 | 0 | 0 | 0 | 0 | 0 | 0 | 0 | 56 | 60 | TRUE
OR_Residential_LI - Single Family_Existing_Space Heating_Natural Gas_Furnace | Retrofit | OR | Residential | LI - Single Family | Existing | Space Heating | Insulation - Floor Upgrade | ORM9 | R-30 | 1.16 | 45 | 0 | 0 | 0 | 0 | 0 | 0 | 0 | 0 | 0 | 0 | 0 | 0 | 0 | 0 | 0 | 0 | 0 | 0 | 0 | 0 | 0 | 0 | 0 | 0 | 0 | 0 | 0 | 0 | 0 | 0 | 0 | 0 | 0 | 0 | 0 | 0 | 0 | 0 | 0 | 0 | 0 | 0 | 0 | 0 | 0 | 0 | 0 | 0 | 0 | 0 | 0 | 0 | 0 | 0 | 0 | 0 | 0 | 0 | 0 | 0 | 0 | 0 | 0 | 0 | 0 | 0 | 0 | 0 | 0 | 0 | 0 | 0 | 0 | 0 | 0 | 21.3609 | 21.5143 | 21.6699 | 21.827 | 21.9849 | 22.1429 | 22.3003 | 22.4564 | 22.6104 | 22.7619 | 22.9096 | 23.0536 | 23.1918 | 23.3241 | 23.4509 | 23.5723 | 23.6884 | 23.7995 | 23.9058 | 24.0071 | 24.1039 | 24.1964 | 24.2847 | 24.3639 | 24.4366 | 0.24732 | 0.076669 | 0 | 0 | 0 | 0 | 0 | 0 | 0 | 0 | 0 | 0 | 0 | 0 | 0 | 0 | 0 | 0 | 0 | 0 | 0 | 0 | 0 | 0 | 0 | 0 | 0 | 57 | 61 | TRUE
OR_Residential_LI - Single Family_Existing_Space Heating_Natural Gas_Furnace | Retrofit | OR | Residential | LI - Single Family | Existing | Space Heating | Insulation - Basement Sidewall | ORM10 | R-11 | 2.04 | 20 | 0 | 0 | 0 | 0 | 0 | 0 | 0 | 0 | 0 | 0 | 0 | 0 | 0 | 0 | 0 | 0 | 0 | 0 | 0 | 0 | 0 | 0 | 0 | 0 | 0 | 0 | 0 | 0 | 0 | 0 | 0 | 0 | 0 | 0 | 0 | 0 | 0 | 0 | 0 | 0 | 0 | 0 | 0 | 0 | 0 | 0 | 0 | 0 | 0 | 0 | 0 | 0 | 0 | 0 | 0 | 0 | 0 | 0 | 0 | 0 | 0 | 0 | 0 | 0 | 0 | 0 | 0 | 0 | 0 | 0 | 0 | 0 | 0 | 0 | 0 | 11.7443 | 11.8287 | 11.9142 | 12.0006 | 12.0874 | 12.1743 | 12.2608 | 12.3466 | 12.4313 | 12.5146 | 12.5958 | 12.675 | 12.7509 | 12.8237 | 12.8934 | 12.9602 | 13.024 | 13.0851 | 13.1435 | 13.1992 | 13.2524 | 13.3033 | 13.3519 | 13.3954 | 13.4354 | 0.58419 | 0.1811 | 0 | 0 | 0 | 0 | 0 | 0 | 0 | 0 | 0 | 0 | 0 | 0 | 0 | 0 | 0 | 0 | 0 | 0 | 0 | 0 | 0 | 0 | 0 | 0 | 0 | 58 | 62 | TRUE
OR_Residential_LI - Single Family_Existing_Space Heating_Natural Gas_Furnace | Retrofit | OR | Residential | LI - Single Family | Existing | Space Heating | Insulation - Foundation | ORM11 | R-15 | 1.03 | 70 | 0 | 0 | 0 | 0 | 0 | 0 | 0 | 0 | 0 | 0 | 0 | 0 | 0 | 0 | 0 | 0 | 0 | 0 | 0 | 0 | 0 | 0 | 0 | 0 | 0 | 0 | 0 | 0 | 0 | 0 | 0 | 0 | 0 | 0 | 0 | 0 | 0 | 0 | 0 | 0 | 0 | 0 | 0 | 0 | 0 | 0 | 0 | 0 | 0 | 0 | 0 | 0 | 0 | 0 | 0 | 0 | 0 | 0 | 0 | 0 | 0 | 0 | 0 | 0 | 0 | 0 | 0 | 0 | 0 | 0 | 0 | 0 | 0 | 0 | 0 | 3.6205 | 3.6465 | 3.6729 | 3.6995 | 3.7263 | 3.7531 | 3.7797 | 3.8062 | 3.8323 | 3.858 | 3.883 | 3.9074 | 3.9308 | 3.9533 | 3.9748 | 3.9953 | 4.015 | 4.0338 | 4.0518 | 4.069 | 4.0854 | 4.1011 | 4.1161 | 4.1295 | 4.1418 | 0.2196 | 0.068076 | 0 | 0 | 0 | 0 | 0 | 0 | 0 | 0 | 0 | 0 | 0 | 0 | 0 | 0 | 0 | 0 | 0 | 0 | 0 | 0 | 0 | 0 | 0 | 0 | 0 | 59 | 63 | TRUE
OR_Residential_LI - Single Family_Existing_Space Heating_Natural Gas_Furnace | Retrofit | OR | Residential | LI - Single Family | Existing | Space Heating | Insulation - Ducting | ORM12 | R-8 | 2.54 | 45 | 0 | 0 | 0 | 0 | 0 | 0 | 0 | 0 | 0 | 0 | 0 | 0 | 0 | 0 | 0 | 0 | 0 | 0 | 0 | 0 | 0 | 0 | 0 | 0 | 0 | 0 | 0 | 0 | 0 | 0 | 0 | 0 | 0 | 0 | 0 | 0 | 0 | 0 | 0 | 0 | 0 | 0 | 0 | 0 | 0 | 0 | 0 | 0 | 0 | 0 | 0 | 0 | 0 | 0 | 0 | 0 | 0 | 0 | 0 | 0 | 0 | 0 | 0 | 0 | 0 | 0 | 0 | 0 | 0 | 0 | 0 | 0 | 0 | 0 | 0 | 19.6887 | 19.8323 | 19.978 | 20.125 | 20.2728 | 20.4206 | 20.5679 | 20.714 | 20.8582 | 21 | 21.1382 | 21.273 | 21.4023 | 21.5261 | 21.6446 | 21.758 | 21.8664 | 21.9701 | 22.0693 | 22.1637 | 22.254 | 22.3401 | 22.4224 | 22.496 | 22.5636 | 2.54 | 0.7874 | 0 | 0 | 0 | 0 | 0 | 0 | 0 | 0 | 0 | 0 | 0 | 0 | 0 | 0 | 0 | 0 | 0 | 0 | 0 | 0 | 0 | 0 | 0 | 0 | 0 | 60 | 64 | TRUE
OR_Residential_LI - Single Family_Existing_Space Heating_Natural Gas_Furnace | Retrofit | OR | Residential | LI - Single Family | Existing | Space Heating | Ducting - Repair and Sealing | ORM13 | Sealed | 808.51 | 20 | 0 | 0 | 0 | 0 | 0 | 0 | 0 | 0 | 0 | 0 | 0 | 0 | 0 | 0 | 0 | 0 | 0 | 0 | 0 | 0 | 0 | 0 | 0 | 0 | 0 | 0 | 0 | 0 | 0 | 0 | 0 | 0 | 0 | 0 | 0 | 0 | 0 | 0 | 0 | 0 | 0 | 0 | 0 | 0 | 0 | 0 | 0 | 0 | 0 | 0 | 0 | 0 | 0 | 0 | 0 | 0 | 0 | 0 | 0 | 0 | 0 | 0 | 0 | 0 | 0 | 0 | 0 | 0 | 0 | 0 | 0 | 0 | 0 | 0 | 0 | 36.7576 | 37.0258 | 37.2978 | 37.5723 | 37.8481 | 38.1242 | 38.3991 | 38.6718 | 38.941 | 39.2058 | 39.4638 | 39.7155 | 39.9568 | 40.1879 | 40.4092 | 40.6209 | 40.8234 | 41.017 | 41.202 | 41.3784 | 41.5469 | 41.7077 | 41.8613 | 41.9988 | 42.125 | 760.7526 | 235.8333 | 0 | 0 | 0 | 0 | 0 | 0 | 0 | 0 | 0 | 0 | 0 | 0 | 0 | 0 | 0 | 0 | 0 | 0 | 0 | 0 | 0 | 0 | 0 | 0 | 0 | 61 | 65 | TRUE
OR_Residential_LI - Single Family_Existing_Space Heating_Natural Gas_Furnace | Retrofit | OR | Residential | LI - Single Family | Existing | Space Heating | Ducting - Repair and Sealing - Aerosol | ORM14 | G.17 Aerosol Duct Sealing | 0.59 | 10 | 0 | 0 | 0 | 0 | 0 | 0 | 0 | 0 | 0 | 0 | 0 | 0 | 0 | 0 | 0 | 0 | 0 | 0 | 0 | 0 | 0 | 0 | 0 | 0 | 0 | 0 | 0 | 0 | 0 | 0 | 0 | 0 | 0 | 0 | 0 | 0 | 0 | 0 | 0 | 0 | 0 | 0 | 0 | 0 | 0 | 0 | 0 | 0 | 0 | 0 | 0 | 0 | 0 | 0 | 0 | 0 | 0 | 0 | 0 | 0 | 0 | 0 | 0 | 0 | 0 | 0 | 0 | 0 | 0 | 0 | 0 | 0 | 0 | 0 | 0 | 27.3122 | 27.5115 | 27.7136 | 27.9175 | 28.1225 | 28.3276 | 28.5319 | 28.7345 | 28.9346 | 29.1313 | 29.323 | 29.51 | 29.6893 | 29.8611 | 30.0255 | 30.1828 | 30.3332 | 30.4771 | 30.6146 | 30.7456 | 30.8708 | 30.9903 | 31.1044 | 31.2066 | 31.3004 | 0.53167 | 0.16482 | 0 | 0 | 0 | 0 | 0 | 0 | 0 | 0 | 0 | 0 | 0 | 0 | 0 | 0 | 0 | 0 | 0 | 0 | 0 | 0 | 0 | 0 | 0 | 0 | 0 | 62 | 66 | TRUE
OR_Residential_LI - Single Family_Existing_Space Heating_Natural Gas_Furnace | Retrofit | OR | Residential | LI - Single Family | Existing | Space Heating | Building Shell - Air Sealing (Infiltration Control) | ORM15 | 0.1 ACH Reduction | 0.73 | 15 | 0 | 0 | 0 | 0 | 0 | 0 | 0 | 0 | 0 | 0 | 0 | 0 | 0 | 0 | 0 | 0 | 0 | 0 | 0 | 0 | 0 | 0 | 0 | 0 | 0 | 0 | 0 | 0 | 0 | 0 | 0 | 0 | 0 | 0 | 0 | 0 | 0 | 0 | 0 | 0 | 0 | 0 | 0 | 0 | 0 | 0 | 0 | 0 | 0 | 0 | 0 | 0 | 0 | 0 | 0 | 0 | 0 | 0 | 0 | 0 | 0 | 0 | 0 | 0 | 0 | 0 | 0 | 0 | 0 | 0 | 0 | 0 | 0 | 0 | 0 | 63.0465 | 63.4994 | 63.9588 | 64.4224 | 64.8884 | 65.3547 | 65.8193 | 66.2799 | 66.7346 | 67.1817 | 67.6175 | 68.0426 | 68.4504 | 68.8411 | 69.2153 | 69.5735 | 69.9163 | 70.2442 | 70.5578 | 70.8568 | 71.1426 | 71.4156 | 71.6763 | 71.9101 | 72.1246 | 0.49205 | 0.15254 | 0 | 0 | 0 | 0 | 0 | 0 | 0 | 0 | 0 | 0 | 0 | 0 | 0 | 0 | 0 | 0 | 0 | 0 | 0 | 0 | 0 | 0 | 0 | 0 | 0 | 63 | 67 | TRUE
OR_Residential_LI - Single Family_Existing_Space Heating_Natural Gas_Furnace | Retrofit | OR | Residential | LI - Single Family | Existing | Space Heating | Building Shell - Liquid-Applied Weather-Resistive Barrier | ORM16 | Liquid-Applied Weather-Resistant Barrier | 0.72 | 15 | 0 | 0 | 0 | 0 | 0 | 0 | 0 | 0 | 0 | 0 | 0 | 0 | 0 | 0 | 0 | 0 | 0 | 0 | 0 | 0 | 0 | 0 | 0 | 0 | 0 | 0 | 0 | 0 | 0 | 0 | 0 | 0 | 0 | 0 | 0 | 0 | 0 | 0 | 0 | 0 | 0 | 0 | 0 | 0 | 0 | 0 | 0 | 0 | 0 | 0 | 0 | 0 | 0 | 0 | 0 | 0 | 0 | 0 | 0 | 0 | 0 | 0 | 0 | 0 | 0 | 0 | 0 | 0 | 0 | 0 | 0 | 0 | 0 | 0 | 0 | 10.8064 | 10.884 | 10.9628 | 11.0422 | 11.1221 | 11.202 | 11.2817 | 11.3606 | 11.4386 | 11.5152 | 11.5899 | 11.6628 | 11.7326 | 11.7996 | 11.8638 | 11.9252 | 11.9839 | 12.0401 | 12.0939 | 12.1451 | 12.1941 | 12.2409 | 12.2856 | 12.3256 | 12.3624 | 0.21725 | 0.067346 | 0 | 0 | 0 | 0 | 0 | 0 | 0 | 0 | 0 | 0 | 0 | 0 | 0 | 0 | 0 | 0 | 0 | 0 | 0 | 0 | 0 | 0 | 0 | 0 | 0 | 64 | 68 | TRUE
OR_Residential_LI - Single Family_Existing_Space Heating_Natural Gas_Furnace | Retrofit | OR | Residential | LI - Single Family | Existing | Space Heating | Building Shell - Whole-Home Aerosol Sealing | ORM17 | Building Sealed | 386 | 20 | 0 | 0 | 0 | 0 | 0 | 0 | 0 | 0 | 0 | 0 | 0 | 0 | 0 | 0 | 0 | 0 | 0 | 0 | 0 | 0 | 0 | 0 | 0 | 0 | 0 | 0 | 0 | 0 | 0 | 0 | 0 | 0 | 0 | 0 | 0 | 0 | 0 | 0 | 0 | 0 | 0 | 0 | 0 | 0 | 0 | 0 | 0 | 0 | 0 | 0 | 0 | 0 | 0 | 0 | 0 | 0 | 0 | 0 | 0 | 0 | 0 | 0 | 0 | 0 | 0 | 0 | 0 | 0 | 0 | 0 | 0 | 0 | 0 | 0 | 0 | 4.5858 | 4.6187 | 4.6521 | 4.6858 | 4.7197 | 4.7537 | 4.7874 | 4.821 | 4.854 | 4.8866 | 4.9182 | 4.9492 | 4.9788 | 5.0072 | 5.0345 | 5.0605 | 5.0855 | 5.1093 | 5.1321 | 5.1539 | 5.1747 | 5.1945 | 5.2135 | 5.2305 | 5.2461 | 116.4676 | 36.105 | 0 | 0 | 0 | 0 | 0 | 0 | 0 | 0 | 0 | 0 | 0 | 0 | 0 | 0 | 0 | 0 | 0 | 0 | 0 | 0 | 0 | 0 | 0 | 0 | 0 | 65 | 69 | TRUE
OR_Residential_LI - Single Family_Existing_Space Heating_Natural Gas_Furnace | Retrofit | OR | Residential | LI - Single Family | Existing | Space Heating | Windows - High Efficiency (Class 30) | ORM18 | Class 30 | 25.9 | 45 | 0 | 0 | 0 | 0 | 0 | 0 | 0 | 0 | 0 | 0 | 0 | 0 | 0 | 0 | 0 | 0 | 0 | 0 | 0 | 0 | 0 | 0 | 0 | 0 | 0 | 0 | 0 | 0 | 0 | 0 | 0 | 0 | 0 | 0 | 0 | 0 | 0 | 0 | 0 | 0 | 0 | 0 | 0 | 0 | 0 | 0 | 0 | 0 | 0 | 0 | 0 | 0 | 0 | 0 | 0 | 0 | 0 | 0 | 0 | 0 | 0 | 0 | 0 | 0 | 0 | 0 | 0 | 0 | 0 | 0 | 0 | 0 | 0 | 0 | 0 | 64.2597 | 64.7213 | 65.1895 | 65.6621 | 66.1371 | 66.6124 | 67.0858 | 67.5553 | 68.0188 | 68.4745 | 68.9187 | 69.352 | 69.7676 | 70.1658 | 70.5472 | 70.9123 | 71.2617 | 71.596 | 71.9155 | 72.2204 | 72.5116 | 72.7899 | 73.0556 | 73.2938 | 73.5125 | 27.5128 | 8.529 | 0 | 0 | 0 | 0 | 0 | 0 | 0 | 0 | 0 | 0 | 0 | 0 | 0 | 0 | 0 | 0 | 0 | 0 | 0 | 0 | 0 | 0 | 0 | 0 | 0 | 66 | 70 | TRUE
OR_Residential_LI - Single Family_Existing_Space Heating_Natural Gas_Furnace | Retrofit | OR | Residential | LI - Single Family | Existing | Space Heating | Windows - High Efficiency (Class 22) | ORM19 | Class 22 | 30.09 | 45 | 0 | 0 | 0 | 0 | 0 | 0 | 0 | 0 | 0 | 0 | 0 | 0 | 0 | 0 | 0 | 0 | 0 | 0 | 0 | 0 | 0 | 0 | 0 | 0 | 0 | 0 | 0 | 0 | 0 | 0 | 0 | 0 | 0 | 0 | 0 | 0 | 0 | 0 | 0 | 0 | 0 | 0 | 0 | 0 | 0 | 0 | 0 | 0 | 0 | 0 | 0 | 0 | 0 | 0 | 0 | 0 | 0 | 0 | 0 | 0 | 0 | 0 | 0 | 0 | 0 | 0 | 0 | 0 | 0 | 0 | 0 | 0 | 0 | 0 | 0 | 54.8231 | 55.217 | 55.6164 | 56.0196 | 56.4248 | 56.8303 | 57.2342 | 57.6348 | 58.0302 | 58.419 | 58.7979 | 59.1676 | 59.5222 | 59.8619 | 60.1873 | 60.4988 | 60.7969 | 61.082 | 61.3547 | 61.6147 | 61.8632 | 62.1006 | 62.3273 | 62.5306 | 62.7171 | 27.5187 | 8.5308 | 0 | 0 | 0 | 0 | 0 | 0 | 0 | 0 | 0 | 0 | 0 | 0 | 0 | 0 | 0 | 0 | 0 | 0 | 0 | 0 | 0 | 0 | 0 | 0 | 0 | 67 | 71 | TRUE
OR_Residential_LI - Single Family_Existing_Space Heating_Natural Gas_Furnace | Retrofit | OR | Residential | LI - Single Family | Existing | Space Heating | Windows - Low-e Storm Addition | ORM20 | Low-e Storm Window | 11.25 | 20 | 0 | 0 | 0 | 0 | 0 | 0 | 0 | 0 | 0 | 0 | 0 | 0 | 0 | 0 | 0 | 0 | 0 | 0 | 0 | 0 | 0 | 0 | 0 | 0 | 0 | 0 | 0 | 0 | 0 | 0 | 0 | 0 | 0 | 0 | 0 | 0 | 0 | 0 | 0 | 0 | 0 | 0 | 0 | 0 | 0 | 0 | 0 | 0 | 0 | 0 | 0 | 0 | 0 | 0 | 0 | 0 | 0 | 0 | 0 | 0 | 0 | 0 | 0 | 0 | 0 | 0 | 0 | 0 | 0 | 0 | 0 | 0 | 0 | 0 | 0 | 8.3242 | 8.384 | 8.4447 | 8.5059 | 8.5674 | 8.629 | 8.6903 | 8.7511 | 8.8112 | 8.8702 | 8.9278 | 8.9839 | 9.0377 | 9.0893 | 9.1387 | 9.186 | 9.2313 | 9.2746 | 9.316 | 9.3555 | 9.3932 | 9.4292 | 9.4636 | 9.4945 | 9.5228 | 0.81084 | 0.25136 | 0 | 0 | 0 | 0 | 0 | 0 | 0 | 0 | 0 | 0 | 0 | 0 | 0 | 0 | 0 | 0 | 0 | 0 | 0 | 0 | 0 | 0 | 0 | 0 | 0 | 68 | 72 | TRUE
OR_Residential_LI - Single Family_Existing_Space Heating_Natural Gas_Furnace | Retrofit | OR | Residential | LI - Single Family | Existing | Space Heating | ENERGY STAR Doors - Storm and Thermal | ORM21 | R-5 Door | 619.69 | 40 | 0 | 0 | 0 | 0 | 0 | 0 | 0 | 0 | 0 | 0 | 0 | 0 | 0 | 0 | 0 | 0 | 0 | 0 | 0 | 0 | 0 | 0 | 0 | 0 | 0 | 0 | 0 | 0 | 0 | 0 | 0 | 0 | 0 | 0 | 0 | 0 | 0 | 0 | 0 | 0 | 0 | 0 | 0 | 0 | 0 | 0 | 0 | 0 | 0 | 0 | 0 | 0 | 0 | 0 | 0 | 0 | 0 | 0 | 0 | 0 | 0 | 0 | 0 | 0 | 0 | 0 | 0 | 0 | 0 | 0 | 0 | 0 | 0 | 0 | 0 | 20.7197 | 20.8685 | 21.0195 | 21.1719 | 21.325 | 21.4783 | 21.6309 | 21.7823 | 21.9317 | 22.0787 | 22.2219 | 22.3616 | 22.4956 | 22.624 | 22.747 | 22.8647 | 22.9774 | 23.0851 | 23.1882 | 23.2865 | 23.3804 | 23.4701 | 23.5558 | 23.6326 | 23.7031 | 603.2244 | 186.9996 | 0 | 0 | 0 | 0 | 0 | 0 | 0 | 0 | 0 | 0 | 0 | 0 | 0 | 0 | 0 | 0 | 0 | 0 | 0 | 0 | 0 | 0 | 0 | 0 | 0 | 69 | 73 | TRUE
OR_Residential_LI - Single Family_Existing_Space Heating_Natural Gas_Furnace | Lost Opportunity | OR | Residential | LI - Single Family | Existing | Space Heating | Combined Boiler + DHW System | ORM22 | Combined tankless boiler unit for space and DHW | 5368.77 | 21 | 0 | 0 | 0 | 0 | 0 | 0 | 0 | 0 | 0 | 0 | 0 | 0 | 0 | 0 | 0 | 0 | 0 | 0 | 0 | 0 | 0 | 0 | 0 | 0 | 0 | 0 | 0 | 0 | 0 | 0 | 0 | 0 | 0 | 0 | 0 | 0 | 0 | 0 | 0 | 0 | 0 | 0 | 0 | 0 | 0 | 0 | 0 | 0 | 0 | 0 | 0 | 0 | 0 | 0 | 0 | 0 | 0 | 0 | 0 | 0 | 0 | 0 | 0 | 0 | 0 | 0 | 0 | 0 | 0 | 0 | 0 | 0 | 0 | 0 | 0 | 91.9182 | 92.8457 | 93.8117 | 94.7899 | 95.7595 | 96.698 | 97.5852 | 98.4024 | 99.1327 | 99.7611 | 100.3025 | 100.7684 | 101.169 | 101.5134 | 101.8096 | 102.064 | 102.2823 | 102.4658 | 102.6241 | 102.7609 | 102.8789 | 102.9807 | 103.0678 | 103.1422 | 103.2059 | 1619.9166 | 502.1742 | 0 | 0 | 0 | 0 | 0 | 0 | 0 | 0 | 0 | 0 | 0 | 0 | 0 | 0 | 0 | 0 | 0 | 0 | 0 | 0 | 0 | 0 | 0 | 0 | 0 | 70 | 74 | TRUE
OR_Residential_LI - Single Family_Existing_Space Heating_Natural Gas_Furnace | Lost Opportunity | OR | Residential | LI - Single Family | Existing | Water Heating | Combined Boiler + DHW System | ORM23 | Combined tankless boiler unit for space and DHW | 5368.77 | 21 | 0 | 0 | 0 | 0 | 0 | 0 | 0 | 0 | 0 | 0 | 0 | 0 | 0 | 0 | 0 | 0 | 0 | 0 | 0 | 0 | 0 | 0 | 0 | 0 | 0 | 0 | 0 | 0 | 0 | 0 | 0 | 0 | 0 | 0 | 0 | 0 | 0 | 0 | 0 | 0 | 0 | 0 | 0 | 0 | 0 | 0 | 0 | 0 | 0 | 0 | 0 | 0 | 0 | 0 | 0 | 0 | 0 | 0 | 0 | 0 | 0 | 0 | 0 | 0 | 0 | 0 | 0 | 0 | 0 | 0 | 0 | 0 | 0 | 0 | 0 | 91.9182 | 92.8457 | 93.8117 | 94.7899 | 95.7595 | 96.698 | 97.5852 | 98.4024 | 99.1327 | 99.7611 | 100.3025 | 100.7684 | 101.169 | 101.5134 | 101.8096 | 102.064 | 102.2823 | 102.4658 | 102.6241 | 102.7609 | 102.8789 | 102.9807 | 103.0678 | 103.1422 | 103.2059 | 1619.9166 | 502.1742 | 0 | 0 | 0 | 0 | 0 | 0 | 0 | 0 | 0 | 0 | 0 | 0 | 0 | 0 | 0 | 0 | 0 | 0 | 0 | 0 | 0 | 0 | 0 | 0 | 0 | 71 | 75 | TRUE
OR_Residential_LI - Single Family_Existing_Space Heating_Natural Gas_Furnace | Retrofit | OR | Residential | LI - Single Family | Existing | Space Heating | HVAC - Energy Recovery Ventilator | ORM24 | Installed | 2148.56 | 20 | 0 | 0 | 0 | 0 | 0 | 0 | 0 | 0 | 0 | 0 | 0 | 0 | 0 | 0 | 0 | 0 | 0 | 0 | 0 | 0 | 0 | 0 | 0 | 0 | 0 | 0 | 0 | 0 | 0 | 0 | 0 | 0 | 0 | 0 | 0 | 0 | 0 | 0 | 0 | 0 | 0 | 0 | 0 | 0 | 0 | 0 | 0 | 0 | 0 | 0 | 0 | 0 | 0 | 0 | 0 | 0 | 0 | 0 | 0 | 0 | 0 | 0 | 0 | 0 | 0 | 0 | 0 | 0 | 0 | 0 | 0 | 0 | 0 | 0 | 0 | 226.1704 | 227.7951 | 229.4429 | 231.1063 | 232.7781 | 234.4508 | 236.1172 | 237.7697 | 239.4009 | 241.0049 | 242.5682 | 244.0932 | 245.556 | 246.9577 | 248.3001 | 249.5851 | 250.8149 | 251.9912 | 253.116 | 254.1889 | 255.214 | 256.1934 | 257.1285 | 257.9671 | 258.7368 | 648.2841 | 200.9681 | 0 | 0 | 0 | 0 | 0 | 0 | 0 | 0 | 0 | 0 | 0 | 0 | 0 | 0 | 0 | 0 | 0 | 0 | 0 | 0 | 0 | 0 | 0 | 0 | 0 | 72 | 76 | TRUE
OR_Residential_LI - Single Family_Existing_Space Heating_Natural Gas_Furnace | Retrofit | OR | Residential | LI - Single Family | Existing | Space Heating | Connected Thermostat - ENERGY STAR (1.0) | ORM25 | Networked Thermostat Installed | 299.65 | 15 | 0 | 0 | 0 | 0 | 0 | 0 | 0 | 0 | 0 | 0 | 0 | 0 | 0 | 0 | 0 | 0 | 0 | 0 | 0 | 0 | 0 | 0 | 0 | 0 | 0 | 0 | 0 | 0 | 0 | 0 | 0 | 0 | 0 | 0 | 0 | 0 | 0 | 0 | 0 | 0 | 0 | 0 | 0 | 0 | 0 | 0 | 0 | 0 | 0 | 0 | 0 | 0 | 0 | 0 | 0 | 0 | 0 | 0 | 0 | 0 | 0 | 0 | 0 | 0 | 0 | 0 | 0 | 0 | 0 | 0 | 0 | 0 | 0 | 0 | 0 | 4.6623 | 4.6963 | 4.7308 | 4.7656 | 4.8006 | 4.8356 | 4.8705 | 4.9051 | 4.9392 | 4.9728 | 5.0055 | 5.0374 | 5.0681 | 5.0974 | 5.1254 | 5.1523 | 5.178 | 5.2025 | 5.226 | 5.2484 | 5.2697 | 5.2901 | 5.3096 | 5.3271 | 5.3431 | 0 | 0 | 0 | 0 | 0 | 0 | 0 | 0 | 0 | 0 | 0 | 0 | 0 | 0 | 0 | 0 | 0 | 0 | 0 | 0 | 0 | 0 | 0 | 0 | 0 | 0 | 0 | 73 | 77 | TRUE
OR_Residential_LI - Single Family_Existing_Space Heating_Natural Gas_Furnace | Retrofit | OR | Residential | LI - Single Family | Existing | Space Heating | Home Energy Management System (HEMS) | ORM26 | Networked Controls Installed | 1945.72 | 15 | 0 | 0 | 0 | 0 | 0 | 0 | 0 | 0 | 0 | 0 | 0 | 0 | 0 | 0 | 0 | 0 | 0 | 0 | 0 | 0 | 0 | 0 | 0 | 0 | 0 | 0 | 0 | 0 | 0 | 0 | 0 | 0 | 0 | 0 | 0 | 0 | 0 | 0 | 0 | 0 | 0 | 0 | 0 | 0 | 0 | 0 | 0 | 0 | 0 | 0 | 0 | 0 | 0 | 0 | 0 | 0 | 0 | 0 | 0 | 0 | 0 | 0 | 0 | 0 | 0 | 0 | 0 | 0 | 0 | 0 | 0 | 0 | 0 | 0 | 0 | 60.8434 | 61.2874 | 61.7376 | 62.1919 | 62.6486 | 63.1055 | 63.5606 | 64.012 | 64.4576 | 64.8958 | 65.3229 | 65.7395 | 66.139 | 66.5216 | 66.8878 | 67.2382 | 67.5734 | 67.8939 | 68.2002 | 68.4921 | 68.771 | 69.0373 | 69.2913 | 69.519 | 69.728 | 587.0812 | 181.9952 | 0 | 0 | 0 | 0 | 0 | 0 | 0 | 0 | 0 | 0 | 0 | 0 | 0 | 0 | 0 | 0 | 0 | 0 | 0 | 0 | 0 | 0 | 0 | 0 | 0 | 74 | 78 | TRUE
OR_Residential_LI - Single Family_Existing_Space Heating_Natural Gas_Furnace | Retrofit | OR | Residential | LI - Single Family | Existing | Water Heating | Home Energy Management System (HEMS) | ORM27 | Networked Controls Installed | 1945.72 | 15 | 0 | 0 | 0 | 0 | 0 | 0 | 0 | 0 | 0 | 0 | 0 | 0 | 0 | 0 | 0 | 0 | 0 | 0 | 0 | 0 | 0 | 0 | 0 | 0 | 0 | 0 | 0 | 0 | 0 | 0 | 0 | 0 | 0 | 0 | 0 | 0 | 0 | 0 | 0 | 0 | 0 | 0 | 0 | 0 | 0 | 0 | 0 | 0 | 0 | 0 | 0 | 0 | 0 | 0 | 0 | 0 | 0 | 0 | 0 | 0 | 0 | 0 | 0 | 0 | 0 | 0 | 0 | 0 | 0 | 0 | 0 | 0 | 0 | 0 | 0 | 60.8434 | 61.2874 | 61.7376 | 62.1919 | 62.6486 | 63.1055 | 63.5606 | 64.012 | 64.4576 | 64.8958 | 65.3229 | 65.7395 | 66.139 | 66.5216 | 66.8878 | 67.2382 | 67.5734 | 67.8939 | 68.2002 | 68.4921 | 68.771 | 69.0373 | 69.2913 | 69.519 | 69.728 | 587.0812 | 181.9952 | 0 | 0 | 0 | 0 | 0 | 0 | 0 | 0 | 0 | 0 | 0 | 0 | 0 | 0 | 0 | 0 | 0 | 0 | 0 | 0 | 0 | 0 | 0 | 0 | 0 | 75 | 79 | TRUE
OR_Residential_LI - Single Family_Existing_Space Heating_Natural Gas_Furnace | Retrofit | OR | Residential | LI - Single Family | Existing | Appliances | Home Energy Management System (HEMS) | ORM28 | Networked Controls Installed | 1945.72 | 15 | 0 | 0 | 0 | 0 | 0 | 0 | 0 | 0 | 0 | 0 | 0 | 0 | 0 | 0 | 0 | 0 | 0 | 0 | 0 | 0 | 0 | 0 | 0 | 0 | 0 | 0 | 0 | 0 | 0 | 0 | 0 | 0 | 0 | 0 | 0 | 0 | 0 | 0 | 0 | 0 | 0 | 0 | 0 | 0 | 0 | 0 | 0 | 0 | 0 | 0 | 0 | 0 | 0 | 0 | 0 | 0 | 0 | 0 | 0 | 0 | 0 | 0 | 0 | 0 | 0 | 0 | 0 | 0 | 0 | 0 | 0 | 0 | 0 | 0 | 0 | 60.8434 | 61.2874 | 61.7376 | 62.1919 | 62.6486 | 63.1055 | 63.5606 | 64.012 | 64.4576 | 64.8958 | 65.3229 | 65.7395 | 66.139 | 66.5216 | 66.8878 | 67.2382 | 67.5734 | 67.8939 | 68.2002 | 68.4921 | 68.771 | 69.0373 | 69.2913 | 69.519 | 69.728 | 587.0812 | 181.9952 | 0 | 0 | 0 | 0 | 0 | 0 | 0 | 0 | 0 | 0 | 0 | 0 | 0 | 0 | 0 | 0 | 0 | 0 | 0 | 0 | 0 | 0 | 0 | 0 | 0 | 76 | 80 | TRUE
OR_Residential_LI - Single Family_Existing_Space Heating_Natural Gas_Furnace | Retrofit | OR | Residential | LI - Single Family | Existing | Space Heating | Gas Furnace - Maintenance | ORM29 | Restored to nameplate 80% AFUE | 76.12 | 3 | 288.86 | 290.4311 | 292.0108 | 4.7392 | 4.765 | 4.7909 | 4.8169 | 4.8431 | 4.8695 | 0 | 0 | 0 | 0 | 0 | 0 | 0 | 0 | 0 | 0 | 0 | 0 | 0 | 0 | 0 | 0 | 1812.6715 | 3608.7663 | 5382.8469 | 5366.2829 | 5349.2043 | 5331.9821 | 5314.9023 | 5298.1883 | 5282.0244 | 5238.0625 | 5195.6073 | 5154.5414 | 5115.3355 | 5077.8926 | 5042.1106 | 5007.8936 | 4975.1476 | 4943.7876 | 4913.7341 | 4884.9493 | 4859.9952 | 4837.5173 | 4817.0878 | 4799.6641 | 4784.1505 | 1812.6715 | 1809.2771 | 1804.0241 | 29.0304 | 28.938 | 28.8448 | 28.7524 | 28.662 | 28.5746 | 0 | 0 | 0 | 0 | 0 | 0 | 0 | 0 | 0 | 0 | 0 | 0 | 0 | 0 | 0 | 0 | 2.4641 | 2.482 | 2.5003 | 2.5187 | 2.5372 | 2.5557 | 2.5741 | 2.5924 | 2.6104 | 2.6282 | 2.6455 | 2.6623 | 2.6785 | 2.694 | 2.7088 | 2.723 | 2.7366 | 2.7496 | 2.762 | 2.7738 | 2.7851 | 2.7959 | 2.8062 | 2.8154 | 2.8239 | 22.9677 | 7.12 | 0.0086911 | 0.0087384 | 0.0087859 | 0.00014259 | 0.00014337 | 0.00014415 | 0.00014493 | 0.00014572 | 0.00014651 | 0 | 0 | 0 | 0 | 0 | 0 | 0 | 0 | 0 | 0 | 0 | 0 | 0 | 0 | 0 | 0 | 77 | 81 | TRUE
OR_Residential_LI - Single Family_Existing_Space Heating_Natural Gas_Furnace | Retrofit | OR | Residential | LI - Single Family | Existing | Space Heating | Gas Boiler - Hot Water Reset | ORM30 | Reset control installed | 676.33 | 16 | 0 | 0 | 0 | 0 | 0 | 0 | 0 | 0 | 0 | 0 | 0 | 0 | 0 | 0 | 0 | 0 | 0 | 0 | 0 | 0 | 0 | 0 | 0 | 0 | 0 | 0 | 0 | 0 | 0 | 0 | 0 | 0 | 0 | 0 | 0 | 0 | 0 | 0 | 0 | 0 | 0 | 0 | 0 | 0 | 0 | 0 | 0 | 0 | 0 | 0 | 0 | 0 | 0 | 0 | 0 | 0 | 0 | 0 | 0 | 0 | 0 | 0 | 0 | 0 | 0 | 0 | 0 | 0 | 0 | 0 | 0 | 0 | 0 | 0 | 0 | 0 | 0 | 0 | 0 | 0 | 0 | 0 | 0 | 0 | 0 | 0 | 0 | 0 | 0 | 0 | 0 | 0 | 0 | 0 | 0 | 0 | 0 | 0 | 0 | 0 | 204.0688 | 63.2613 | 0 | 0 | 0 | 0 | 0 | 0 | 0 | 0 | 0 | 0 | 0 | 0 | 0 | 0 | 0 | 0 | 0 | 0 | 0 | 0 | 0 | 0 | 0 | 0 | 0 | 78 | 82 | TRUE
OR_Residential_LI - Single Family_Existing_Space Heating_Natural Gas_Furnace | Retrofit | OR | Residential | LI - Single Family | Existing | Space Heating | Gas Boiler - Steam Trap Maintenance | ORM31 | Cleaned and restored | 79.68 | 6 | 0 | 0 | 0 | 0 | 0 | 0 | 0 | 0 | 0 | 0 | 0 | 0 | 0 | 0 | 0 | 0 | 0 | 0 | 0 | 0 | 0 | 0 | 0 | 0 | 0 | 0 | 0 | 0 | 0 | 0 | 0 | 0 | 0 | 0 | 0 | 0 | 0 | 0 | 0 | 0 | 0 | 0 | 0 | 0 | 0 | 0 | 0 | 0 | 0 | 0 | 0 | 0 | 0 | 0 | 0 | 0 | 0 | 0 | 0 | 0 | 0 | 0 | 0 | 0 | 0 | 0 | 0 | 0 | 0 | 0 | 0 | 0 | 0 | 0 | 0 | 0 | 0 | 0 | 0 | 0 | 0 | 0 | 0 | 0 | 0 | 0 | 0 | 0 | 0 | 0 | 0 | 0 | 0 | 0 | 0 | 0 | 0 | 0 | 0 | 0 | 24.0418 | 7.453 | 0 | 0 | 0 | 0 | 0 | 0 | 0 | 0 | 0 | 0 | 0 | 0 | 0 | 0 | 0 | 0 | 0 | 0 | 0 | 0 | 0 | 0 | 0 | 0 | 0 | 79 | 83 | TRUE
OR_Residential_LI - Single Family_Existing_Space Heating_Natural Gas_Furnace | Retrofit | OR | Residential | LI - Single Family | Existing | Space Heating | Gas Boiler - Maintenance | ORM32 | Restored to nameplate 80% AFUE | 122.57 | 3 | 0 | 0 | 0 | 0 | 0 | 0 | 0 | 0 | 0 | 0 | 0 | 0 | 0 | 0 | 0 | 0 | 0 | 0 | 0 | 0 | 0 | 0 | 0 | 0 | 0 | 0 | 0 | 0 | 0 | 0 | 0 | 0 | 0 | 0 | 0 | 0 | 0 | 0 | 0 | 0 | 0 | 0 | 0 | 0 | 0 | 0 | 0 | 0 | 0 | 0 | 0 | 0 | 0 | 0 | 0 | 0 | 0 | 0 | 0 | 0 | 0 | 0 | 0 | 0 | 0 | 0 | 0 | 0 | 0 | 0 | 0 | 0 | 0 | 0 | 0 | 0 | 0 | 0 | 0 | 0 | 0 | 0 | 0 | 0 | 0 | 0 | 0 | 0 | 0 | 0 | 0 | 0 | 0 | 0 | 0 | 0 | 0 | 0 | 0 | 0 | 36.983 | 11.4647 | 0 | 0 | 0 | 0 | 0 | 0 | 0 | 0 | 0 | 0 | 0 | 0 | 0 | 0 | 0 | 0 | 0 | 0 | 0 | 0 | 0 | 0 | 0 | 0 | 0 | 80 | 84 | TRUE
OR_Residential_LI - Single Family_Existing_Space Heating_Natural Gas_Furnace | Retrofit | OR | Residential | LI - Single Family | Existing | Space Heating | Gas Boiler - Pipe Insulation | ORM33 | Pipe insulated throughout home | 3.06 | 15 | 0 | 0 | 0 | 0 | 0 | 0 | 0 | 0 | 0 | 0 | 0 | 0 | 0 | 0 | 0 | 0 | 0 | 0 | 0 | 0 | 0 | 0 | 0 | 0 | 0 | 0 | 0 | 0 | 0 | 0 | 0 | 0 | 0 | 0 | 0 | 0 | 0 | 0 | 0 | 0 | 0 | 0 | 0 | 0 | 0 | 0 | 0 | 0 | 0 | 0 | 0 | 0 | 0 | 0 | 0 | 0 | 0 | 0 | 0 | 0 | 0 | 0 | 0 | 0 | 0 | 0 | 0 | 0 | 0 | 0 | 0 | 0 | 0 | 0 | 0 | 0 | 0 | 0 | 0 | 0 | 0 | 0 | 0 | 0 | 0 | 0 | 0 | 0 | 0 | 0 | 0 | 0 | 0 | 0 | 0 | 0 | 0 | 0 | 0 | 0 | 0.92329 | 0.28622 | 0 | 0 | 0 | 0 | 0 | 0 | 0 | 0 | 0 | 0 | 0 | 0 | 0 | 0 | 0 | 0 | 0 | 0 | 0 | 0 | 0 | 0 | 0 | 0 | 0 | 81 | 85 | TRUE
OR_Residential_LI - Single Family_Existing_Space Heating_Natural Gas_Furnace | Retrofit | OR | Residential | LI - Single Family | Existing | Space Heating | Gas Boiler - Thermostatic Radiator Valves | ORM34 | Installed | 43.19 | 15 | 0 | 0 | 0 | 0 | 0 | 0 | 0 | 0 | 0 | 0 | 0 | 0 | 0 | 0 | 0 | 0 | 0 | 0 | 0 | 0 | 0 | 0 | 0 | 0 | 0 | 0 | 0 | 0 | 0 | 0 | 0 | 0 | 0 | 0 | 0 | 0 | 0 | 0 | 0 | 0 | 0 | 0 | 0 | 0 | 0 | 0 | 0 | 0 | 0 | 0 | 0 | 0 | 0 | 0 | 0 | 0 | 0 | 0 | 0 | 0 | 0 | 0 | 0 | 0 | 0 | 0 | 0 | 0 | 0 | 0 | 0 | 0 | 0 | 0 | 0 | 0 | 0 | 0 | 0 | 0 | 0 | 0 | 0 | 0 | 0 | 0 | 0 | 0 | 0 | 0 | 0 | 0 | 0 | 0 | 0 | 0 | 0 | 0 | 0 | 0 | 13.0317 | 4.0398 | 0 | 0 | 0 | 0 | 0 | 0 | 0 | 0 | 0 | 0 | 0 | 0 | 0 | 0 | 0 | 0 | 0 | 0 | 0 | 0 | 0 | 0 | 0 | 0 | 0 | 82 | 86 | TRUE
OR_Residential_LI - Single Family_Existing_Space Heating_Natural Gas_Furnace | Retrofit | OR | Residential | LI - Single Family | Existing | Space Heating | Ceiling Fan - ENERGY STAR | ORM35 | Energy Star certified ceiling fan | 33.93 | 10 | 0 | 0 | 0 | 0 | 0 | 0 | 0 | 0 | 0 | 0 | 0 | 0 | 0 | 0 | 0 | 0 | 0 | 0 | 0 | 0 | 0 | 0 | 0 | 0 | 0 | 0 | 0 | 0 | 0 | 0 | 0 | 0 | 0 | 0 | 0 | 0 | 0 | 0 | 0 | 0 | 0 | 0 | 0 | 0 | 0 | 0 | 0 | 0 | 0 | 0 | 0 | 0 | 0 | 0 | 0 | 0 | 0 | 0 | 0 | 0 | 0 | 0 | 0 | 0 | 0 | 0 | 0 | 0 | 0 | 0 | 0 | 0 | 0 | 0 | 0 | 0 | 0 | 0 | 0 | 0 | 0 | 0 | 0 | 0 | 0 | 0 | 0 | 0 | 0 | 0 | 0 | 0 | 0 | 0 | 0 | 0 | 0 | 0 | 0 | 0 | 10.2377 | 3.1737 | 0 | 0 | 0 | 0 | 0 | 0 | 0 | 0 | 0 | 0 | 0 | 0 | 0 | 0 | 0 | 0 | 0 | 0 | 0 | 0 | 0 | 0 | 0 | 0 | 0 | 83 | 87 | TRUE
OR_Residential_LI - Single Family_Existing_Space Heating_Natural Gas_Furnace | Retrofit | OR | Residential | LI - Single Family | Existing | Water Heating | Water Heater - Drain Water Heat Recovery | ORM36 | Installed | 963.1 | 30 | 0 | 0 | 0 | 0 | 0 | 0 | 0 | 0 | 0 | 0 | 0 | 0 | 0 | 0 | 0 | 0 | 0 | 0 | 0 | 0 | 0 | 0 | 0 | 0 | 0 | 0 | 0 | 0 | 0 | 0 | 0 | 0 | 0 | 0 | 0 | 0 | 0 | 0 | 0 | 0 | 0 | 0 | 0 | 0 | 0 | 0 | 0 | 0 | 0 | 0 | 0 | 0 | 0 | 0 | 0 | 0 | 0 | 0 | 0 | 0 | 0 | 0 | 0 | 0 | 0 | 0 | 0 | 0 | 0 | 0 | 0 | 0 | 0 | 0 | 0 | 5.0722 | 5.1234 | 5.1767 | 5.2307 | 5.2842 | 5.336 | 5.3849 | 5.43 | 5.4703 | 5.505 | 5.5349 | 5.5606 | 5.5827 | 5.6017 | 5.6181 | 5.6321 | 5.6441 | 5.6543 | 5.663 | 5.6705 | 5.6771 | 5.6827 | 5.6875 | 5.6916 | 5.6951 | 290.5957 | 90.0847 | 0 | 0 | 0 | 0 | 0 | 0 | 0 | 0 | 0 | 0 | 0 | 0 | 0 | 0 | 0 | 0 | 0 | 0 | 0 | 0 | 0 | 0 | 0 | 0 | 0 | 84 | 88 | TRUE
OR_Residential_LI - Single Family_Existing_Space Heating_Natural Gas_Furnace | Retrofit | OR | Residential | LI - Single Family | Existing | Water Heating | Water Heater - Faucet Aerators | ORM37 | Installed | 5.2 | 10 | 0 | 0 | 0 | 0 | 0 | 0 | 0 | 0 | 0 | 0 | 0 | 0 | 0 | 0 | 0 | 0 | 0 | 0 | 0 | 0 | 0 | 0 | 0 | 0 | 0 | 0 | 0 | 0 | 0 | 0 | 0 | 0 | 0 | 0 | 0 | 0 | 0 | 0 | 0 | 0 | 0 | 0 | 0 | 0 | 0 | 0 | 0 | 0 | 0 | 0 | 0 | 0 | 0 | 0 | 0 | 0 | 0 | 0 | 0 | 0 | 0 | 0 | 0 | 0 | 0 | 0 | 0 | 0 | 0 | 0 | 0 | 0 | 0 | 0 | 0 | 1.5018 | 1.5169 | 1.5327 | 1.5487 | 1.5645 | 1.5799 | 1.5944 | 1.6077 | 1.6196 | 1.6299 | 1.6388 | 1.6464 | 1.6529 | 1.6585 | 1.6634 | 1.6675 | 1.6711 | 1.6741 | 1.6767 | 1.6789 | 1.6809 | 1.6825 | 1.6839 | 1.6852 | 1.6862 | 1.569 | 0.48639 | 0 | 0 | 0 | 0 | 0 | 0 | 0 | 0 | 0 | 0 | 0 | 0 | 0 | 0 | 0 | 0 | 0 | 0 | 0 | 0 | 0 | 0 | 0 | 0 | 0 | 85 | 89 | TRUE
OR_Residential_LI - Single Family_Existing_Space Heating_Natural Gas_Furnace | Retrofit | OR | Residential | LI - Single Family | Existing | Water Heating | Water Heater - Low-Flow Showerheads | ORM38 | Installed | 19.72 | 10 | 0 | 0 | 0 | 0 | 0 | 0 | 0 | 0 | 0 | 0 | 0 | 0 | 0 | 0 | 0 | 0 | 0 | 0 | 0 | 0 | 0 | 0 | 0 | 0 | 0 | 0 | 0 | 0 | 0 | 0 | 0 | 0 | 0 | 0 | 0 | 0 | 0 | 0 | 0 | 0 | 0 | 0 | 0 | 0 | 0 | 0 | 0 | 0 | 0 | 0 | 0 | 0 | 0 | 0 | 0 | 0 | 0 | 0 | 0 | 0 | 0 | 0 | 0 | 0 | 0 | 0 | 0 | 0 | 0 | 0 | 0 | 0 | 0 | 0 | 0 | 1.3652 | 1.379 | 1.3933 | 1.4079 | 1.4223 | 1.4362 | 1.4494 | 1.4615 | 1.4724 | 1.4817 | 1.4898 | 1.4967 | 1.5026 | 1.5077 | 1.5121 | 1.5159 | 1.5192 | 1.5219 | 1.5242 | 1.5263 | 1.528 | 1.5295 | 1.5308 | 1.5319 | 1.5329 | 5.9501 | 1.8445 | 0 | 0 | 0 | 0 | 0 | 0 | 0 | 0 | 0 | 0 | 0 | 0 | 0 | 0 | 0 | 0 | 0 | 0 | 0 | 0 | 0 | 0 | 0 | 0 | 0 | 86 | 90 | TRUE
OR_Residential_LI - Single Family_Existing_Space Heating_Natural Gas_Furnace | Retrofit | OR | Residential | LI - Single Family | Existing | Water Heating | Water Heater - Shower Timer | ORM39 | Installed | 20 | 2 | 0 | 0 | 0 | 0 | 0 | 0 | 0 | 0 | 0 | 0 | 0 | 0 | 0 | 0 | 0 | 0 | 0 | 0 | 0 | 0 | 0 | 0 | 0 | 0 | 0 | 0 | 0 | 0 | 0 | 0 | 0 | 0 | 0 | 0 | 0 | 0 | 0 | 0 | 0 | 0 | 0 | 0 | 0 | 0 | 0 | 0 | 0 | 0 | 0 | 0 | 0 | 0 | 0 | 0 | 0 | 0 | 0 | 0 | 0 | 0 | 0 | 0 | 0 | 0 | 0 | 0 | 0 | 0 | 0 | 0 | 0 | 0 | 0 | 0 | 0 | 19.4981 | 19.6948 | 19.8997 | 20.1072 | 20.3129 | 20.512 | 20.7002 | 20.8735 | 21.0284 | 21.1617 | 21.2766 | 21.3754 | 21.4604 | 21.5334 | 21.5963 | 21.6502 | 21.6965 | 21.7355 | 21.769 | 21.7981 | 21.8231 | 21.8447 | 21.8631 | 21.8789 | 21.8925 | 6.0346 | 1.8707 | 0 | 0 | 0 | 0 | 0 | 0 | 0 | 0 | 0 | 0 | 0 | 0 | 0 | 0 | 0 | 0 | 0 | 0 | 0 | 0 | 0 | 0 | 0 | 0 | 0 | 87 | 91 | TRUE
OR_Residential_LI - Single Family_Existing_Space Heating_Natural Gas_Furnace | Retrofit | OR | Residential | LI - Single Family | Existing | Water Heating | Water Heater - Pipe Insulation | ORM40 | R-4 Insulation Installed | 3.06 | 15 | 6.8057 | 10.7341 | 21.5408 | 37.8239 | 59.0361 | 82.93 | 105.9042 | 123.9726 | 133.9604 | 134.4133 | 125.8766 | 110.5145 | 91.3197 | 71.2666 | 52.6898 | 30.2018 | 14.021 | 0 | 0 | 0 | 0 | 0 | 0 | 0 | 0 | 0.5574 | 1.4222 | 3.1362 | 6.1079 | 10.6873 | 17.04 | 25.0552 | 34.3317 | 44.252 | 54.1165 | 63.2722 | 71.2362 | 77.7495 | 82.7709 | 86.4263 | 88.4386 | 89.2818 | 89.1219 | 88.9844 | 88.866 | 88.7641 | 88.6763 | 88.6014 | 88.5374 | 88.4828 | 0.5574 | 0.87037 | 1.7286 | 3.004 | 4.6412 | 6.4564 | 8.1701 | 9.4846 | 10.1732 | 10.1433 | 9.4478 | 8.2565 | 6.7954 | 5.2852 | 3.8962 | 2.2277 | 1.032 | 0 | 0 | 0 | 0 | 0 | 0 | 0 | 0 | 2.0142 | 2.0346 | 2.0557 | 2.0772 | 2.0984 | 2.119 | 2.1384 | 2.1563 | 2.1723 | 2.1861 | 2.198 | 2.2082 | 2.217 | 2.2245 | 2.231 | 2.2366 | 2.2413 | 2.2454 | 2.2488 | 2.2518 | 2.2544 | 2.2567 | 2.2586 | 2.2602 | 2.2616 | 0.92329 | 0.28622 | 8.2316e-06 | 1.2983e-05 | 2.6054e-05 | 4.5748e-05 | 7.1405e-05 | 0.0001003 | 0.00012809 | 0.00014995 | 0.00016203 | 0.00016257 | 0.00015225 | 0.00013367 | 0.00011045 | 8.6198e-05 | 6.3729e-05 | 3.653e-05 | 1.6959e-05 | 0 | 0 | 0 | 0 | 0 | 0 | 0 | 0 | 88 | 92 | TRUE
OR_Residential_LI - Single Family_Existing_Space Heating_Natural Gas_Furnace | Retrofit | OR | Residential | LI - Single Family | Existing | Water Heating | Water Heater - Desuperheater | ORM41 | Installed | 1449.47 | 20 | 0 | 0 | 0 | 0 | 0 | 0 | 0 | 0 | 0 | 0 | 0 | 0 | 0 | 0 | 0 | 0 | 0 | 0 | 0 | 0 | 0 | 0 | 0 | 0 | 0 | 0 | 0 | 0 | 0 | 0 | 0 | 0 | 0 | 0 | 0 | 0 | 0 | 0 | 0 | 0 | 0 | 0 | 0 | 0 | 0 | 0 | 0 | 0 | 0 | 0 | 0 | 0 | 0 | 0 | 0 | 0 | 0 | 0 | 0 | 0 | 0 | 0 | 0 | 0 | 0 | 0 | 0 | 0 | 0 | 0 | 0 | 0 | 0 | 0 | 0 | 7.5994 | 7.676 | 7.7559 | 7.8368 | 7.9169 | 7.9945 | 8.0679 | 8.1354 | 8.1958 | 8.2478 | 8.2925 | 8.331 | 8.3642 | 8.3926 | 8.4171 | 8.4381 | 8.4562 | 8.4714 | 8.4845 | 8.4958 | 8.5055 | 8.5139 | 8.5211 | 8.5273 | 8.5326 | 437.3479 | 135.5779 | 0 | 0 | 0 | 0 | 0 | 0 | 0 | 0 | 0 | 0 | 0 | 0 | 0 | 0 | 0 | 0 | 0 | 0 | 0 | 0 | 0 | 0 | 0 | 0 | 0 | 89 | 93 | TRUE
OR_Residential_LI - Single Family_Existing_Space Heating_Natural Gas_Furnace | Retrofit | OR | Residential | LI - Single Family | Existing | Water Heating | Water Heater - Temperature Setback | ORM42 | Water Set at 120°F | 5.09 | 2 | 0 | 0 | 0 | 0 | 0 | 0 | 0 | 0 | 0 | 0 | 0 | 0 | 0 | 0 | 0 | 0 | 0 | 0 | 0 | 0 | 0 | 0 | 0 | 0 | 0 | 0 | 0 | 0 | 0 | 0 | 0 | 0 | 0 | 0 | 0 | 0 | 0 | 0 | 0 | 0 | 0 | 0 | 0 | 0 | 0 | 0 | 0 | 0 | 0 | 0 | 0 | 0 | 0 | 0 | 0 | 0 | 0 | 0 | 0 | 0 | 0 | 0 | 0 | 0 | 0 | 0 | 0 | 0 | 0 | 0 | 0 | 0 | 0 | 0 | 0 | 4.4059 | 4.4503 | 4.4966 | 4.5435 | 4.59 | 4.635 | 4.6775 | 4.7167 | 4.7517 | 4.7818 | 4.8077 | 4.8301 | 4.8493 | 4.8658 | 4.88 | 4.8922 | 4.9026 | 4.9114 | 4.919 | 4.9256 | 4.9312 | 4.9361 | 4.9403 | 4.9439 | 4.9469 | 1.5358 | 0.4761 | 0 | 0 | 0 | 0 | 0 | 0 | 0 | 0 | 0 | 0 | 0 | 0 | 0 | 0 | 0 | 0 | 0 | 0 | 0 | 0 | 0 | 0 | 0 | 0 | 0 | 90 | 94 | TRUE
OR_Residential_LI - Single Family_Existing_Space Heating_Natural Gas_Furnace | Retrofit | OR | Residential | LI - Single Family | Existing | Water Heating | Water Heater - Tank Blanket/Insulation | ORM43 | Installed | 38.68 | 5 | 0 | 0 | 0 | 0 | 0 | 0 | 0 | 0 | 0 | 0 | 0 | 0 | 0 | 0 | 0 | 0 | 0 | 0 | 0 | 0 | 0 | 0 | 0 | 0 | 0 | 0 | 0 | 0 | 0 | 0 | 0 | 0 | 0 | 0 | 0 | 0 | 0 | 0 | 0 | 0 | 0 | 0 | 0 | 0 | 0 | 0 | 0 | 0 | 0 | 0 | 0 | 0 | 0 | 0 | 0 | 0 | 0 | 0 | 0 | 0 | 0 | 0 | 0 | 0 | 0 | 0 | 0 | 0 | 0 | 0 | 0 | 0 | 0 | 0 | 0 | 0 | 0 | 0 | 0 | 0 | 0 | 0 | 0 | 0 | 0 | 0 | 0 | 0 | 0 | 0 | 0 | 0 | 0 | 0 | 0 | 0 | 0 | 0 | 0 | 0 | 11.6709 | 3.618 | 0 | 0 | 0 | 0 | 0 | 0 | 0 | 0 | 0 | 0 | 0 | 0 | 0 | 0 | 0 | 0 | 0 | 0 | 0 | 0 | 0 | 0 | 0 | 0 | 0 | 91 | 95 | TRUE
OR_Residential_LI - Single Family_Existing_Space Heating_Natural Gas_Furnace | Retrofit | OR | Residential | LI - Single Family | Existing | Water Heating | Water Heater - Thermostatic Shower Restriction Valve | ORM44 | Installed | 24.46 | 10 | 0 | 0 | 0 | 0 | 0 | 0 | 0 | 0 | 0 | 0 | 0 | 0 | 0 | 0 | 0 | 0 | 0 | 0 | 0 | 0 | 0 | 0 | 0 | 0 | 0 | 0 | 0 | 0 | 0 | 0 | 0 | 0 | 0 | 0 | 0 | 0 | 0 | 0 | 0 | 0 | 0 | 0 | 0 | 0 | 0 | 0 | 0 | 0 | 0 | 0 | 0 | 0 | 0 | 0 | 0 | 0 | 0 | 0 | 0 | 0 | 0 | 0 | 0 | 0 | 0 | 0 | 0 | 0 | 0 | 0 | 0 | 0 | 0 | 0 | 0 | 9.2572 | 9.3506 | 9.4479 | 9.5464 | 9.6441 | 9.7386 | 9.8279 | 9.9102 | 9.9838 | 10.0471 | 10.1016 | 10.1485 | 10.1889 | 10.2235 | 10.2534 | 10.279 | 10.301 | 10.3195 | 10.3354 | 10.3492 | 10.3611 | 10.3713 | 10.3801 | 10.3876 | 10.394 | 7.3803 | 2.2879 | 0 | 0 | 0 | 0 | 0 | 0 | 0 | 0 | 0 | 0 | 0 | 0 | 0 | 0 | 0 | 0 | 0 | 0 | 0 | 0 | 0 | 0 | 0 | 0 | 0 | 92 | 96 | TRUE
OR_Residential_LI - Single Family_Existing_Space Heating_Natural Gas_Furnace | Retrofit | OR | Residential | LI - Single Family | Existing | Water Heating | Water Heater - Timer | ORM45 | Installed | 139.02 | 7 | 0 | 0 | 0 | 0 | 0 | 0 | 0 | 0 | 0 | 0 | 0 | 0 | 0 | 0 | 0 | 0 | 0 | 0 | 0 | 0 | 0 | 0 | 0 | 0 | 0 | 0 | 0 | 0 | 0 | 0 | 0 | 0 | 0 | 0 | 0 | 0 | 0 | 0 | 0 | 0 | 0 | 0 | 0 | 0 | 0 | 0 | 0 | 0 | 0 | 0 | 0 | 0 | 0 | 0 | 0 | 0 | 0 | 0 | 0 | 0 | 0 | 0 | 0 | 0 | 0 | 0 | 0 | 0 | 0 | 0 | 0 | 0 | 0 | 0 | 0 | 21.2449 | 21.4592 | 21.6825 | 21.9086 | 22.1327 | 22.3496 | 22.5547 | 22.7436 | 22.9124 | 23.0576 | 23.1827 | 23.2904 | 23.383 | 23.4626 | 23.5311 | 23.5899 | 23.6403 | 23.6827 | 23.7193 | 23.7509 | 23.7782 | 23.8017 | 23.8219 | 23.8391 | 23.8538 | 41.9464 | 13.0034 | 0 | 0 | 0 | 0 | 0 | 0 | 0 | 0 | 0 | 0 | 0 | 0 | 0 | 0 | 0 | 0 | 0 | 0 | 0 | 0 | 0 | 0 | 0 | 0 | 0 | 93 | 97 | TRUE
OR_Residential_LI - Single Family_Existing_Space Heating_Natural Gas_Furnace | Lost Opportunity | OR | Residential | LI - Single Family | Existing | Water Heating | Water Heater - Solar System | ORM46 | Installed | 7455.26 | 30 | 0 | 0 | 0 | 0 | 0 | 0 | 0 | 0 | 0 | 0 | 0 | 0 | 0 | 0 | 0 | 0 | 0 | 0 | 0 | 0 | 0 | 0 | 0 | 0 | 0 | 0 | 0 | 0 | 0 | 0 | 0 | 0 | 0 | 0 | 0 | 0 | 0 | 0 | 0 | 0 | 0 | 0 | 0 | 0 | 0 | 0 | 0 | 0 | 0 | 0 | 0 | 0 | 0 | 0 | 0 | 0 | 0 | 0 | 0 | 0 | 0 | 0 | 0 | 0 | 0 | 0 | 0 | 0 | 0 | 0 | 0 | 0 | 0 | 0 | 0 | 31.0137 | 31.3267 | 31.6526 | 31.9827 | 32.3098 | 32.6265 | 32.9258 | 33.2015 | 33.4479 | 33.66 | 33.8426 | 33.9998 | 34.135 | 34.2512 | 34.3511 | 34.437 | 34.5106 | 34.5726 | 34.626 | 34.6721 | 34.7119 | 34.7463 | 34.7757 | 34.8008 | 34.8223 | 2249.4723 | 697.3364 | 0 | 0 | 0 | 0 | 0 | 0 | 0 | 0 | 0 | 0 | 0 | 0 | 0 | 0 | 0 | 0 | 0 | 0 | 0 | 0 | 0 | 0 | 0 | 0 | 0 | 94 | 98 | TRUE
OR_Residential_LI - Single Family_Existing_Space Heating_Natural Gas_Furnace | Lost Opportunity | OR | Residential | LI - Single Family | Existing | Water Heating | Water Heater - Intermittent Ignition System | ORM47 | Installed | 105 | 20 | 0 | 21.0754 | 46.9956 | 92.5432 | 163.6994 | 263.769 | 391.7458 | 541.8375 | 704.4221 | 868.0999 | 1022.0871 | 1158.1604 | 1271.66 | 1361.4796 | 1429.3108 | 1478.5527 | 1513.2582 | 1537.3427 | 1554.1254 | 1567.7663 | 1579.3848 | 1563.6496 | 1543.0877 | 1502.9166 | 1437.155 | 0 | 15.1876 | 48.5483 | 113.3648 | 226.5798 | 406.8485 | 671.6532 | 1034.3182 | 1501.8419 | 2074.1636 | 2744.1758 | 3499.757 | 4326.0728 | 5207.8443 | 6131.0739 | 7084.1363 | 8058.0321 | 9046.63 | 10045.0996 | 11051.6813 | 12065.3514 | 13068.5352 | 14058.4296 | 15022.4552 | 15944.1648 | 0 | 15.1876 | 33.5173 | 65.3189 | 114.3676 | 182.4812 | 268.5341 | 368.3018 | 475.242 | 581.9237 | 681.3895 | 768.4766 | 840.3931 | 896.6559 | 938.5581 | 968.4553 | 989.065 | 1003.0096 | 1012.398 | 1019.9272 | 1026.3106 | 1015.0835 | 1000.8922 | 974.135 | 930.9385 | 6.5004 | 6.566 | 6.6343 | 6.7035 | 6.772 | 6.8384 | 6.9011 | 6.9589 | 7.0106 | 7.055 | 7.0933 | 7.1263 | 7.1546 | 7.1789 | 7.1999 | 7.2179 | 7.2333 | 7.2463 | 7.2575 | 7.2672 | 7.2755 | 7.2827 | 7.2889 | 7.2941 | 7.2986 | 31.6816 | 9.8213 | 0 | 0.00087469 | 0.0019505 | 0.0038408 | 0.006794 | 0.010947 | 0.016259 | 0.022488 | 0.029236 | 0.036029 | 0.04242 | 0.048067 | 0.052778 | 0.056505 | 0.059321 | 0.061364 | 0.062805 | 0.063804 | 0.064501 | 0.065067 | 0.065549 | 0.064896 | 0.064043 | 0.062375 | 0.059646 | 95 | 99 | TRUE
OR_Residential_LI - Single Family_Existing_Space Heating_Natural Gas_Furnace | Retrofit | OR | Residential | LI - Single Family | Existing | Space Heating | Circulation Pump - High Efficiency | ORM48 | High efficient circulation pump | 456.73 | 11.5 | 0 | 0 | 0 | 0 | 0 | 0 | 0 | 0 | 0 | 0 | 0 | 0 | 0 | 0 | 0 | 0 | 0 | 0 | 0 | 0 | 0 | 0 | 0 | 0 | 0 | 0 | 0 | 0 | 0 | 0 | 0 | 0 | 0 | 0 | 0 | 0 | 0 | 0 | 0 | 0 | 0 | 0 | 0 | 0 | 0 | 0 | 0 | 0 | 0 | 0 | 0 | 0 | 0 | 0 | 0 | 0 | 0 | 0 | 0 | 0 | 0 | 0 | 0 | 0 | 0 | 0 | 0 | 0 | 0 | 0 | 0 | 0 | 0 | 0 | 0 | 0 | 0 | 0 | 0 | 0 | 0 | 0 | 0 | 0 | 0 | 0 | 0 | 0 | 0 | 0 | 0 | 0 | 0 | 0 | 0 | 0 | 0 | 0 | 0 | 0 | 137.8089 | 42.7208 | 0 | 0 | 0 | 0 | 0 | 0 | 0 | 0 | 0 | 0 | 0 | 0 | 0 | 0 | 0 | 0 | 0 | 0 | 0 | 0 | 0 | 0 | 0 | 0 | 0 | 96 | 100 | TRUE
OR_Residential_LI - Single Family_Existing_Space Heating_Natural Gas_Furnace | Retrofit | OR | Residential | LI - Single Family | Existing | Water Heating | Circulation Pump - High Efficiency | ORM49 | High efficient circulation pump | 456.73 | 11.5 | 0 | 0 | 0 | 0 | 0 | 0 | 0 | 0 | 0 | 0 | 0 | 0 | 0 | 0 | 0 | 0 | 0 | 0 | 0 | 0 | 0 | 0 | 0 | 0 | 0 | 0 | 0 | 0 | 0 | 0 | 0 | 0 | 0 | 0 | 0 | 0 | 0 | 0 | 0 | 0 | 0 | 0 | 0 | 0 | 0 | 0 | 0 | 0 | 0 | 0 | 0 | 0 | 0 | 0 | 0 | 0 | 0 | 0 | 0 | 0 | 0 | 0 | 0 | 0 | 0 | 0 | 0 | 0 | 0 | 0 | 0 | 0 | 0 | 0 | 0 | 0 | 0 | 0 | 0 | 0 | 0 | 0 | 0 | 0 | 0 | 0 | 0 | 0 | 0 | 0 | 0 | 0 | 0 | 0 | 0 | 0 | 0 | 0 | 0 | 0 | 137.8089 | 42.7208 | 0 | 0 | 0 | 0 | 0 | 0 | 0 | 0 | 0 | 0 | 0 | 0 | 0 | 0 | 0 | 0 | 0 | 0 | 0 | 0 | 0 | 0 | 0 | 0 | 0 | 97 | 101 | TRUE
OR_Residential_LI - Single Family_Existing_Space Heating_Natural Gas_Furnace | Retrofit | OR | Residential | LI - Single Family | Existing | Space Heating | Circulation Pump - Timer | ORM50 | Controls added | 1074.28 | 11.5 | 0 | 0 | 0 | 0 | 0 | 0 | 0 | 0 | 0 | 0 | 0 | 0 | 0 | 0 | 0 | 0 | 0 | 0 | 0 | 0 | 0 | 0 | 0 | 0 | 0 | 0 | 0 | 0 | 0 | 0 | 0 | 0 | 0 | 0 | 0 | 0 | 0 | 0 | 0 | 0 | 0 | 0 | 0 | 0 | 0 | 0 | 0 | 0 | 0 | 0 | 0 | 0 | 0 | 0 | 0 | 0 | 0 | 0 | 0 | 0 | 0 | 0 | 0 | 0 | 0 | 0 | 0 | 0 | 0 | 0 | 0 | 0 | 0 | 0 | 0 | 1.773 | 1.7909 | 1.8096 | 1.8284 | 1.8471 | 1.8652 | 1.8823 | 1.8981 | 1.9122 | 1.9243 | 1.9348 | 1.9437 | 1.9515 | 1.9581 | 1.9638 | 1.9687 | 1.9729 | 1.9765 | 1.9795 | 1.9822 | 1.9844 | 1.9864 | 1.9881 | 1.9895 | 1.9908 | 324.142 | 100.484 | 0 | 0 | 0 | 0 | 0 | 0 | 0 | 0 | 0 | 0 | 0 | 0 | 0 | 0 | 0 | 0 | 0 | 0 | 0 | 0 | 0 | 0 | 0 | 0 | 0 | 98 | 102 | TRUE
OR_Residential_LI - Single Family_Existing_Space Heating_Natural Gas_Furnace | Retrofit | OR | Residential | LI - Single Family | Existing | Water Heating | Circulation Pump - Timer | ORM51 | Controls added | 1074.28 | 11.5 | 0 | 0 | 0 | 0 | 0 | 0 | 0 | 0 | 0 | 0 | 0 | 0 | 0 | 0 | 0 | 0 | 0 | 0 | 0 | 0 | 0 | 0 | 0 | 0 | 0 | 0 | 0 | 0 | 0 | 0 | 0 | 0 | 0 | 0 | 0 | 0 | 0 | 0 | 0 | 0 | 0 | 0 | 0 | 0 | 0 | 0 | 0 | 0 | 0 | 0 | 0 | 0 | 0 | 0 | 0 | 0 | 0 | 0 | 0 | 0 | 0 | 0 | 0 | 0 | 0 | 0 | 0 | 0 | 0 | 0 | 0 | 0 | 0 | 0 | 0 | 1.773 | 1.7909 | 1.8096 | 1.8284 | 1.8471 | 1.8652 | 1.8823 | 1.8981 | 1.9122 | 1.9243 | 1.9348 | 1.9437 | 1.9515 | 1.9581 | 1.9638 | 1.9687 | 1.9729 | 1.9765 | 1.9795 | 1.9822 | 1.9844 | 1.9864 | 1.9881 | 1.9895 | 1.9908 | 324.142 | 100.484 | 0 | 0 | 0 | 0 | 0 | 0 | 0 | 0 | 0 | 0 | 0 | 0 | 0 | 0 | 0 | 0 | 0 | 0 | 0 | 0 | 0 | 0 | 0 | 0 | 0 | 99 | 103 | TRUE
OR_Residential_LI - Single Family_Existing_Space Heating_Natural Gas_Furnace | Retrofit | OR | Residential | LI - Single Family | Existing | Water Heating | Clothes Washer - ENERGY STAR (8.0) | ORM52 | Energy Star Washer | 63.39 | 14.2 | 0 | 0 | 0 | 0 | 0 | 0 | 0 | 0 | 0 | 0 | 0 | 0 | 0 | 0 | 0 | 0 | 0 | 0 | 0 | 0 | 0 | 0 | 0 | 0 | 0 | 0 | 0 | 0 | 0 | 0 | 0 | 0 | 0 | 0 | 0 | 0 | 0 | 0 | 0 | 0 | 0 | 0 | 0 | 0 | 0 | 0 | 0 | 0 | 0 | 0 | 0 | 0 | 0 | 0 | 0 | 0 | 0 | 0 | 0 | 0 | 0 | 0 | 0 | 0 | 0 | 0 | 0 | 0 | 0 | 0 | 0 | 0 | 0 | 0 | 0 | 9.2332 | 9.3263 | 9.4234 | 9.5216 | 9.619 | 9.7133 | 9.8024 | 9.8845 | 9.9579 | 10.021 | 10.0754 | 10.1222 | 10.1624 | 10.197 | 10.2267 | 10.2523 | 10.2742 | 10.2927 | 10.3086 | 10.3223 | 10.3342 | 10.3444 | 10.3531 | 10.3606 | 10.367 | 19.1266 | 5.9293 | 0 | 0 | 0 | 0 | 0 | 0 | 0 | 0 | 0 | 0 | 0 | 0 | 0 | 0 | 0 | 0 | 0 | 0 | 0 | 0 | 0 | 0 | 0 | 0 | 0 | 100 | 104 | TRUE
OR_Residential_LI - Single Family_Existing_Space Heating_Natural Gas_Furnace | Retrofit | OR | Residential | LI - Single Family | Existing | Appliances | Clothes Washer - ENERGY STAR (8.0) | ORM53 | Energy Star Washer | 63.39 | 14.2 | 0 | 0 | 0 | 0 | 0 | 0 | 0 | 0 | 0 | 0 | 0 | 0 | 0 | 0 | 0 | 0 | 0 | 0 | 0 | 0 | 0 | 0 | 0 | 0 | 0 | 0 | 0 | 0 | 0 | 0 | 0 | 0 | 0 | 0 | 0 | 0 | 0 | 0 | 0 | 0 | 0 | 0 | 0 | 0 | 0 | 0 | 0 | 0 | 0 | 0 | 0 | 0 | 0 | 0 | 0 | 0 | 0 | 0 | 0 | 0 | 0 | 0 | 0 | 0 | 0 | 0 | 0 | 0 | 0 | 0 | 0 | 0 | 0 | 0 | 0 | 9.2332 | 9.3263 | 9.4234 | 9.5216 | 9.619 | 9.7133 | 9.8024 | 9.8845 | 9.9579 | 10.021 | 10.0754 | 10.1222 | 10.1624 | 10.197 | 10.2267 | 10.2523 | 10.2742 | 10.2927 | 10.3086 | 10.3223 | 10.3342 | 10.3444 | 10.3531 | 10.3606 | 10.367 | 19.1266 | 5.9293 | 0 | 0 | 0 | 0 | 0 | 0 | 0 | 0 | 0 | 0 | 0 | 0 | 0 | 0 | 0 | 0 | 0 | 0 | 0 | 0 | 0 | 0 | 0 | 0 | 0 | 101 | 105 | TRUE
OR_Residential_LI - Single Family_Existing_Space Heating_Natural Gas_Furnace | Retrofit | OR | Residential | LI - Single Family | Existing | Water Heating | Dishwasher ENERGY STAR (6.0) | ORM54 | Dishwasher meeting ENERGY STAR (6.0) specification | 80.44 | 11 | 0 | 0 | 0 | 0 | 0 | 0 | 0 | 0 | 0 | 0 | 0 | 0 | 0 | 0 | 0 | 0 | 0 | 0 | 0 | 0 | 0 | 0 | 0 | 0 | 0 | 0 | 0 | 0 | 0 | 0 | 0 | 0 | 0 | 0 | 0 | 0 | 0 | 0 | 0 | 0 | 0 | 0 | 0 | 0 | 0 | 0 | 0 | 0 | 0 | 0 | 0 | 0 | 0 | 0 | 0 | 0 | 0 | 0 | 0 | 0 | 0 | 0 | 0 | 0 | 0 | 0 | 0 | 0 | 0 | 0 | 0 | 0 | 0 | 0 | 0 | 84.1136 | 84.9623 | 85.8463 | 86.7415 | 87.6287 | 88.4875 | 89.2993 | 90.0472 | 90.7155 | 91.2906 | 91.786 | 92.2123 | 92.5789 | 92.8941 | 93.1651 | 93.3979 | 93.5976 | 93.7656 | 93.9105 | 94.0357 | 94.1436 | 94.2368 | 94.3164 | 94.3846 | 94.4429 | 24.2711 | 7.524 | 0 | 0 | 0 | 0 | 0 | 0 | 0 | 0 | 0 | 0 | 0 | 0 | 0 | 0 | 0 | 0 | 0 | 0 | 0 | 0 | 0 | 0 | 0 | 0 | 0 | 102 | 106 | TRUE
OR_Residential_LI - Single Family_Existing_Space Heating_Natural Gas_Furnace | Retrofit | OR | Residential | LI - Single Family | Existing | Miscellaneous | Pool Heater - Solar System | ORM55 | Solar thermal system installed on top of existing solar pool heater | 3564.17 | 30 | 0 | 0 | 0 | 0 | 0 | 0 | 0 | 0 | 0 | 0 | 0 | 0 | 0 | 0 | 0 | 0 | 0 | 0 | 0 | 0 | 0 | 0 | 0 | 0 | 0 | 0 | 0 | 0 | 0 | 0 | 0 | 0 | 0 | 0 | 0 | 0 | 0 | 0 | 0 | 0 | 0 | 0 | 0 | 0 | 0 | 0 | 0 | 0 | 0 | 0 | 0 | 0 | 0 | 0 | 0 | 0 | 0 | 0 | 0 | 0 | 0 | 0 | 0 | 0 | 0 | 0 | 0 | 0 | 0 | 0 | 0 | 0 | 0 | 0 | 0 | 0 | 0 | 0 | 0 | 0 | 0 | 0 | 0 | 0 | 0 | 0 | 0 | 0 | 0 | 0 | 0 | 0 | 0 | 0 | 0 | 0 | 0 | 0 | 0 | 0 | 1075.4155 | 333.3788 | 0 | 0 | 0 | 0 | 0 | 0 | 0 | 0 | 0 | 0 | 0 | 0 | 0 | 0 | 0 | 0 | 0 | 0 | 0 | 0 | 0 | 0 | 0 | 0 | 0 | 103 | 107 | TRUE
OR_Residential_LI - Single Family_Existing_Space Heating_Natural Gas_Furnace | Retrofit | OR | Residential | LI - Single Family | Existing | Miscellaneous | Pool Covers | ORM56 | Installed | 422.21 | 6 | 0 | 0 | 0 | 0 | 0 | 0 | 0 | 0 | 0 | 0 | 0 | 0 | 0 | 0 | 0 | 0 | 0 | 0 | 0 | 0 | 0 | 0 | 0 | 0 | 0 | 0 | 0 | 0 | 0 | 0 | 0 | 0 | 0 | 0 | 0 | 0 | 0 | 0 | 0 | 0 | 0 | 0 | 0 | 0 | 0 | 0 | 0 | 0 | 0 | 0 | 0 | 0 | 0 | 0 | 0 | 0 | 0 | 0 | 0 | 0 | 0 | 0 | 0 | 0 | 0 | 0 | 0 | 0 | 0 | 0 | 0 | 0 | 0 | 0 | 0 | 0 | 0 | 0 | 0 | 0 | 0 | 0 | 0 | 0 | 0 | 0 | 0 | 0 | 0 | 0 | 0 | 0 | 0 | 0 | 0 | 0 | 0 | 0 | 0 | 0 | 127.3932 | 39.4919 | 0 | 0 | 0 | 0 | 0 | 0 | 0 | 0 | 0 | 0 | 0 | 0 | 0 | 0 | 0 | 0 | 0 | 0 | 0 | 0 | 0 | 0 | 0 | 0 | 0 | 104 | 108 | TRUE
OR_Residential_LI - Single Family_Existing_Space Heating_Natural Gas_Furnace | Lost Opportunity | OR | Residential | LI - Single Family | Existing | Space Heating | ENERGY STAR Home Design | ORM57 | ENERGY STAR Home Design | 1 | 25 | 0 | 0 | 0 | 0 | 0 | 0 | 0 | 0 | 0 | 0 | 0 | 0 | 0 | 0 | 0 | 0 | 0 | 0 | 0 | 0 | 0 | 0 | 0 | 0 | 0 | 0 | 0 | 0 | 0 | 0 | 0 | 0 | 0 | 0 | 0 | 0 | 0 | 0 | 0 | 0 | 0 | 0 | 0 | 0 | 0 | 0 | 0 | 0 | 0 | 0 | 0 | 0 | 0 | 0 | 0 | 0 | 0 | 0 | 0 | 0 | 0 | 0 | 0 | 0 | 0 | 0 | 0 | 0 | 0 | 0 | 0 | 0 | 0 | 0 | 0 | 0 | 0 | 0 | 0 | 0 | 0 | 0 | 0 | 0 | 0 | 0 | 0 | 0 | 0 | 0 | 0 | 0 | 0 | 0 | 0 | 0 | 0 | 0 | 0 | 0 | 0 | 0 | 0 | 0 | 0 | 0 | 0 | 0 | 0 | 0 | 0 | 0 | 0 | 0 | 0 | 0 | 0 | 0 | 0 | 0 | 0 | 0 | 0 | 0 | 0 | 0 | 0 | 105 | 109 | TRUE
OR_Residential_LI - Single Family_Existing_Space Heating_Natural Gas_Furnace | Lost Opportunity | OR | Residential | LI - Single Family | Existing | Water Heating | ENERGY STAR Home Design | ORM58 | ENERGY STAR Home Design | 1 | 25 | 0 | 0 | 0 | 0 | 0 | 0 | 0 | 0 | 0 | 0 | 0 | 0 | 0 | 0 | 0 | 0 | 0 | 0 | 0 | 0 | 0 | 0 | 0 | 0 | 0 | 0 | 0 | 0 | 0 | 0 | 0 | 0 | 0 | 0 | 0 | 0 | 0 | 0 | 0 | 0 | 0 | 0 | 0 | 0 | 0 | 0 | 0 | 0 | 0 | 0 | 0 | 0 | 0 | 0 | 0 | 0 | 0 | 0 | 0 | 0 | 0 | 0 | 0 | 0 | 0 | 0 | 0 | 0 | 0 | 0 | 0 | 0 | 0 | 0 | 0 | 0 | 0 | 0 | 0 | 0 | 0 | 0 | 0 | 0 | 0 | 0 | 0 | 0 | 0 | 0 | 0 | 0 | 0 | 0 | 0 | 0 | 0 | 0 | 0 | 0 | 0 | 0 | 0 | 0 | 0 | 0 | 0 | 0 | 0 | 0 | 0 | 0 | 0 | 0 | 0 | 0 | 0 | 0 | 0 | 0 | 0 | 0 | 0 | 0 | 0 | 0 | 0 | 106 | 110 | TRUE
OR_Residential_LI - Single Family_Existing_Space Heating_Natural Gas_Furnace | Lost Opportunity | OR | Residential | LI - Single Family | Existing | Appliances | ENERGY STAR Home Design | ORM59 | ENERGY STAR Home Design | 1 | 25 | 0 | 0 | 0 | 0 | 0 | 0 | 0 | 0 | 0 | 0 | 0 | 0 | 0 | 0 | 0 | 0 | 0 | 0 | 0 | 0 | 0 | 0 | 0 | 0 | 0 | 0 | 0 | 0 | 0 | 0 | 0 | 0 | 0 | 0 | 0 | 0 | 0 | 0 | 0 | 0 | 0 | 0 | 0 | 0 | 0 | 0 | 0 | 0 | 0 | 0 | 0 | 0 | 0 | 0 | 0 | 0 | 0 | 0 | 0 | 0 | 0 | 0 | 0 | 0 | 0 | 0 | 0 | 0 | 0 | 0 | 0 | 0 | 0 | 0 | 0 | 0 | 0 | 0 | 0 | 0 | 0 | 0 | 0 | 0 | 0 | 0 | 0 | 0 | 0 | 0 | 0 | 0 | 0 | 0 | 0 | 0 | 0 | 0 | 0 | 0 | 0 | 0 | 0 | 0 | 0 | 0 | 0 | 0 | 0 | 0 | 0 | 0 | 0 | 0 | 0 | 0 | 0 | 0 | 0 | 0 | 0 | 0 | 0 | 0 | 0 | 0 | 0 | 107 | 111 | TRUE
OR_Residential_LI - Single Family_Existing_Space Heating_Natural Gas_Furnace | Lost Opportunity | OR | Residential | LI - Single Family | Existing | Space Heating | Advanced New Construction Design - Zero Net Energy | ORM60 | ZNE-Ready Home | 2.29 | 20 | 0 | 0 | 0 | 0 | 0 | 0 | 0 | 0 | 0 | 0 | 0 | 0 | 0 | 0 | 0 | 0 | 0 | 0 | 0 | 0 | 0 | 0 | 0 | 0 | 0 | 0 | 0 | 0 | 0 | 0 | 0 | 0 | 0 | 0 | 0 | 0 | 0 | 0 | 0 | 0 | 0 | 0 | 0 | 0 | 0 | 0 | 0 | 0 | 0 | 0 | 0 | 0 | 0 | 0 | 0 | 0 | 0 | 0 | 0 | 0 | 0 | 0 | 0 | 0 | 0 | 0 | 0 | 0 | 0 | 0 | 0 | 0 | 0 | 0 | 0 | 11.5832 | 11.6717 | 11.7622 | 11.8535 | 11.9448 | 12.0349 | 12.123 | 12.2083 | 12.29 | 12.3673 | 12.4403 | 12.5094 | 12.5741 | 12.6346 | 12.6913 | 12.7446 | 12.7945 | 12.8413 | 12.8854 | 12.9267 | 12.9657 | 13.0023 | 13.0368 | 13.0674 | 13.0951 | 0.69096 | 0.2142 | 0 | 0 | 0 | 0 | 0 | 0 | 0 | 0 | 0 | 0 | 0 | 0 | 0 | 0 | 0 | 0 | 0 | 0 | 0 | 0 | 0 | 0 | 0 | 0 | 0 | 108 | 112 | TRUE
OR_Residential_LI - Single Family_Existing_Space Heating_Natural Gas_Furnace | Lost Opportunity | OR | Residential | LI - Single Family | Existing | Water Heating | Advanced New Construction Design - Zero Net Energy | ORM61 | ZNE-Ready Home | 2.29 | 20 | 0 | 0 | 0 | 0 | 0 | 0 | 0 | 0 | 0 | 0 | 0 | 0 | 0 | 0 | 0 | 0 | 0 | 0 | 0 | 0 | 0 | 0 | 0 | 0 | 0 | 0 | 0 | 0 | 0 | 0 | 0 | 0 | 0 | 0 | 0 | 0 | 0 | 0 | 0 | 0 | 0 | 0 | 0 | 0 | 0 | 0 | 0 | 0 | 0 | 0 | 0 | 0 | 0 | 0 | 0 | 0 | 0 | 0 | 0 | 0 | 0 | 0 | 0 | 0 | 0 | 0 | 0 | 0 | 0 | 0 | 0 | 0 | 0 | 0 | 0 | 11.5832 | 11.6717 | 11.7622 | 11.8535 | 11.9448 | 12.0349 | 12.123 | 12.2083 | 12.29 | 12.3673 | 12.4403 | 12.5094 | 12.5741 | 12.6346 | 12.6913 | 12.7446 | 12.7945 | 12.8413 | 12.8854 | 12.9267 | 12.9657 | 13.0023 | 13.0368 | 13.0674 | 13.0951 | 0.69096 | 0.2142 | 0 | 0 | 0 | 0 | 0 | 0 | 0 | 0 | 0 | 0 | 0 | 0 | 0 | 0 | 0 | 0 | 0 | 0 | 0 | 0 | 0 | 0 | 0 | 0 | 0 | 109 | 113 | TRUE
OR_Residential_LI - Single Family_Existing_Space Heating_Natural Gas_Furnace | Lost Opportunity | OR | Residential | LI - Single Family | Existing | Appliances | Advanced New Construction Design - Zero Net Energy | ORM62 | ZNE-Ready Home | 2.29 | 20 | 0 | 0 | 0 | 0 | 0 | 0 | 0 | 0 | 0 | 0 | 0 | 0 | 0 | 0 | 0 | 0 | 0 | 0 | 0 | 0 | 0 | 0 | 0 | 0 | 0 | 0 | 0 | 0 | 0 | 0 | 0 | 0 | 0 | 0 | 0 | 0 | 0 | 0 | 0 | 0 | 0 | 0 | 0 | 0 | 0 | 0 | 0 | 0 | 0 | 0 | 0 | 0 | 0 | 0 | 0 | 0 | 0 | 0 | 0 | 0 | 0 | 0 | 0 | 0 | 0 | 0 | 0 | 0 | 0 | 0 | 0 | 0 | 0 | 0 | 0 | 11.5832 | 11.6717 | 11.7622 | 11.8535 | 11.9448 | 12.0349 | 12.123 | 12.2083 | 12.29 | 12.3673 | 12.4403 | 12.5094 | 12.5741 | 12.6346 | 12.6913 | 12.7446 | 12.7945 | 12.8413 | 12.8854 | 12.9267 | 12.9657 | 13.0023 | 13.0368 | 13.0674 | 13.0951 | 0.69096 | 0.2142 | 0 | 0 | 0 | 0 | 0 | 0 | 0 | 0 | 0 | 0 | 0 | 0 | 0 | 0 | 0 | 0 | 0 | 0 | 0 | 0 | 0 | 0 | 0 | 0 | 0 | 110 | 114 | TRUE
OR_Residential_LI - Single Family_Existing_Space Heating_Natural Gas_Furnace | Retrofit | OR | Residential | LI - Single Family | Existing | Space Heating | Behavioral Programs | ORM63 | Program Participation | 4.42 | 2 | 0 | 71.3225 | 143.3377 | 180.7389 | 250.6685 | 302.24 | 314.9176 | 205.5046 | 47.1903 | 0 | 0 | 0 | 0 | 0 | 0 | 0 | 0 | 0 | 0 | 0 | 0 | 0 | 0 | 0 | 0 | 0 | 19.5906 | 58.2287 | 106.2461 | 171.9242 | 249.8535 | 329.4901 | 379.2635 | 387.6106 | 383.9608 | 380.5414 | 377.3579 | 374.4166 | 371.6784 | 369.0993 | 366.6505 | 364.3136 | 362.0779 | 359.9358 | 357.8841 | 356.1107 | 354.5166 | 353.0707 | 351.8162 | 350.6724 | 0 | 19.5906 | 38.8817 | 48.5656 | 66.7051 | 79.6321 | 82.1407 | 53.0665 | 12.0662 | 0 | 0 | 0 | 0 | 0 | 0 | 0 | 0 | 0 | 0 | 0 | 0 | 0 | 0 | 0 | 0 | 4.6134 | 4.6486 | 4.6847 | 4.721 | 4.7574 | 4.7932 | 4.8284 | 4.8624 | 4.8949 | 4.9258 | 4.9549 | 4.9825 | 5.0084 | 5.0326 | 5.0553 | 5.0767 | 5.0967 | 5.1155 | 5.1331 | 5.1497 | 5.1654 | 5.1801 | 5.194 | 5.2063 | 5.2175 | 1.3336 | 0.41343 | 0 | 0.00012461 | 0.00025042 | 0.00031576 | 0.00043794 | 0.00052804 | 0.00055018 | 0.00035903 | 8.2445e-05 | 0 | 0 | 0 | 0 | 0 | 0 | 0 | 0 | 0 | 0 | 0 | 0 | 0 | 0 | 0 | 0 | 111 | 115 | TRUE
OR_Residential_LI - Single Family_Existing_Space Heating_Natural Gas_Furnace | Retrofit | OR | Residential | LI - Single Family | Existing | Water Heating | Behavioral Programs | ORM64 | Program Participation | 4.42 | 2 | 0 | 63.1418 | 126.7107 | 159.3516 | 220.5605 | 265.3301 | 275.6944 | 178.2853 | 38.326 | 0 | 0 | 0 | 0 | 0 | 0 | 0 | 0 | 0 | 0 | 0 | 0 | 0 | 0 | 0 | 0 | 0 | 6.1556 | 18.3119 | 33.3134 | 53.7449 | 77.8713 | 102.3717 | 117.3963 | 119.4433 | 118.0199 | 116.6039 | 115.1936 | 113.7922 | 112.4055 | 111.039 | 109.6981 | 108.3853 | 107.1053 | 105.8511 | 104.6204 | 103.4109 | 102.239 | 101.1058 | 100.0223 | 99.0041 | 0 | 6.1556 | 12.2217 | 15.2018 | 20.8051 | 24.7416 | 25.4083 | 16.2365 | 3.4487 | 0 | 0 | 0 | 0 | 0 | 0 | 0 | 0 | 0 | 0 | 0 | 0 | 0 | 0 | 0 | 0 | 4.6134 | 4.6486 | 4.6847 | 4.721 | 4.7574 | 4.7932 | 4.8284 | 4.8624 | 4.8949 | 4.9258 | 4.9549 | 4.9825 | 5.0084 | 5.0326 | 5.0553 | 5.0767 | 5.0967 | 5.1155 | 5.1331 | 5.1497 | 5.1654 | 5.1801 | 5.194 | 5.2063 | 5.2175 | 1.3336 | 0.41343 | 0 | 0.00011031 | 0.00022137 | 0.0002784 | 0.00038534 | 0.00046355 | 0.00048166 | 0.00031148 | 6.6958e-05 | 0 | 0 | 0 | 0 | 0 | 0 | 0 | 0 | 0 | 0 | 0 | 0 | 0 | 0 | 0 | 0 | 112 | 116 | TRUE
OR_Residential_LI - Single Family_Existing_Space Heating_Natural Gas_Furnace | Retrofit | OR | Residential | LI - Single Family | Existing | Appliances | Behavioral Programs | ORM65 | Program Participation | 4.42 | 2 | 0 | 79.7609 | 159.2665 | 198.5095 | 272.906 | 325.803 | 335.4181 | 210.2552 | 34.468 | 0 | 0 | 0 | 0 | 0 | 0 | 0 | 0 | 0 | 0 | 0 | 0 | 0 | 0 | 0 | 0 | 0 | 0.76478 | 2.2991 | 4.222 | 6.8776 | 10.0651 | 13.3687 | 15.4727 | 15.8682 | 15.9286 | 15.9906 | 16.0542 | 16.1191 | 16.1853 | 16.2526 | 16.3209 | 16.3904 | 16.4607 | 16.5318 | 16.6036 | 16.6762 | 16.7496 | 16.8237 | 16.8984 | 16.9738 | 0 | 0.76478 | 1.5319 | 1.9155 | 2.6419 | 3.1645 | 3.2691 | 2.0565 | 0.33838 | 0 | 0 | 0 | 0 | 0 | 0 | 0 | 0 | 0 | 0 | 0 | 0 | 0 | 0 | 0 | 0 | 4.6134 | 4.6486 | 4.6847 | 4.721 | 4.7574 | 4.7932 | 4.8284 | 4.8624 | 4.8949 | 4.9258 | 4.9549 | 4.9825 | 5.0084 | 5.0326 | 5.0553 | 5.0767 | 5.0967 | 5.1155 | 5.1331 | 5.1497 | 5.1654 | 5.1801 | 5.194 | 5.2063 | 5.2175 | 1.3336 | 0.41343 | 0 | 0.00013935 | 0.00027825 | 0.00034681 | 0.00047679 | 0.0005692 | 0.000586 | 0.00036733 | 6.0218e-05 | 0 | 0 | 0 | 0 | 0 | 0 | 0 | 0 | 0 | 0 | 0 | 0 | 0 | 0 | 0 | 0 | 113 | 117 | TRUE
OR_Residential_LI - Single Family_Existing_Space Heating_Natural Gas_Furnace | Retrofit | OR | Residential | LI - Single Family | Existing | Miscellaneous | Behavioral Programs | ORM66 | Program Participation | 4.42 | 2 | 0 | 79.7609 | 159.2665 | 198.5095 | 272.906 | 325.803 | 335.4181 | 210.2552 | 34.468 | 0 | 0 | 0 | 0 | 0 | 0 | 0 | 0 | 0 | 0 | 0 | 0 | 0 | 0 | 0 | 0 | 0 | 0.093113 | 0.27904 | 0.51078 | 0.82937 | 1.2097 | 1.6013 | 1.8467 | 1.887 | 1.887 | 1.887 | 1.887 | 1.887 | 1.887 | 1.887 | 1.887 | 1.887 | 1.887 | 1.887 | 1.887 | 1.887 | 1.887 | 1.887 | 1.887 | 1.887 | 0 | 0.093113 | 0.18593 | 0.23174 | 0.31859 | 0.38034 | 0.39157 | 0.24545 | 0.040238 | 0 | 0 | 0 | 0 | 0 | 0 | 0 | 0 | 0 | 0 | 0 | 0 | 0 | 0 | 0 | 0 | 4.6134 | 4.6486 | 4.6847 | 4.721 | 4.7574 | 4.7932 | 4.8284 | 4.8624 | 4.8949 | 4.9258 | 4.9549 | 4.9825 | 5.0084 | 5.0326 | 5.0553 | 5.0767 | 5.0967 | 5.1155 | 5.1331 | 5.1497 | 5.1654 | 5.1801 | 5.194 | 5.2063 | 5.2175 | 1.3336 | 0.41343 | 0 | 0.00013935 | 0.00027825 | 0.00034681 | 0.00047679 | 0.0005692 | 0.000586 | 0.00036733 | 6.0218e-05 | 0 | 0 | 0 | 0 | 0 | 0 | 0 | 0 | 0 | 0 | 0 | 0 | 0 | 0 | 0 | 0 | 114 | 118 | TRUE
OR_Residential_LI - Single Family_Existing_Space Heating_Natural Gas_Furnace | Retrofit | OR | Residential | LI - Single Family | New | Space Heating | Insulation - Ceiling Installation | ORM67 | R-49 | 1.42 | 45 | 0 | 0 | 0 | 0 | 0 | 0 | 0 | 0 | 0 | 0 | 0 | 0 | 0 | 0 | 0 | 0 | 0 | 0 | 0 | 0 | 0 | 0 | 0 | 0 | 0 | 0 | 0 | 0 | 0 | 0 | 0 | 0 | 0 | 0 | 0 | 0 | 0 | 0 | 0 | 0 | 0 | 0 | 0 | 0 | 0 | 0 | 0 | 0 | 0 | 0 | 0 | 0 | 0 | 0 | 0 | 0 | 0 | 0 | 0 | 0 | 0 | 0 | 0 | 0 | 0 | 0 | 0 | 0 | 0 | 0 | 0 | 0 | 0 | 0 | 0 | 10.0905 | 7.6122 | 6.7381 | 6.3085 | 6.0527 | 5.8803 | 5.7564 | 5.6631 | 5.5903 | 5.5319 | 5.4713 | 5.4132 | 5.3656 | 5.3261 | 5.2929 | 5.2647 | 5.2407 | 5.22 | 5.2021 | 5.1866 | 5.173 | 5.1611 | 5.1506 | 5.1416 | 5.1338 | 1.42 | 0.4402 | 0 | 0 | 0 | 0 | 0 | 0 | 0 | 0 | 0 | 0 | 0 | 0 | 0 | 0 | 0 | 0 | 0 | 0 | 0 | 0 | 0 | 0 | 0 | 0 | 0 | 115 | 119 | TRUE
OR_Residential_LI - Single Family_Existing_Space Heating_Natural Gas_Furnace | Retrofit | OR | Residential | LI - Single Family | New | Space Heating | Insulation - Ceiling Upgrade | ORM68 | R-49 | 1.13 | 45 | 0 | 0 | 0 | 0 | 0 | 0 | 0 | 0 | 0 | 0 | 0 | 0 | 0 | 0 | 0 | 0 | 0 | 0 | 0 | 0 | 0 | 0 | 0 | 0 | 0 | 0 | 0 | 0 | 0 | 0 | 0 | 0 | 0 | 0 | 0 | 0 | 0 | 0 | 0 | 0 | 0 | 0 | 0 | 0 | 0 | 0 | 0 | 0 | 0 | 0 | 0 | 0 | 0 | 0 | 0 | 0 | 0 | 0 | 0 | 0 | 0 | 0 | 0 | 0 | 0 | 0 | 0 | 0 | 0 | 0 | 0 | 0 | 0 | 0 | 0 | 7.066 | 5.3305 | 4.7184 | 4.4176 | 4.2385 | 4.1178 | 4.031 | 3.9657 | 3.9147 | 3.8738 | 3.8314 | 3.7907 | 3.7574 | 3.7297 | 3.7064 | 3.6867 | 3.6698 | 3.6554 | 3.6428 | 3.632 | 3.6225 | 3.6141 | 3.6068 | 3.6005 | 3.595 | 0.21005 | 0.065116 | 0 | 0 | 0 | 0 | 0 | 0 | 0 | 0 | 0 | 0 | 0 | 0 | 0 | 0 | 0 | 0 | 0 | 0 | 0 | 0 | 0 | 0 | 0 | 0 | 0 | 116 | 120 | TRUE
OR_Residential_LI - Single Family_Existing_Space Heating_Natural Gas_Furnace | Retrofit | OR | Residential | LI - Single Family | New | Space Heating | Insulation - Radiant Barrier | ORM69 | Installed | 0.07 | 15 | 0 | 0 | 0 | 0 | 0 | 0 | 0 | 0 | 0 | 0 | 0 | 0 | 0 | 0 | 0 | 0 | 0 | 0 | 0 | 0 | 0 | 0 | 0 | 0 | 0 | 0 | 0 | 0 | 0 | 0 | 0 | 0 | 0 | 0 | 0 | 0 | 0 | 0 | 0 | 0 | 0 | 0 | 0 | 0 | 0 | 0 | 0 | 0 | 0 | 0 | 0 | 0 | 0 | 0 | 0 | 0 | 0 | 0 | 0 | 0 | 0 | 0 | 0 | 0 | 0 | 0 | 0 | 0 | 0 | 0 | 0 | 0 | 0 | 0 | 0 | 30.72 | 23.1747 | 20.5137 | 19.2057 | 18.4269 | 17.9023 | 17.5251 | 17.2409 | 17.0193 | 16.8416 | 16.657 | 16.4803 | 16.3353 | 16.2149 | 16.1137 | 16.028 | 15.9548 | 15.8919 | 15.8375 | 15.7901 | 15.7488 | 15.7125 | 15.6806 | 15.6531 | 15.6295 | 0.013012 | 0.0040337 | 0 | 0 | 0 | 0 | 0 | 0 | 0 | 0 | 0 | 0 | 0 | 0 | 0 | 0 | 0 | 0 | 0 | 0 | 0 | 0 | 0 | 0 | 0 | 0 | 0 | 117 | 121 | TRUE
OR_Residential_LI - Single Family_Existing_Space Heating_Natural Gas_Furnace | Retrofit | OR | Residential | LI - Single Family | New | Space Heating | Insulation - Wall Cavity Installation | ORM70 | R-11 | 1.41 | 45 | 0 | 0 | 0 | 0 | 0 | 0 | 0 | 0 | 0 | 0 | 0 | 0 | 0 | 0 | 0 | 0 | 0 | 0 | 0 | 0 | 0 | 0 | 0 | 0 | 0 | 0 | 0 | 0 | 0 | 0 | 0 | 0 | 0 | 0 | 0 | 0 | 0 | 0 | 0 | 0 | 0 | 0 | 0 | 0 | 0 | 0 | 0 | 0 | 0 | 0 | 0 | 0 | 0 | 0 | 0 | 0 | 0 | 0 | 0 | 0 | 0 | 0 | 0 | 0 | 0 | 0 | 0 | 0 | 0 | 0 | 0 | 0 | 0 | 0 | 0 | 14.398 | 10.8617 | 9.6145 | 9.0015 | 8.6364 | 8.3906 | 8.2138 | 8.0806 | 7.9767 | 7.8934 | 7.8069 | 7.7241 | 7.6561 | 7.5997 | 7.5523 | 7.5121 | 7.4778 | 7.4483 | 7.4228 | 7.4006 | 7.3812 | 7.3642 | 7.3493 | 7.3364 | 7.3253 | 1.41 | 0.4371 | 0 | 0 | 0 | 0 | 0 | 0 | 0 | 0 | 0 | 0 | 0 | 0 | 0 | 0 | 0 | 0 | 0 | 0 | 0 | 0 | 0 | 0 | 0 | 0 | 0 | 118 | 122 | TRUE
OR_Residential_LI - Single Family_Existing_Space Heating_Natural Gas_Furnace | Retrofit | OR | Residential | LI - Single Family | New | Space Heating | Insulation - Wall Cavity Upgrade | ORM71 | R-11 | 1.79 | 45 | 0 | 0 | 0 | 0 | 0 | 0 | 0 | 0 | 0 | 0 | 0 | 0 | 0 | 0 | 0 | 0 | 0 | 0 | 0 | 0 | 0 | 0 | 0 | 0 | 0 | 0 | 0 | 0 | 0 | 0 | 0 | 0 | 0 | 0 | 0 | 0 | 0 | 0 | 0 | 0 | 0 | 0 | 0 | 0 | 0 | 0 | 0 | 0 | 0 | 0 | 0 | 0 | 0 | 0 | 0 | 0 | 0 | 0 | 0 | 0 | 0 | 0 | 0 | 0 | 0 | 0 | 0 | 0 | 0 | 0 | 0 | 0 | 0 | 0 | 0 | 19.6741 | 14.8419 | 13.1377 | 12.3 | 11.8012 | 11.4652 | 11.2237 | 11.0417 | 10.8997 | 10.786 | 10.6677 | 10.5545 | 10.4617 | 10.3846 | 10.3198 | 10.2649 | 10.218 | 10.1777 | 10.1429 | 10.1126 | 10.0861 | 10.0628 | 10.0424 | 10.0248 | 10.0097 | 0.5126 | 0.15891 | 0 | 0 | 0 | 0 | 0 | 0 | 0 | 0 | 0 | 0 | 0 | 0 | 0 | 0 | 0 | 0 | 0 | 0 | 0 | 0 | 0 | 0 | 0 | 0 | 0 | 119 | 123 | TRUE
OR_Residential_LI - Single Family_Existing_Space Heating_Natural Gas_Furnace | Retrofit | OR | Residential | LI - Single Family | New | Space Heating | Insulation - Wall Sheathing | ORM72 | Install R-5 Rigid | 1.02 | 20 | 0 | 0 | 0 | 0 | 0 | 0 | 0 | 0 | 0 | 0 | 0 | 0 | 0 | 0 | 0 | 0 | 0 | 0 | 0 | 0 | 0 | 0 | 0 | 0 | 0 | 0 | 0 | 0 | 0 | 0 | 0 | 0 | 0 | 0 | 0 | 0 | 0 | 0 | 0 | 0 | 0 | 0 | 0 | 0 | 0 | 0 | 0 | 0 | 0 | 0 | 0 | 0 | 0 | 0 | 0 | 0 | 0 | 0 | 0 | 0 | 0 | 0 | 0 | 0 | 0 | 0 | 0 | 0 | 0 | 0 | 0 | 0 | 0 | 0 | 0 | 22.6472 | 17.0847 | 15.123 | 14.1587 | 13.5846 | 13.1978 | 12.9197 | 12.7102 | 12.5468 | 12.4159 | 12.2798 | 12.1495 | 12.0426 | 11.9538 | 11.8793 | 11.8161 | 11.7621 | 11.7157 | 11.6756 | 11.6407 | 11.6102 | 11.5835 | 11.56 | 11.5397 | 11.5223 | 0.2921 | 0.09055 | 0 | 0 | 0 | 0 | 0 | 0 | 0 | 0 | 0 | 0 | 0 | 0 | 0 | 0 | 0 | 0 | 0 | 0 | 0 | 0 | 0 | 0 | 0 | 0 | 0 | 120 | 124 | TRUE
OR_Residential_LI - Single Family_Existing_Space Heating_Natural Gas_Furnace | Retrofit | OR | Residential | LI - Single Family | New | Space Heating | Insulation - External Wall Sheathing - Insulated Vinyl Siding | ORM73 | Insulated Vinyl Siding, between R-2 and R-2.7 | 1.91 | 25 | 0 | 0 | 0 | 0 | 0 | 0 | 0 | 0 | 0 | 0 | 0 | 0 | 0 | 0 | 0 | 0 | 0 | 0 | 0 | 0 | 0 | 0 | 0 | 0 | 0 | 0 | 0 | 0 | 0 | 0 | 0 | 0 | 0 | 0 | 0 | 0 | 0 | 0 | 0 | 0 | 0 | 0 | 0 | 0 | 0 | 0 | 0 | 0 | 0 | 0 | 0 | 0 | 0 | 0 | 0 | 0 | 0 | 0 | 0 | 0 | 0 | 0 | 0 | 0 | 0 | 0 | 0 | 0 | 0 | 0 | 0 | 0 | 0 | 0 | 0 | 65.7696 | 49.6157 | 43.9186 | 41.1183 | 39.4509 | 38.3277 | 37.5201 | 36.9117 | 36.4372 | 36.0569 | 35.6617 | 35.2832 | 34.9729 | 34.715 | 34.4985 | 34.315 | 34.1583 | 34.0236 | 33.9071 | 33.8057 | 33.7172 | 33.6396 | 33.5712 | 33.5124 | 33.4618 | 0.54697 | 0.16956 | 0 | 0 | 0 | 0 | 0 | 0 | 0 | 0 | 0 | 0 | 0 | 0 | 0 | 0 | 0 | 0 | 0 | 0 | 0 | 0 | 0 | 0 | 0 | 0 | 0 | 121 | 125 | TRUE
OR_Residential_LI - Single Family_Existing_Space Heating_Natural Gas_Furnace | Retrofit | OR | Residential | LI - Single Family | New | Space Heating | Insulation - Floor Installation | ORM74 | R-30 | 1.16 | 45 | 0 | 0 | 0 | 0 | 0 | 0 | 0 | 0 | 0 | 0 | 0 | 0 | 0 | 0 | 0 | 0 | 0 | 0 | 0 | 0 | 0 | 0 | 0 | 0 | 0 | 0 | 0 | 0 | 0 | 0 | 0 | 0 | 0 | 0 | 0 | 0 | 0 | 0 | 0 | 0 | 0 | 0 | 0 | 0 | 0 | 0 | 0 | 0 | 0 | 0 | 0 | 0 | 0 | 0 | 0 | 0 | 0 | 0 | 0 | 0 | 0 | 0 | 0 | 0 | 0 | 0 | 0 | 0 | 0 | 0 | 0 | 0 | 0 | 0 | 0 | 23.5511 | 17.7666 | 15.7266 | 14.7238 | 14.1267 | 13.7246 | 13.4354 | 13.2175 | 13.0476 | 12.9114 | 12.7699 | 12.6344 | 12.5232 | 12.4309 | 12.3534 | 12.2877 | 12.2316 | 12.1833 | 12.1416 | 12.1053 | 12.0736 | 12.0458 | 12.0213 | 12.0003 | 11.9821 | 1.16 | 0.3596 | 0 | 0 | 0 | 0 | 0 | 0 | 0 | 0 | 0 | 0 | 0 | 0 | 0 | 0 | 0 | 0 | 0 | 0 | 0 | 0 | 0 | 0 | 0 | 0 | 0 | 122 | 126 | TRUE
OR_Residential_LI - Single Family_Existing_Space Heating_Natural Gas_Furnace | Retrofit | OR | Residential | LI - Single Family | New | Space Heating | Insulation - Floor Upgrade | ORM75 | R-30 | 1.16 | 45 | 0 | 0 | 0 | 0 | 0 | 0 | 0 | 0 | 0 | 0 | 0 | 0 | 0 | 0 | 0 | 0 | 0 | 0 | 0 | 0 | 0 | 0 | 0 | 0 | 0 | 0 | 0 | 0 | 0 | 0 | 0 | 0 | 0 | 0 | 0 | 0 | 0 | 0 | 0 | 0 | 0 | 0 | 0 | 0 | 0 | 0 | 0 | 0 | 0 | 0 | 0 | 0 | 0 | 0 | 0 | 0 | 0 | 0 | 0 | 0 | 0 | 0 | 0 | 0 | 0 | 0 | 0 | 0 | 0 | 0 | 0 | 0 | 0 | 0 | 0 | 22.3415 | 16.8542 | 14.9189 | 13.9676 | 13.4012 | 13.0197 | 12.7453 | 12.5387 | 12.3775 | 12.2483 | 12.114 | 11.9855 | 11.8801 | 11.7925 | 11.7189 | 11.6566 | 11.6034 | 11.5576 | 11.518 | 11.4836 | 11.4535 | 11.4271 | 11.4039 | 11.384 | 11.3668 | 0.24732 | 0.076669 | 0 | 0 | 0 | 0 | 0 | 0 | 0 | 0 | 0 | 0 | 0 | 0 | 0 | 0 | 0 | 0 | 0 | 0 | 0 | 0 | 0 | 0 | 0 | 0 | 0 | 123 | 127 | TRUE
OR_Residential_LI - Single Family_Existing_Space Heating_Natural Gas_Furnace | Retrofit | OR | Residential | LI - Single Family | New | Space Heating | Insulation - Basement Sidewall | ORM76 | R-11 | 2.04 | 20 | 0 | 0 | 0 | 0 | 0 | 0 | 0 | 0 | 0 | 0 | 0 | 0 | 0 | 0 | 0 | 0 | 0 | 0 | 0 | 0 | 0 | 0 | 0 | 0 | 0 | 0 | 0 | 0 | 0 | 0 | 0 | 0 | 0 | 0 | 0 | 0 | 0 | 0 | 0 | 0 | 0 | 0 | 0 | 0 | 0 | 0 | 0 | 0 | 0 | 0 | 0 | 0 | 0 | 0 | 0 | 0 | 0 | 0 | 0 | 0 | 0 | 0 | 0 | 0 | 0 | 0 | 0 | 0 | 0 | 0 | 0 | 0 | 0 | 0 | 0 | 62.8697 | 47.4281 | 41.9822 | 39.3053 | 37.7114 | 36.6378 | 35.8658 | 35.2843 | 34.8306 | 34.4671 | 34.0893 | 33.7276 | 33.4309 | 33.1844 | 32.9774 | 32.8021 | 32.6523 | 32.5235 | 32.4121 | 32.3152 | 32.2306 | 32.1564 | 32.091 | 32.0348 | 31.9864 | 0.58419 | 0.1811 | 0 | 0 | 0 | 0 | 0 | 0 | 0 | 0 | 0 | 0 | 0 | 0 | 0 | 0 | 0 | 0 | 0 | 0 | 0 | 0 | 0 | 0 | 0 | 0 | 0 | 124 | 128 | TRUE
OR_Residential_LI - Single Family_Existing_Space Heating_Natural Gas_Furnace | Retrofit | OR | Residential | LI - Single Family | New | Space Heating | Insulation - Foundation | ORM77 | R-15 | 1.03 | 70 | 0 | 0 | 0 | 0 | 0 | 0 | 0 | 0 | 0 | 0 | 0 | 0 | 0 | 0 | 0 | 0 | 0 | 0 | 0 | 0 | 0 | 0 | 0 | 0 | 0 | 0 | 0 | 0 | 0 | 0 | 0 | 0 | 0 | 0 | 0 | 0 | 0 | 0 | 0 | 0 | 0 | 0 | 0 | 0 | 0 | 0 | 0 | 0 | 0 | 0 | 0 | 0 | 0 | 0 | 0 | 0 | 0 | 0 | 0 | 0 | 0 | 0 | 0 | 0 | 0 | 0 | 0 | 0 | 0 | 0 | 0 | 0 | 0 | 0 | 0 | 3.2896 | 2.4816 | 2.1967 | 2.0566 | 1.9732 | 1.917 | 1.8766 | 1.8462 | 1.8225 | 1.8035 | 1.7837 | 1.7648 | 1.7492 | 1.7363 | 1.7255 | 1.7163 | 1.7085 | 1.7018 | 1.6959 | 1.6909 | 1.6864 | 1.6825 | 1.6791 | 1.6762 | 1.6737 | 0.2196 | 0.068076 | 0 | 0 | 0 | 0 | 0 | 0 | 0 | 0 | 0 | 0 | 0 | 0 | 0 | 0 | 0 | 0 | 0 | 0 | 0 | 0 | 0 | 0 | 0 | 0 | 0 | 125 | 129 | TRUE
OR_Residential_LI - Single Family_Existing_Space Heating_Natural Gas_Furnace | Retrofit | OR | Residential | LI - Single Family | New | Space Heating | Insulation - Ducting | ORM78 | R-8 | 2.54 | 45 | 0 | 0 | 0 | 0 | 0 | 0 | 0 | 0 | 0 | 0 | 0 | 0 | 0 | 0 | 0 | 0 | 0 | 0 | 0 | 0 | 0 | 0 | 0 | 0 | 0 | 0 | 0 | 0 | 0 | 0 | 0 | 0 | 0 | 0 | 0 | 0 | 0 | 0 | 0 | 0 | 0 | 0 | 0 | 0 | 0 | 0 | 0 | 0 | 0 | 0 | 0 | 0 | 0 | 0 | 0 | 0 | 0 | 0 | 0 | 0 | 0 | 0 | 0 | 0 | 0 | 0 | 0 | 0 | 0 | 0 | 0 | 0 | 0 | 0 | 0 | 0 | 0 | 0 | 0 | 0 | 0 | 0 | 0 | 0 | 0 | 0 | 0 | 0 | 0 | 0 | 0 | 0 | 0 | 0 | 0 | 0 | 0 | 0 | 0 | 0 | 2.54 | 0.7874 | 0 | 0 | 0 | 0 | 0 | 0 | 0 | 0 | 0 | 0 | 0 | 0 | 0 | 0 | 0 | 0 | 0 | 0 | 0 | 0 | 0 | 0 | 0 | 0 | 0 | 126 | 130 | TRUE
OR_Residential_LI - Single Family_Existing_Space Heating_Natural Gas_Furnace | Retrofit | OR | Residential | LI - Single Family | New | Space Heating | Ducting - Repair and Sealing | ORM79 | Sealed | 808.51 | 20 | 0 | 0 | 0 | 0 | 0 | 0 | 0 | 0 | 0 | 0 | 0 | 0 | 0 | 0 | 0 | 0 | 0 | 0 | 0 | 0 | 0 | 0 | 0 | 0 | 0 | 0 | 0 | 0 | 0 | 0 | 0 | 0 | 0 | 0 | 0 | 0 | 0 | 0 | 0 | 0 | 0 | 0 | 0 | 0 | 0 | 0 | 0 | 0 | 0 | 0 | 0 | 0 | 0 | 0 | 0 | 0 | 0 | 0 | 0 | 0 | 0 | 0 | 0 | 0 | 0 | 0 | 0 | 0 | 0 | 0 | 0 | 0 | 0 | 0 | 0 | 0 | 0 | 0 | 0 | 0 | 0 | 0 | 0 | 0 | 0 | 0 | 0 | 0 | 0 | 0 | 0 | 0 | 0 | 0 | 0 | 0 | 0 | 0 | 0 | 0 | 760.7526 | 235.8333 | 0 | 0 | 0 | 0 | 0 | 0 | 0 | 0 | 0 | 0 | 0 | 0 | 0 | 0 | 0 | 0 | 0 | 0 | 0 | 0 | 0 | 0 | 0 | 0 | 0 | 127 | 131 | TRUE
OR_Residential_LI - Single Family_Existing_Space Heating_Natural Gas_Furnace | Retrofit | OR | Residential | LI - Single Family | New | Space Heating | Ducting - Repair and Sealing - Aerosol | ORM80 | G.17 Aerosol Duct Sealing | 0.59 | 10 | 0 | 0 | 0 | 0 | 0 | 0 | 0 | 0 | 0 | 0 | 0 | 0 | 0 | 0 | 0 | 0 | 0 | 0 | 0 | 0 | 0 | 0 | 0 | 0 | 0 | 0 | 0 | 0 | 0 | 0 | 0 | 0 | 0 | 0 | 0 | 0 | 0 | 0 | 0 | 0 | 0 | 0 | 0 | 0 | 0 | 0 | 0 | 0 | 0 | 0 | 0 | 0 | 0 | 0 | 0 | 0 | 0 | 0 | 0 | 0 | 0 | 0 | 0 | 0 | 0 | 0 | 0 | 0 | 0 | 0 | 0 | 0 | 0 | 0 | 0 | 0 | 0 | 0 | 0 | 0 | 0 | 0 | 0 | 0 | 0 | 0 | 0 | 0 | 0 | 0 | 0 | 0 | 0 | 0 | 0 | 0 | 0 | 0 | 0 | 0 | 0.53167 | 0.16482 | 0 | 0 | 0 | 0 | 0 | 0 | 0 | 0 | 0 | 0 | 0 | 0 | 0 | 0 | 0 | 0 | 0 | 0 | 0 | 0 | 0 | 0 | 0 | 0 | 0 | 128 | 132 | TRUE
OR_Residential_LI - Single Family_Existing_Space Heating_Natural Gas_Furnace | Retrofit | OR | Residential | LI - Single Family | New | Space Heating | Building Shell - Air Sealing (Infiltration Control) | ORM81 | 0.1 ACH Reduction | 0.73 | 15 | 0 | 0 | 0 | 0 | 0 | 0 | 0 | 0 | 0 | 0 | 0 | 0 | 0 | 0 | 0 | 0 | 0 | 0 | 0 | 0 | 0 | 0 | 0 | 0 | 0 | 0 | 0 | 0 | 0 | 0 | 0 | 0 | 0 | 0 | 0 | 0 | 0 | 0 | 0 | 0 | 0 | 0 | 0 | 0 | 0 | 0 | 0 | 0 | 0 | 0 | 0 | 0 | 0 | 0 | 0 | 0 | 0 | 0 | 0 | 0 | 0 | 0 | 0 | 0 | 0 | 0 | 0 | 0 | 0 | 0 | 0 | 0 | 0 | 0 | 0 | 65.9409 | 49.745 | 44.033 | 41.2254 | 39.5536 | 38.4276 | 37.6179 | 37.0079 | 36.5321 | 36.1508 | 35.7546 | 35.3752 | 35.064 | 34.8055 | 34.5884 | 34.4044 | 34.2473 | 34.1123 | 33.9954 | 33.8938 | 33.805 | 33.7272 | 33.6587 | 33.5997 | 33.5489 | 0.49205 | 0.15254 | 0 | 0 | 0 | 0 | 0 | 0 | 0 | 0 | 0 | 0 | 0 | 0 | 0 | 0 | 0 | 0 | 0 | 0 | 0 | 0 | 0 | 0 | 0 | 0 | 0 | 129 | 133 | TRUE
OR_Residential_LI - Single Family_Existing_Space Heating_Natural Gas_Furnace | Retrofit | OR | Residential | LI - Single Family | New | Space Heating | Building Shell - Liquid-Applied Weather-Resistive Barrier | ORM82 | Liquid-Applied Weather-Resistant Barrier | 0.72 | 15 | 0 | 0 | 0 | 0 | 0 | 0 | 0 | 0 | 0 | 0 | 0 | 0 | 0 | 0 | 0 | 0 | 0 | 0 | 0 | 0 | 0 | 0 | 0 | 0 | 0 | 0 | 0 | 0 | 0 | 0 | 0 | 0 | 0 | 0 | 0 | 0 | 0 | 0 | 0 | 0 | 0 | 0 | 0 | 0 | 0 | 0 | 0 | 0 | 0 | 0 | 0 | 0 | 0 | 0 | 0 | 0 | 0 | 0 | 0 | 0 | 0 | 0 | 0 | 0 | 0 | 0 | 0 | 0 | 0 | 0 | 0 | 0 | 0 | 0 | 0 | 12.8871 | 9.7219 | 8.6056 | 8.0569 | 7.7302 | 7.5101 | 7.3518 | 7.2326 | 7.1396 | 7.0651 | 6.9877 | 6.9135 | 6.8527 | 6.8022 | 6.7598 | 6.7238 | 6.6931 | 6.6667 | 6.6439 | 6.624 | 6.6067 | 6.5915 | 6.5781 | 6.5666 | 6.5566 | 0.21725 | 0.067346 | 0 | 0 | 0 | 0 | 0 | 0 | 0 | 0 | 0 | 0 | 0 | 0 | 0 | 0 | 0 | 0 | 0 | 0 | 0 | 0 | 0 | 0 | 0 | 0 | 0 | 130 | 134 | TRUE
OR_Residential_LI - Single Family_Existing_Space Heating_Natural Gas_Furnace | Retrofit | OR | Residential | LI - Single Family | New | Space Heating | Building Shell - Whole-Home Aerosol Sealing | ORM83 | Building Sealed | 386 | 20 | 0 | 0 | 0 | 0 | 0 | 0 | 0 | 0 | 0 | 0 | 0 | 0 | 0 | 0 | 0 | 0 | 0 | 0 | 0 | 0 | 0 | 0 | 0 | 0 | 0 | 0 | 0 | 0 | 0 | 0 | 0 | 0 | 0 | 0 | 0 | 0 | 0 | 0 | 0 | 0 | 0 | 0 | 0 | 0 | 0 | 0 | 0 | 0 | 0 | 0 | 0 | 0 | 0 | 0 | 0 | 0 | 0 | 0 | 0 | 0 | 0 | 0 | 0 | 0 | 0 | 0 | 0 | 0 | 0 | 0 | 0 | 0 | 0 | 0 | 0 | 5.4687 | 4.1255 | 3.6518 | 3.419 | 3.2803 | 3.187 | 3.1198 | 3.0692 | 3.0298 | 2.9981 | 2.9653 | 2.9338 | 2.908 | 2.8866 | 2.8686 | 2.8533 | 2.8403 | 2.8291 | 2.8194 | 2.8109 | 2.8036 | 2.7971 | 2.7914 | 2.7866 | 2.7823 | 116.4676 | 36.105 | 0 | 0 | 0 | 0 | 0 | 0 | 0 | 0 | 0 | 0 | 0 | 0 | 0 | 0 | 0 | 0 | 0 | 0 | 0 | 0 | 0 | 0 | 0 | 0 | 0 | 131 | 135 | TRUE
OR_Residential_LI - Single Family_Existing_Space Heating_Natural Gas_Furnace | Retrofit | OR | Residential | LI - Single Family | New | Space Heating | Windows - High Efficiency (Class 30) | ORM84 | Class 30 | 25.9 | 45 | 0 | 0 | 0 | 0 | 0 | 0 | 0 | 0 | 0 | 0 | 0 | 0 | 0 | 0 | 0 | 0 | 0 | 0 | 0 | 0 | 0 | 0 | 0 | 0 | 0 | 0 | 0 | 0 | 0 | 0 | 0 | 0 | 0 | 0 | 0 | 0 | 0 | 0 | 0 | 0 | 0 | 0 | 0 | 0 | 0 | 0 | 0 | 0 | 0 | 0 | 0 | 0 | 0 | 0 | 0 | 0 | 0 | 0 | 0 | 0 | 0 | 0 | 0 | 0 | 0 | 0 | 0 | 0 | 0 | 0 | 0 | 0 | 0 | 0 | 0 | 67.2098 | 50.7022 | 44.8803 | 42.0187 | 40.3148 | 39.167 | 38.3417 | 37.7201 | 37.2351 | 36.8465 | 36.4426 | 36.0559 | 35.7387 | 35.4752 | 35.254 | 35.0665 | 34.9064 | 34.7687 | 34.6496 | 34.546 | 34.4556 | 34.3762 | 34.3064 | 34.2463 | 34.1945 | 27.5128 | 8.529 | 0 | 0 | 0 | 0 | 0 | 0 | 0 | 0 | 0 | 0 | 0 | 0 | 0 | 0 | 0 | 0 | 0 | 0 | 0 | 0 | 0 | 0 | 0 | 0 | 0 | 132 | 136 | TRUE
OR_Residential_LI - Single Family_Existing_Space Heating_Natural Gas_Furnace | Retrofit | OR | Residential | LI - Single Family | New | Space Heating | Windows - High Efficiency (Class 22) | ORM85 | Class 22 | 30.09 | 45 | 0 | 0 | 0 | 0 | 0 | 0 | 0 | 0 | 0 | 0 | 0 | 0 | 0 | 0 | 0 | 0 | 0 | 0 | 0 | 0 | 0 | 0 | 0 | 0 | 0 | 0 | 0 | 0 | 0 | 0 | 0 | 0 | 0 | 0 | 0 | 0 | 0 | 0 | 0 | 0 | 0 | 0 | 0 | 0 | 0 | 0 | 0 | 0 | 0 | 0 | 0 | 0 | 0 | 0 | 0 | 0 | 0 | 0 | 0 | 0 | 0 | 0 | 0 | 0 | 0 | 0 | 0 | 0 | 0 | 0 | 0 | 0 | 0 | 0 | 0 | 57.34 | 43.2566 | 38.2896 | 35.8482 | 34.3945 | 33.4153 | 32.7112 | 32.1808 | 31.7671 | 31.4355 | 31.091 | 30.761 | 30.4904 | 30.2657 | 30.0769 | 29.9169 | 29.7803 | 29.6629 | 29.5613 | 29.4729 | 29.3957 | 29.328 | 29.2684 | 29.2172 | 29.173 | 27.5187 | 8.5308 | 0 | 0 | 0 | 0 | 0 | 0 | 0 | 0 | 0 | 0 | 0 | 0 | 0 | 0 | 0 | 0 | 0 | 0 | 0 | 0 | 0 | 0 | 0 | 0 | 0 | 133 | 137 | TRUE
OR_Residential_LI - Single Family_Existing_Space Heating_Natural Gas_Furnace | Retrofit | OR | Residential | LI - Single Family | New | Space Heating | Windows - Low-e Storm Addition | ORM86 | Low-e Storm Window | 11.25 | 20 | 0 | 0 | 0 | 0 | 0 | 0 | 0 | 0 | 0 | 0 | 0 | 0 | 0 | 0 | 763.8076 | 298.1992 | 99.6675 | 23.1749 | 4.053 | 0.51637 | 0 | 0 | 0 | 0 | 0 | 0 | 0 | 0 | 0 | 0 | 0 | 0 | 0 | 0 | 0 | 0 | 0 | 0 | 0 | 47.1526 | 65.7329 | 72.032 | 73.5526 | 73.8461 | 73.8846 | 73.8822 | 73.8728 | 73.8578 | 73.8339 | 73.8031 | 0 | 0 | 0 | 0 | 0 | 0 | 0 | 0 | 0 | 0 | 0 | 0 | 0 | 0 | 47.1526 | 18.457 | 6.1801 | 1.4386 | 0.25174 | 0.032076 | 0 | 0 | 0 | 0 | 0 | 8.7064 | 6.568 | 5.8138 | 5.4431 | 5.2224 | 5.0737 | 4.9668 | 4.8863 | 4.8235 | 4.7731 | 4.7208 | 4.6707 | 4.6296 | 4.5955 | 4.5668 | 4.5425 | 4.5218 | 4.5039 | 4.4885 | 4.4751 | 4.4634 | 4.4531 | 4.4441 | 4.4363 | 4.4296 | 0.81084 | 0.25136 | 0 | 0 | 0 | 0 | 0 | 0 | 0 | 0 | 0 | 0 | 0 | 0 | 0 | 0 | 0.00081132 | 0.00031675 | 0.00010587 | 2.4617e-05 | 4.3051e-06 | 5.4849e-07 | 0 | 0 | 0 | 0 | 0 | 134 | 138 | TRUE
OR_Residential_LI - Single Family_Existing_Space Heating_Natural Gas_Furnace | Retrofit | OR | Residential | LI - Single Family | New | Space Heating | ENERGY STAR Doors - Storm and Thermal | ORM87 | R-5 Door | 619.69 | 40 | 1.0651 | 1.9402 | 3.1892 | 4.6491 | 6.3866 | 8.7611 | 11.0619 | 12.8147 | 13.5341 | 12.9138 | 11.0052 | 7.9675 | 5.032 | 2.6223 | 1.1956 | 0.46679 | 0.15602 | 0.036277 | 0.0063445 | 0.00080831 | 0 | 0 | 0 | 0 | 0 | 2.2343 | 8.3572 | 19.4603 | 36.3856 | 60.2591 | 93.5629 | 136.2542 | 186.3996 | 240.0747 | 292.0214 | 337.8352 | 372.6146 | 395.7731 | 409.1347 | 416.4841 | 420.5877 | 423.1472 | 424.97 | 426.4565 | 427.7382 | 428.8613 | 429.8511 | 430.7264 | 431.4818 | 432.1352 | 2.2343 | 5.3954 | 10.019 | 15.6 | 22.3356 | 31.538 | 40.6774 | 47.8997 | 51.2475 | 49.4145 | 42.5776 | 31.1559 | 19.8516 | 10.422 | 4.7818 | 1.8768 | 0.63017 | 0.14711 | 0.025816 | 0.0032989 | 0 | 0 | 0 | 0 | 0 | 21.6709 | 16.3482 | 14.4711 | 13.5484 | 12.999 | 12.6289 | 12.3628 | 12.1623 | 12.006 | 11.8806 | 11.7504 | 11.6257 | 11.5235 | 11.4385 | 11.3672 | 11.3067 | 11.2551 | 11.2107 | 11.1723 | 11.1389 | 11.1097 | 11.0841 | 11.0616 | 11.0423 | 11.0256 | 603.2244 | 186.9996 | 0.00084165 | 0.0015332 | 0.0025202 | 0.0036739 | 0.0050468 | 0.0069232 | 0.0087414 | 0.010127 | 0.010695 | 0.010205 | 0.0086965 | 0.0062961 | 0.0039764 | 0.0020722 | 0.00094482 | 0.00036887 | 0.00012329 | 2.8667e-05 | 5.0135e-06 | 6.3874e-07 | 0 | 0 | 0 | 0 | 0 | 135 | 139 | TRUE
OR_Residential_LI - Single Family_Existing_Space Heating_Natural Gas_Furnace | Lost Opportunity | OR | Residential | LI - Single Family | New | Space Heating | Combined Boiler + DHW System | ORM88 | Combined tankless boiler unit for space and DHW | 5368.77 | 21 | 0 | 0 | 0 | 0 | 0 | 0 | 0 | 0 | 0 | 0 | 0 | 0 | 0 | 0 | 0 | 0 | 0 | 0 | 0 | 0 | 0 | 0 | 0 | 0 | 0 | 0 | 0 | 0 | 0 | 0 | 0 | 0 | 0 | 0 | 0 | 0 | 0 | 0 | 0 | 0 | 0 | 0 | 0 | 0 | 0 | 0 | 0 | 0 | 0 | 0 | 0 | 0 | 0 | 0 | 0 | 0 | 0 | 0 | 0 | 0 | 0 | 0 | 0 | 0 | 0 | 0 | 0 | 0 | 0 | 0 | 0 | 0 | 0 | 0 | 0 | 100.8253 | 100.7628 | 100.7136 | 100.6725 | 100.647 | 100.6286 | 100.6146 | 100.6037 | 100.595 | 100.5878 | 100.5771 | 100.5666 | 100.5574 | 100.5499 | 100.5441 | 100.5395 | 100.5359 | 100.5274 | 100.5236 | 100.5219 | 100.5212 | 100.5214 | 100.5214 | 100.5214 | 100.5214 | 1619.9166 | 502.1742 | 0 | 0 | 0 | 0 | 0 | 0 | 0 | 0 | 0 | 0 | 0 | 0 | 0 | 0 | 0 | 0 | 0 | 0 | 0 | 0 | 0 | 0 | 0 | 0 | 0 | 136 | 140 | TRUE
OR_Residential_LI - Single Family_Existing_Space Heating_Natural Gas_Furnace | Lost Opportunity | OR | Residential | LI - Single Family | New | Water Heating | Combined Boiler + DHW System | ORM89 | Combined tankless boiler unit for space and DHW | 5368.77 | 21 | 0 | 0 | 0 | 0 | 0 | 0 | 0 | 0 | 0 | 0 | 0 | 0 | 0 | 0 | 0 | 0 | 0 | 0 | 0 | 0 | 0 | 0 | 0 | 0 | 0 | 0 | 0 | 0 | 0 | 0 | 0 | 0 | 0 | 0 | 0 | 0 | 0 | 0 | 0 | 0 | 0 | 0 | 0 | 0 | 0 | 0 | 0 | 0 | 0 | 0 | 0 | 0 | 0 | 0 | 0 | 0 | 0 | 0 | 0 | 0 | 0 | 0 | 0 | 0 | 0 | 0 | 0 | 0 | 0 | 0 | 0 | 0 | 0 | 0 | 0 | 100.8253 | 100.7628 | 100.7136 | 100.6725 | 100.647 | 100.6286 | 100.6146 | 100.6037 | 100.595 | 100.5878 | 100.5771 | 100.5666 | 100.5574 | 100.5499 | 100.5441 | 100.5395 | 100.5359 | 100.5274 | 100.5236 | 100.5219 | 100.5212 | 100.5214 | 100.5214 | 100.5214 | 100.5214 | 1619.9166 | 502.1742 | 0 | 0 | 0 | 0 | 0 | 0 | 0 | 0 | 0 | 0 | 0 | 0 | 0 | 0 | 0 | 0 | 0 | 0 | 0 | 0 | 0 | 0 | 0 | 0 | 0 | 137 | 141 | TRUE
OR_Residential_LI - Single Family_Existing_Space Heating_Natural Gas_Furnace | Retrofit | OR | Residential | LI - Single Family | New | Space Heating | HVAC - Energy Recovery Ventilator | ORM90 | Installed | 2148.56 | 20 | 0 | 0 | 0 | 0 | 0 | 0 | 0 | 0 | 0 | 0 | 0 | 0 | 0 | 0 | 0 | 0 | 0 | 0 | 0 | 0 | 0 | 0 | 0 | 0 | 0 | 0 | 0 | 0 | 0 | 0 | 0 | 0 | 0 | 0 | 0 | 0 | 0 | 0 | 0 | 0 | 0 | 0 | 0 | 0 | 0 | 0 | 0 | 0 | 0 | 0 | 0 | 0 | 0 | 0 | 0 | 0 | 0 | 0 | 0 | 0 | 0 | 0 | 0 | 0 | 0 | 0 | 0 | 0 | 0 | 0 | 0 | 0 | 0 | 0 | 0 | 269.7188 | 203.4724 | 180.1086 | 168.6247 | 161.7866 | 157.1806 | 153.8687 | 151.3738 | 149.4277 | 147.868 | 146.2473 | 144.6954 | 143.4225 | 142.3651 | 141.4772 | 140.7248 | 140.0822 | 139.5297 | 139.0517 | 138.6361 | 138.2731 | 137.9547 | 137.6744 | 137.4333 | 137.2255 | 648.2841 | 200.9681 | 0 | 0 | 0 | 0 | 0 | 0 | 0 | 0 | 0 | 0 | 0 | 0 | 0 | 0 | 0 | 0 | 0 | 0 | 0 | 0 | 0 | 0 | 0 | 0 | 0 | 138 | 142 | TRUE
OR_Residential_LI - Single Family_Existing_Space Heating_Natural Gas_Furnace | Retrofit | OR | Residential | LI - Single Family | New | Space Heating | Connected Thermostat - ENERGY STAR (1.0) | ORM91 | Networked Thermostat Installed | 299.65 | 15 | 0 | 0 | 0 | 0 | 0 | 0 | 0 | 0 | 0 | 0 | 0 | 0 | 0 | 0 | 0 | 0 | 0 | 0 | 0 | 0 | 0 | 0 | 0 | 0 | 0 | 0 | 0 | 0 | 0 | 0 | 0 | 0 | 0 | 0 | 0 | 0 | 0 | 0 | 0 | 0 | 0 | 0 | 0 | 0 | 0 | 0 | 0 | 0 | 0 | 0 | 0 | 0 | 0 | 0 | 0 | 0 | 0 | 0 | 0 | 0 | 0 | 0 | 0 | 0 | 0 | 0 | 0 | 0 | 0 | 0 | 0 | 0 | 0 | 0 | 0 | 0 | 0 | 0 | 0 | 0 | 0 | 0 | 0 | 0 | 0 | 0 | 0 | 0 | 0 | 0 | 0 | 0 | 0 | 0 | 0 | 0 | 0 | 0 | 0 | 0 | 0 | 0 | 0 | 0 | 0 | 0 | 0 | 0 | 0 | 0 | 0 | 0 | 0 | 0 | 0 | 0 | 0 | 0 | 0 | 0 | 0 | 0 | 0 | 0 | 0 | 0 | 0 | 139 | 143 | TRUE
OR_Residential_LI - Single Family_Existing_Space Heating_Natural Gas_Furnace | Retrofit | OR | Residential | LI - Single Family | New | Space Heating | Home Energy Management System (HEMS) | ORM92 | Networked Controls Installed | 1945.72 | 15 | 0 | 0 | 0 | 0 | 0 | 0 | 0 | 0 | 0 | 0 | 0 | 0 | 0 | 0 | 0 | 0 | 0 | 0 | 0 | 0 | 0 | 0 | 0 | 0 | 0 | 0 | 0 | 0 | 0 | 0 | 0 | 0 | 0 | 0 | 0 | 0 | 0 | 0 | 0 | 0 | 0 | 0 | 0 | 0 | 0 | 0 | 0 | 0 | 0 | 0 | 0 | 0 | 0 | 0 | 0 | 0 | 0 | 0 | 0 | 0 | 0 | 0 | 0 | 0 | 0 | 0 | 0 | 0 | 0 | 0 | 0 | 0 | 0 | 0 | 0 | 0 | 0 | 0 | 0 | 0 | 0 | 0 | 0 | 0 | 0 | 0 | 0 | 0 | 0 | 0 | 0 | 0 | 0 | 0 | 0 | 0 | 0 | 0 | 0 | 0 | 587.0812 | 181.9952 | 0 | 0 | 0 | 0 | 0 | 0 | 0 | 0 | 0 | 0 | 0 | 0 | 0 | 0 | 0 | 0 | 0 | 0 | 0 | 0 | 0 | 0 | 0 | 0 | 0 | 140 | 144 | TRUE
OR_Residential_LI - Single Family_Existing_Space Heating_Natural Gas_Furnace | Retrofit | OR | Residential | LI - Single Family | New | Water Heating | Home Energy Management System (HEMS) | ORM93 | Networked Controls Installed | 1945.72 | 15 | 0 | 0 | 0 | 0 | 0 | 0 | 0 | 0 | 0 | 0 | 0 | 0 | 0 | 0 | 0 | 0 | 0 | 0 | 0 | 0 | 0 | 0 | 0 | 0 | 0 | 0 | 0 | 0 | 0 | 0 | 0 | 0 | 0 | 0 | 0 | 0 | 0 | 0 | 0 | 0 | 0 | 0 | 0 | 0 | 0 | 0 | 0 | 0 | 0 | 0 | 0 | 0 | 0 | 0 | 0 | 0 | 0 | 0 | 0 | 0 | 0 | 0 | 0 | 0 | 0 | 0 | 0 | 0 | 0 | 0 | 0 | 0 | 0 | 0 | 0 | 0 | 0 | 0 | 0 | 0 | 0 | 0 | 0 | 0 | 0 | 0 | 0 | 0 | 0 | 0 | 0 | 0 | 0 | 0 | 0 | 0 | 0 | 0 | 0 | 0 | 587.0812 | 181.9952 | 0 | 0 | 0 | 0 | 0 | 0 | 0 | 0 | 0 | 0 | 0 | 0 | 0 | 0 | 0 | 0 | 0 | 0 | 0 | 0 | 0 | 0 | 0 | 0 | 0 | 141 | 145 | TRUE
OR_Residential_LI - Single Family_Existing_Space Heating_Natural Gas_Furnace | Retrofit | OR | Residential | LI - Single Family | New | Appliances | Home Energy Management System (HEMS) | ORM94 | Networked Controls Installed | 1945.72 | 15 | 0 | 0 | 0 | 0 | 0 | 0 | 0 | 0 | 0 | 0 | 0 | 0 | 0 | 0 | 0 | 0 | 0 | 0 | 0 | 0 | 0 | 0 | 0 | 0 | 0 | 0 | 0 | 0 | 0 | 0 | 0 | 0 | 0 | 0 | 0 | 0 | 0 | 0 | 0 | 0 | 0 | 0 | 0 | 0 | 0 | 0 | 0 | 0 | 0 | 0 | 0 | 0 | 0 | 0 | 0 | 0 | 0 | 0 | 0 | 0 | 0 | 0 | 0 | 0 | 0 | 0 | 0 | 0 | 0 | 0 | 0 | 0 | 0 | 0 | 0 | 0 | 0 | 0 | 0 | 0 | 0 | 0 | 0 | 0 | 0 | 0 | 0 | 0 | 0 | 0 | 0 | 0 | 0 | 0 | 0 | 0 | 0 | 0 | 0 | 0 | 587.0812 | 181.9952 | 0 | 0 | 0 | 0 | 0 | 0 | 0 | 0 | 0 | 0 | 0 | 0 | 0 | 0 | 0 | 0 | 0 | 0 | 0 | 0 | 0 | 0 | 0 | 0 | 0 | 142 | 146 | TRUE
OR_Residential_LI - Single Family_Existing_Space Heating_Natural Gas_Furnace | Retrofit | OR | Residential | LI - Single Family | New | Space Heating | Gas Furnace - Maintenance | ORM95 | Restored to nameplate 80% AFUE | 76.12 | 3 | 0 | 0 | 0 | 0 | 0 | 0 | 0 | 0 | 0 | 0 | 0 | 0 | 0 | 0 | 0 | 0 | 0 | 0 | 0 | 0 | 0 | 0 | 0 | 0 | 0 | 0 | 0 | 0 | 0 | 0 | 0 | 0 | 0 | 0 | 0 | 0 | 0 | 0 | 0 | 0 | 0 | 0 | 0 | 0 | 0 | 0 | 0 | 0 | 0 | 0 | 0 | 0 | 0 | 0 | 0 | 0 | 0 | 0 | 0 | 0 | 0 | 0 | 0 | 0 | 0 | 0 | 0 | 0 | 0 | 0 | 0 | 0 | 0 | 0 | 0 | 0 | 0 | 0 | 0 | 0 | 0 | 0 | 0 | 0 | 0 | 0 | 0 | 0 | 0 | 0 | 0 | 0 | 0 | 0 | 0 | 0 | 0 | 0 | 0 | 0 | 22.9677 | 7.12 | 0 | 0 | 0 | 0 | 0 | 0 | 0 | 0 | 0 | 0 | 0 | 0 | 0 | 0 | 0 | 0 | 0 | 0 | 0 | 0 | 0 | 0 | 0 | 0 | 0 | 143 | 147 | TRUE
OR_Residential_LI - Single Family_Existing_Space Heating_Natural Gas_Furnace | Retrofit | OR | Residential | LI - Single Family | New | Space Heating | Gas Boiler - Hot Water Reset | ORM96 | Reset control installed | 676.33 | 16 | 0 | 0 | 0 | 0 | 0 | 0 | 0 | 0 | 0 | 0 | 0 | 0 | 0 | 0 | 0 | 0 | 0 | 0 | 0 | 0 | 0 | 0 | 0 | 0 | 0 | 0 | 0 | 0 | 0 | 0 | 0 | 0 | 0 | 0 | 0 | 0 | 0 | 0 | 0 | 0 | 0 | 0 | 0 | 0 | 0 | 0 | 0 | 0 | 0 | 0 | 0 | 0 | 0 | 0 | 0 | 0 | 0 | 0 | 0 | 0 | 0 | 0 | 0 | 0 | 0 | 0 | 0 | 0 | 0 | 0 | 0 | 0 | 0 | 0 | 0 | 0 | 0 | 0 | 0 | 0 | 0 | 0 | 0 | 0 | 0 | 0 | 0 | 0 | 0 | 0 | 0 | 0 | 0 | 0 | 0 | 0 | 0 | 0 | 0 | 0 | 204.0688 | 63.2613 | 0 | 0 | 0 | 0 | 0 | 0 | 0 | 0 | 0 | 0 | 0 | 0 | 0 | 0 | 0 | 0 | 0 | 0 | 0 | 0 | 0 | 0 | 0 | 0 | 0 | 144 | 148 | TRUE
OR_Residential_LI - Single Family_Existing_Space Heating_Natural Gas_Furnace | Retrofit | OR | Residential | LI - Single Family | New | Space Heating | Gas Boiler - Steam Trap Maintenance | ORM97 | Cleaned and restored | 79.68 | 6 | 0 | 0 | 0 | 0 | 0 | 0 | 0 | 0 | 0 | 0 | 0 | 0 | 0 | 0 | 0 | 0 | 0 | 0 | 0 | 0 | 0 | 0 | 0 | 0 | 0 | 0 | 0 | 0 | 0 | 0 | 0 | 0 | 0 | 0 | 0 | 0 | 0 | 0 | 0 | 0 | 0 | 0 | 0 | 0 | 0 | 0 | 0 | 0 | 0 | 0 | 0 | 0 | 0 | 0 | 0 | 0 | 0 | 0 | 0 | 0 | 0 | 0 | 0 | 0 | 0 | 0 | 0 | 0 | 0 | 0 | 0 | 0 | 0 | 0 | 0 | 0 | 0 | 0 | 0 | 0 | 0 | 0 | 0 | 0 | 0 | 0 | 0 | 0 | 0 | 0 | 0 | 0 | 0 | 0 | 0 | 0 | 0 | 0 | 0 | 0 | 24.0418 | 7.453 | 0 | 0 | 0 | 0 | 0 | 0 | 0 | 0 | 0 | 0 | 0 | 0 | 0 | 0 | 0 | 0 | 0 | 0 | 0 | 0 | 0 | 0 | 0 | 0 | 0 | 145 | 149 | TRUE
OR_Residential_LI - Single Family_Existing_Space Heating_Natural Gas_Furnace | Retrofit | OR | Residential | LI - Single Family | New | Space Heating | Gas Boiler - Maintenance | ORM98 | Restored to nameplate 80% AFUE | 122.57 | 3 | 0 | 0 | 0 | 0 | 0 | 0 | 0 | 0 | 0 | 0 | 0 | 0 | 0 | 0 | 0 | 0 | 0 | 0 | 0 | 0 | 0 | 0 | 0 | 0 | 0 | 0 | 0 | 0 | 0 | 0 | 0 | 0 | 0 | 0 | 0 | 0 | 0 | 0 | 0 | 0 | 0 | 0 | 0 | 0 | 0 | 0 | 0 | 0 | 0 | 0 | 0 | 0 | 0 | 0 | 0 | 0 | 0 | 0 | 0 | 0 | 0 | 0 | 0 | 0 | 0 | 0 | 0 | 0 | 0 | 0 | 0 | 0 | 0 | 0 | 0 | 0 | 0 | 0 | 0 | 0 | 0 | 0 | 0 | 0 | 0 | 0 | 0 | 0 | 0 | 0 | 0 | 0 | 0 | 0 | 0 | 0 | 0 | 0 | 0 | 0 | 36.983 | 11.4647 | 0 | 0 | 0 | 0 | 0 | 0 | 0 | 0 | 0 | 0 | 0 | 0 | 0 | 0 | 0 | 0 | 0 | 0 | 0 | 0 | 0 | 0 | 0 | 0 | 0 | 146 | 150 | TRUE
OR_Residential_LI - Single Family_Existing_Space Heating_Natural Gas_Furnace | Retrofit | OR | Residential | LI - Single Family | New | Space Heating | Gas Boiler - Pipe Insulation | ORM99 | Pipe insulated throughout home | 3.06 | 15 | 0 | 0 | 0 | 0 | 0 | 0 | 0 | 0 | 0 | 0 | 0 | 0 | 0 | 0 | 0 | 0 | 0 | 0 | 0 | 0 | 0 | 0 | 0 | 0 | 0 | 0 | 0 | 0 | 0 | 0 | 0 | 0 | 0 | 0 | 0 | 0 | 0 | 0 | 0 | 0 | 0 | 0 | 0 | 0 | 0 | 0 | 0 | 0 | 0 | 0 | 0 | 0 | 0 | 0 | 0 | 0 | 0 | 0 | 0 | 0 | 0 | 0 | 0 | 0 | 0 | 0 | 0 | 0 | 0 | 0 | 0 | 0 | 0 | 0 | 0 | 0 | 0 | 0 | 0 | 0 | 0 | 0 | 0 | 0 | 0 | 0 | 0 | 0 | 0 | 0 | 0 | 0 | 0 | 0 | 0 | 0 | 0 | 0 | 0 | 0 | 0.92329 | 0.28622 | 0 | 0 | 0 | 0 | 0 | 0 | 0 | 0 | 0 | 0 | 0 | 0 | 0 | 0 | 0 | 0 | 0 | 0 | 0 | 0 | 0 | 0 | 0 | 0 | 0 | 147 | 151 | TRUE
OR_Residential_LI - Single Family_Existing_Space Heating_Natural Gas_Furnace | Retrofit | OR | Residential | LI - Single Family | New | Space Heating | Gas Boiler - Thermostatic Radiator Valves | ORM100 | Installed | 43.19 | 15 | 0 | 0 | 0 | 0 | 0 | 0 | 0 | 0 | 0 | 0 | 0 | 0 | 0 | 0 | 0 | 0 | 0 | 0 | 0 | 0 | 0 | 0 | 0 | 0 | 0 | 0 | 0 | 0 | 0 | 0 | 0 | 0 | 0 | 0 | 0 | 0 | 0 | 0 | 0 | 0 | 0 | 0 | 0 | 0 | 0 | 0 | 0 | 0 | 0 | 0 | 0 | 0 | 0 | 0 | 0 | 0 | 0 | 0 | 0 | 0 | 0 | 0 | 0 | 0 | 0 | 0 | 0 | 0 | 0 | 0 | 0 | 0 | 0 | 0 | 0 | 0 | 0 | 0 | 0 | 0 | 0 | 0 | 0 | 0 | 0 | 0 | 0 | 0 | 0 | 0 | 0 | 0 | 0 | 0 | 0 | 0 | 0 | 0 | 0 | 0 | 13.0317 | 4.0398 | 0 | 0 | 0 | 0 | 0 | 0 | 0 | 0 | 0 | 0 | 0 | 0 | 0 | 0 | 0 | 0 | 0 | 0 | 0 | 0 | 0 | 0 | 0 | 0 | 0 | 148 | 152 | TRUE
OR_Residential_LI - Single Family_Existing_Space Heating_Natural Gas_Furnace | Retrofit | OR | Residential | LI - Single Family | New | Space Heating | Ceiling Fan - ENERGY STAR | ORM101 | Energy Star certified ceiling fan | 33.93 | 10 | 0 | 0 | 0 | 0 | 0 | 0 | 0 | 0 | 0 | 0 | 0 | 0 | 0 | 0 | 0 | 0 | 0 | 0 | 0 | 0 | 0 | 0 | 0 | 0 | 0 | 0 | 0 | 0 | 0 | 0 | 0 | 0 | 0 | 0 | 0 | 0 | 0 | 0 | 0 | 0 | 0 | 0 | 0 | 0 | 0 | 0 | 0 | 0 | 0 | 0 | 0 | 0 | 0 | 0 | 0 | 0 | 0 | 0 | 0 | 0 | 0 | 0 | 0 | 0 | 0 | 0 | 0 | 0 | 0 | 0 | 0 | 0 | 0 | 0 | 0 | 0 | 0 | 0 | 0 | 0 | 0 | 0 | 0 | 0 | 0 | 0 | 0 | 0 | 0 | 0 | 0 | 0 | 0 | 0 | 0 | 0 | 0 | 0 | 0 | 0 | 10.2377 | 3.1737 | 0 | 0 | 0 | 0 | 0 | 0 | 0 | 0 | 0 | 0 | 0 | 0 | 0 | 0 | 0 | 0 | 0 | 0 | 0 | 0 | 0 | 0 | 0 | 0 | 0 | 149 | 153 | TRUE
OR_Residential_LI - Single Family_Existing_Space Heating_Natural Gas_Furnace | Retrofit | OR | Residential | LI - Single Family | New | Water Heating | Water Heater - Drain Water Heat Recovery | ORM102 | Installed | 963.1 | 30 | 0 | 0 | 0 | 0 | 0 | 0 | 0 | 0 | 0 | 0 | 0 | 0 | 0 | 0 | 0 | 0 | 0 | 0 | 0 | 0 | 0 | 0 | 0 | 0 | 0 | 0 | 0 | 0 | 0 | 0 | 0 | 0 | 0 | 0 | 0 | 0 | 0 | 0 | 0 | 0 | 0 | 0 | 0 | 0 | 0 | 0 | 0 | 0 | 0 | 0 | 0 | 0 | 0 | 0 | 0 | 0 | 0 | 0 | 0 | 0 | 0 | 0 | 0 | 0 | 0 | 0 | 0 | 0 | 0 | 0 | 0 | 0 | 0 | 0 | 0 | 5.5637 | 5.5603 | 5.5576 | 5.5553 | 5.5539 | 5.5529 | 5.5521 | 5.5515 | 5.551 | 5.5506 | 5.55 | 5.5495 | 5.549 | 5.5485 | 5.5482 | 5.548 | 5.5478 | 5.5473 | 5.5471 | 5.547 | 5.547 | 5.547 | 5.547 | 5.547 | 5.547 | 290.5957 | 90.0847 | 0 | 0 | 0 | 0 | 0 | 0 | 0 | 0 | 0 | 0 | 0 | 0 | 0 | 0 | 0 | 0 | 0 | 0 | 0 | 0 | 0 | 0 | 0 | 0 | 0 | 150 | 154 | TRUE
OR_Residential_LI - Single Family_Existing_Space Heating_Natural Gas_Furnace | Retrofit | OR | Residential | LI - Single Family | New | Water Heating | Water Heater - Faucet Aerators | ORM103 | Installed | 5.2 | 10 | 0 | 0 | 0 | 0 | 0 | 0 | 0 | 0 | 0 | 0 | 0 | 0 | 0 | 0 | 0 | 0 | 0 | 0 | 0 | 0 | 0 | 0 | 0 | 0 | 0 | 0 | 0 | 0 | 0 | 0 | 0 | 0 | 0 | 0 | 0 | 0 | 0 | 0 | 0 | 0 | 0 | 0 | 0 | 0 | 0 | 0 | 0 | 0 | 0 | 0 | 0 | 0 | 0 | 0 | 0 | 0 | 0 | 0 | 0 | 0 | 0 | 0 | 0 | 0 | 0 | 0 | 0 | 0 | 0 | 0 | 0 | 0 | 0 | 0 | 0 | 1.4744 | 1.4735 | 1.4728 | 1.4722 | 1.4718 | 1.4715 | 1.4713 | 1.4711 | 1.471 | 1.4709 | 1.4708 | 1.4706 | 1.4705 | 1.4704 | 1.4703 | 1.4702 | 1.4702 | 1.47 | 1.47 | 1.47 | 1.4699 | 1.4699 | 1.4699 | 1.4699 | 1.4699 | 1.569 | 0.48639 | 0 | 0 | 0 | 0 | 0 | 0 | 0 | 0 | 0 | 0 | 0 | 0 | 0 | 0 | 0 | 0 | 0 | 0 | 0 | 0 | 0 | 0 | 0 | 0 | 0 | 151 | 155 | TRUE
OR_Residential_LI - Single Family_Existing_Space Heating_Natural Gas_Furnace | Retrofit | OR | Residential | LI - Single Family | New | Water Heating | Water Heater - Low-Flow Showerheads | ORM104 | Installed | 19.72 | 10 | 0 | 0 | 0 | 0 | 0 | 0 | 0 | 0 | 0 | 0 | 0 | 0 | 0 | 0 | 0 | 0 | 0 | 0 | 0 | 0 | 0 | 0 | 0 | 0 | 0 | 0 | 0 | 0 | 0 | 0 | 0 | 0 | 0 | 0 | 0 | 0 | 0 | 0 | 0 | 0 | 0 | 0 | 0 | 0 | 0 | 0 | 0 | 0 | 0 | 0 | 0 | 0 | 0 | 0 | 0 | 0 | 0 | 0 | 0 | 0 | 0 | 0 | 0 | 0 | 0 | 0 | 0 | 0 | 0 | 0 | 0 | 0 | 0 | 0 | 0 | 1.0821 | 1.0815 | 1.0809 | 1.0805 | 1.0802 | 1.08 | 1.0799 | 1.0798 | 1.0797 | 1.0796 | 1.0795 | 1.0794 | 1.0793 | 1.0792 | 1.0791 | 1.0791 | 1.079 | 1.0789 | 1.0789 | 1.0789 | 1.0789 | 1.0789 | 1.0789 | 1.0789 | 1.0789 | 5.9501 | 1.8445 | 0 | 0 | 0 | 0 | 0 | 0 | 0 | 0 | 0 | 0 | 0 | 0 | 0 | 0 | 0 | 0 | 0 | 0 | 0 | 0 | 0 | 0 | 0 | 0 | 0 | 152 | 156 | TRUE
OR_Residential_LI - Single Family_Existing_Space Heating_Natural Gas_Furnace | Retrofit | OR | Residential | LI - Single Family | New | Water Heating | Water Heater - Shower Timer | ORM105 | Installed | 20 | 2 | 0 | 0 | 0 | 0 | 0 | 0 | 0 | 0 | 0 | 0 | 0 | 0 | 0 | 0 | 0 | 0 | 0 | 0 | 0 | 0 | 0 | 0 | 0 | 0 | 0 | 0 | 0 | 0 | 0 | 0 | 0 | 0 | 0 | 0 | 0 | 0 | 0 | 0 | 0 | 0 | 0 | 0 | 0 | 0 | 0 | 0 | 0 | 0 | 0 | 0 | 0 | 0 | 0 | 0 | 0 | 0 | 0 | 0 | 0 | 0 | 0 | 0 | 0 | 0 | 0 | 0 | 0 | 0 | 0 | 0 | 0 | 0 | 0 | 0 | 0 | 19.1425 | 19.1306 | 19.1213 | 19.1135 | 19.1086 | 19.1051 | 19.1025 | 19.1004 | 19.0987 | 19.0974 | 19.0953 | 19.0933 | 19.0916 | 19.0902 | 19.0891 | 19.0882 | 19.0875 | 19.0859 | 19.0852 | 19.0849 | 19.0847 | 19.0848 | 19.0848 | 19.0848 | 19.0848 | 6.0346 | 1.8707 | 0 | 0 | 0 | 0 | 0 | 0 | 0 | 0 | 0 | 0 | 0 | 0 | 0 | 0 | 0 | 0 | 0 | 0 | 0 | 0 | 0 | 0 | 0 | 0 | 0 | 153 | 157 | TRUE
OR_Residential_LI - Single Family_Existing_Space Heating_Natural Gas_Furnace | Retrofit | OR | Residential | LI - Single Family | New | Water Heating | Water Heater - Pipe Insulation | ORM106 | R-4 Insulation Installed | 3.06 | 15 | 0.18223 | 0.42437 | 1.1384 | 2.498 | 4.6729 | 7.6648 | 11.2109 | 14.8095 | 17.8469 | 19.7804 | 20.2999 | 19.4008 | 17.3513 | 14.584 | 11.563 | 8.4942 | 5.7553 | 3.0503 | 0.21044 | 0 | 0 | 0 | 0 | 0 | 0 | 0.013607 | 0.045321 | 0.13044 | 0.31729 | 0.6669 | 1.2404 | 2.0795 | 3.1879 | 4.5238 | 6.0046 | 7.5247 | 8.9778 | 10.2776 | 11.3703 | 12.2368 | 12.8734 | 13.3048 | 13.5344 | 13.5506 | 13.5509 | 13.551 | 13.5509 | 13.5509 | 13.5509 | 13.5509 | 0.013607 | 0.031706 | 0.085093 | 0.1868 | 0.34953 | 0.57342 | 0.83884 | 1.1082 | 1.3356 | 1.4804 | 1.5195 | 1.4523 | 1.299 | 1.0919 | 0.86579 | 0.63604 | 0.43097 | 0.22844 | 0.01576 | 0 | 0 | 0 | 0 | 0 | 0 | 2.2094 | 2.2081 | 2.207 | 2.2061 | 2.2055 | 2.2051 | 2.2048 | 2.2046 | 2.2044 | 2.2042 | 2.204 | 2.2038 | 2.2035 | 2.2034 | 2.2033 | 2.2032 | 2.2031 | 2.2029 | 2.2028 | 2.2028 | 2.2028 | 2.2028 | 2.2028 | 2.2028 | 2.2028 | 0.92329 | 0.28622 | 2.2041e-07 | 5.1328e-07 | 1.3769e-06 | 3.0214e-06 | 5.6519e-06 | 9.2706e-06 | 1.356e-05 | 1.7912e-05 | 2.1586e-05 | 2.3925e-05 | 2.4553e-05 | 2.3465e-05 | 2.0987e-05 | 1.764e-05 | 1.3986e-05 | 1.0274e-05 | 6.9611e-06 | 3.6894e-06 | 2.5453e-07 | 0 | 0 | 0 | 0 | 0 | 0 | 154 | 158 | TRUE
OR_Residential_LI - Single Family_Existing_Space Heating_Natural Gas_Furnace | Retrofit | OR | Residential | LI - Single Family | New | Water Heating | Water Heater - Desuperheater | ORM107 | Installed | 1449.47 | 20 | 0 | 0 | 0 | 0 | 0 | 0 | 0 | 0 | 0 | 0 | 0 | 0 | 0 | 0 | 0 | 0 | 0 | 0 | 0 | 0 | 0 | 0 | 0 | 0 | 0 | 0 | 0 | 0 | 0 | 0 | 0 | 0 | 0 | 0 | 0 | 0 | 0 | 0 | 0 | 0 | 0 | 0 | 0 | 0 | 0 | 0 | 0 | 0 | 0 | 0 | 0 | 0 | 0 | 0 | 0 | 0 | 0 | 0 | 0 | 0 | 0 | 0 | 0 | 0 | 0 | 0 | 0 | 0 | 0 | 0 | 0 | 0 | 0 | 0 | 0 | 8.3357 | 8.3306 | 8.3265 | 8.3231 | 8.321 | 8.3195 | 8.3183 | 8.3174 | 8.3167 | 8.3161 | 8.3152 | 8.3144 | 8.3136 | 8.313 | 8.3125 | 8.3121 | 8.3118 | 8.3111 | 8.3108 | 8.3107 | 8.3106 | 8.3106 | 8.3106 | 8.3106 | 8.3106 | 437.3479 | 135.5779 | 0 | 0 | 0 | 0 | 0 | 0 | 0 | 0 | 0 | 0 | 0 | 0 | 0 | 0 | 0 | 0 | 0 | 0 | 0 | 0 | 0 | 0 | 0 | 0 | 0 | 155 | 159 | TRUE
OR_Residential_LI - Single Family_Existing_Space Heating_Natural Gas_Furnace | Retrofit | OR | Residential | LI - Single Family | New | Water Heating | Water Heater - Temperature Setback | ORM108 | Water Set at 120°F | 5.09 | 2 | 0 | 0 | 0 | 0 | 0 | 0 | 0 | 0 | 0 | 0 | 0 | 0 | 0 | 0 | 0 | 0 | 0 | 0 | 0 | 0 | 0 | 0 | 0 | 0 | 0 | 0 | 0 | 0 | 0 | 0 | 0 | 0 | 0 | 0 | 0 | 0 | 0 | 0 | 0 | 0 | 0 | 0 | 0 | 0 | 0 | 0 | 0 | 0 | 0 | 0 | 0 | 0 | 0 | 0 | 0 | 0 | 0 | 0 | 0 | 0 | 0 | 0 | 0 | 0 | 0 | 0 | 0 | 0 | 0 | 0 | 0 | 0 | 0 | 0 | 0 | 4.3255 | 4.3228 | 4.3207 | 4.319 | 4.3179 | 4.3171 | 4.3165 | 4.316 | 4.3156 | 4.3153 | 4.3149 | 4.3144 | 4.314 | 4.3137 | 4.3134 | 4.3132 | 4.3131 | 4.3127 | 4.3126 | 4.3125 | 4.3125 | 4.3125 | 4.3125 | 4.3125 | 4.3125 | 1.5358 | 0.4761 | 0 | 0 | 0 | 0 | 0 | 0 | 0 | 0 | 0 | 0 | 0 | 0 | 0 | 0 | 0 | 0 | 0 | 0 | 0 | 0 | 0 | 0 | 0 | 0 | 0 | 156 | 160 | TRUE
OR_Residential_LI - Single Family_Existing_Space Heating_Natural Gas_Furnace | Retrofit | OR | Residential | LI - Single Family | New | Water Heating | Water Heater - Tank Blanket/Insulation | ORM109 | Installed | 38.68 | 5 | 0 | 0 | 0 | 0 | 0 | 0 | 0 | 0 | 0 | 0 | 0 | 0 | 0 | 0 | 0 | 0 | 0 | 0 | 0 | 0 | 0 | 0 | 0 | 0 | 0 | 0 | 0 | 0 | 0 | 0 | 0 | 0 | 0 | 0 | 0 | 0 | 0 | 0 | 0 | 0 | 0 | 0 | 0 | 0 | 0 | 0 | 0 | 0 | 0 | 0 | 0 | 0 | 0 | 0 | 0 | 0 | 0 | 0 | 0 | 0 | 0 | 0 | 0 | 0 | 0 | 0 | 0 | 0 | 0 | 0 | 0 | 0 | 0 | 0 | 0 | 0 | 0 | 0 | 0 | 0 | 0 | 0 | 0 | 0 | 0 | 0 | 0 | 0 | 0 | 0 | 0 | 0 | 0 | 0 | 0 | 0 | 0 | 0 | 0 | 0 | 11.6709 | 3.618 | 0 | 0 | 0 | 0 | 0 | 0 | 0 | 0 | 0 | 0 | 0 | 0 | 0 | 0 | 0 | 0 | 0 | 0 | 0 | 0 | 0 | 0 | 0 | 0 | 0 | 157 | 161 | TRUE
OR_Residential_LI - Single Family_Existing_Space Heating_Natural Gas_Furnace | Retrofit | OR | Residential | LI - Single Family | New | Water Heating | Water Heater - Thermostatic Shower Restriction Valve | ORM110 | Installed | 24.46 | 10 | 0 | 0 | 0 | 28.1776 | 52.7103 | 86.4584 | 126.4587 | 167.0517 | 201.3127 | 223.123 | 228.9832 | 218.8405 | 195.7224 | 136.33 | 77.7204 | 11.412 | 0 | 0 | 0 | 0 | 0 | 0 | 0 | 0 | 0 | 0 | 0 | 0 | 6.7825 | 19.4542 | 40.1871 | 70.39 | 110.0527 | 157.4623 | 209.4479 | 262.0835 | 311.5283 | 354.7863 | 383.6208 | 398.5446 | 398.1534 | 395.186 | 392.2952 | 389.4537 | 386.6689 | 383.9436 | 381.2934 | 378.7226 | 376.2388 | 373.8576 | 0 | 0 | 0 | 6.7825 | 12.6773 | 20.7624 | 30.297 | 39.892 | 47.8717 | 52.7878 | 53.8581 | 51.1396 | 45.4199 | 31.4076 | 17.7723 | 2.5901 | 0 | 0 | 0 | 0 | 0 | 0 | 0 | 0 | 0 | 7.3377 | 7.3332 | 7.3296 | 7.3266 | 7.3247 | 7.3234 | 7.3224 | 7.3216 | 7.321 | 7.3204 | 7.3197 | 7.3189 | 7.3182 | 7.3177 | 7.3173 | 7.3169 | 7.3167 | 7.316 | 7.3158 | 7.3156 | 7.3156 | 7.3156 | 7.3156 | 7.3156 | 7.3156 | 7.3803 | 2.2879 | 0 | 0 | 0 | 0.00027243 | 0.00050961 | 0.0008359 | 0.0012226 | 0.0016151 | 0.0019463 | 0.0021572 | 0.0022139 | 0.0021158 | 0.0018923 | 0.0013181 | 0.00075142 | 0.00011033 | 0 | 0 | 0 | 0 | 0 | 0 | 0 | 0 | 0 | 158 | 162 | TRUE
OR_Residential_LI - Single Family_Existing_Space Heating_Natural Gas_Furnace | Retrofit | OR | Residential | LI - Single Family | New | Water Heating | Water Heater - Timer | ORM111 | Installed | 139.02 | 7 | 0 | 0 | 0 | 0 | 0 | 0 | 0 | 0 | 0 | 0 | 0 | 0 | 0 | 0 | 0 | 0 | 0 | 0 | 0 | 0 | 0 | 0 | 0 | 0 | 0 | 0 | 0 | 0 | 0 | 0 | 0 | 0 | 0 | 0 | 0 | 0 | 0 | 0 | 0 | 0 | 0 | 0 | 0 | 0 | 0 | 0 | 0 | 0 | 0 | 0 | 0 | 0 | 0 | 0 | 0 | 0 | 0 | 0 | 0 | 0 | 0 | 0 | 0 | 0 | 0 | 0 | 0 | 0 | 0 | 0 | 0 | 0 | 0 | 0 | 0 | 20.8574 | 20.8445 | 20.8343 | 20.8258 | 20.8206 | 20.8167 | 20.8139 | 20.8116 | 20.8098 | 20.8083 | 20.8061 | 20.8039 | 20.802 | 20.8005 | 20.7993 | 20.7983 | 20.7976 | 20.7958 | 20.795 | 20.7947 | 20.7945 | 20.7946 | 20.7946 | 20.7946 | 20.7946 | 41.9464 | 13.0034 | 0 | 0 | 0 | 0 | 0 | 0 | 0 | 0 | 0 | 0 | 0 | 0 | 0 | 0 | 0 | 0 | 0 | 0 | 0 | 0 | 0 | 0 | 0 | 0 | 0 | 159 | 163 | TRUE
OR_Residential_LI - Single Family_Existing_Space Heating_Natural Gas_Furnace | Lost Opportunity | OR | Residential | LI - Single Family | New | Water Heating | Water Heater - Solar System | ORM112 | Installed | 7455.26 | 30 | 0 | 0 | 0 | 0 | 0 | 0 | 0 | 0 | 0 | 0 | 0 | 0 | 0 | 0 | 0 | 0 | 0 | 0 | 0 | 0 | 0 | 0 | 0 | 0 | 0 | 0 | 0 | 0 | 0 | 0 | 0 | 0 | 0 | 0 | 0 | 0 | 0 | 0 | 0 | 0 | 0 | 0 | 0 | 0 | 0 | 0 | 0 | 0 | 0 | 0 | 0 | 0 | 0 | 0 | 0 | 0 | 0 | 0 | 0 | 0 | 0 | 0 | 0 | 0 | 0 | 0 | 0 | 0 | 0 | 0 | 0 | 0 | 0 | 0 | 0 | 24.5831 | 24.5678 | 24.5558 | 24.5458 | 24.5396 | 24.5351 | 24.5317 | 24.529 | 24.5269 | 24.5251 | 24.5225 | 24.52 | 24.5177 | 24.5159 | 24.5145 | 24.5134 | 24.5125 | 24.5104 | 24.5095 | 24.5091 | 24.5089 | 24.5089 | 24.5089 | 24.5089 | 24.5089 | 2249.4723 | 697.3364 | 0 | 0 | 0 | 0 | 0 | 0 | 0 | 0 | 0 | 0 | 0 | 0 | 0 | 0 | 0 | 0 | 0 | 0 | 0 | 0 | 0 | 0 | 0 | 0 | 0 | 160 | 164 | TRUE
OR_Residential_LI - Single Family_Existing_Space Heating_Natural Gas_Furnace | Lost Opportunity | OR | Residential | LI - Single Family | New | Water Heating | Water Heater - Intermittent Ignition System | ORM113 | Installed | 105 | 20 | 0.21867 | 0.8332 | 2.4836 | 6.1119 | 12.9573 | 24.3787 | 41.4697 | 64.7269 | 93.8466 | 127.7505 | 164.8304 | 203.3144 | 241.623 | 278.6136 | 313.6689 | 346.6483 | 377.7577 | 407.3952 | 436.0195 | 464.5356 | 492.9374 | 519.564 | 545.6489 | 570.258 | 592.1602 | 0.16213 | 0.78037 | 2.6242 | 7.1634 | 16.7882 | 34.8985 | 65.7066 | 113.7929 | 183.5117 | 278.4168 | 400.8872 | 551.9683 | 731.5337 | 938.6072 | 1171.7507 | 1429.4264 | 1710.2469 | 2013.2351 | 2337.4673 | 2682.881 | 3049.3977 | 3435.6957 | 3841.3994 | 4265.4071 | 4705.7063 | 0.16213 | 0.61814 | 1.8434 | 4.5382 | 9.6232 | 18.1081 | 30.8054 | 48.0837 | 69.717 | 94.9041 | 122.4564 | 151.0564 | 179.53 | 207.0277 | 233.0894 | 257.6109 | 280.7446 | 302.8036 | 324.1003 | 345.3118 | 366.4353 | 386.2366 | 405.6357 | 423.9379 | 440.2277 | 6.3818 | 6.3779 | 6.3748 | 6.3722 | 6.3705 | 6.3694 | 6.3685 | 6.3678 | 6.3673 | 6.3668 | 6.3661 | 6.3655 | 6.3649 | 6.3644 | 6.364 | 6.3637 | 6.3635 | 6.363 | 6.3627 | 6.3626 | 6.3626 | 6.3626 | 6.3626 | 6.3626 | 6.3626 | 31.6816 | 9.8213 | 9.0756e-06 | 3.458e-05 | 0.00010308 | 0.00025366 | 0.00053777 | 0.0010118 | 0.0017211 | 0.0026864 | 0.0038949 | 0.005302 | 0.0068409 | 0.0084381 | 0.010028 | 0.011563 | 0.013018 | 0.014387 | 0.015678 | 0.016908 | 0.018096 | 0.01928 | 0.020458 | 0.021563 | 0.022646 | 0.023667 | 0.024576 | 161 | 165 | TRUE
OR_Residential_LI - Single Family_Existing_Space Heating_Natural Gas_Furnace | Retrofit | OR | Residential | LI - Single Family | New | Space Heating | Circulation Pump - High Efficiency | ORM114 | High efficient circulation pump | 456.73 | 11.5 | 0 | 0 | 0 | 0 | 0 | 0 | 0 | 0 | 0 | 0 | 0 | 0 | 0 | 0 | 0 | 0 | 0 | 0 | 0 | 0 | 0 | 0 | 0 | 0 | 0 | 0 | 0 | 0 | 0 | 0 | 0 | 0 | 0 | 0 | 0 | 0 | 0 | 0 | 0 | 0 | 0 | 0 | 0 | 0 | 0 | 0 | 0 | 0 | 0 | 0 | 0 | 0 | 0 | 0 | 0 | 0 | 0 | 0 | 0 | 0 | 0 | 0 | 0 | 0 | 0 | 0 | 0 | 0 | 0 | 0 | 0 | 0 | 0 | 0 | 0 | 0 | 0 | 0 | 0 | 0 | 0 | 0 | 0 | 0 | 0 | 0 | 0 | 0 | 0 | 0 | 0 | 0 | 0 | 0 | 0 | 0 | 0 | 0 | 0 | 0 | 137.8089 | 42.7208 | 0 | 0 | 0 | 0 | 0 | 0 | 0 | 0 | 0 | 0 | 0 | 0 | 0 | 0 | 0 | 0 | 0 | 0 | 0 | 0 | 0 | 0 | 0 | 0 | 0 | 162 | 166 | TRUE
OR_Residential_LI - Single Family_Existing_Space Heating_Natural Gas_Furnace | Retrofit | OR | Residential | LI - Single Family | New | Water Heating | Circulation Pump - High Efficiency | ORM115 | High efficient circulation pump | 456.73 | 11.5 | 0 | 0 | 0 | 0 | 0 | 0 | 0 | 0 | 0 | 0 | 0 | 0 | 0 | 0 | 0 | 0 | 0 | 0 | 0 | 0 | 0 | 0 | 0 | 0 | 0 | 0 | 0 | 0 | 0 | 0 | 0 | 0 | 0 | 0 | 0 | 0 | 0 | 0 | 0 | 0 | 0 | 0 | 0 | 0 | 0 | 0 | 0 | 0 | 0 | 0 | 0 | 0 | 0 | 0 | 0 | 0 | 0 | 0 | 0 | 0 | 0 | 0 | 0 | 0 | 0 | 0 | 0 | 0 | 0 | 0 | 0 | 0 | 0 | 0 | 0 | 0 | 0 | 0 | 0 | 0 | 0 | 0 | 0 | 0 | 0 | 0 | 0 | 0 | 0 | 0 | 0 | 0 | 0 | 0 | 0 | 0 | 0 | 0 | 0 | 0 | 137.8089 | 42.7208 | 0 | 0 | 0 | 0 | 0 | 0 | 0 | 0 | 0 | 0 | 0 | 0 | 0 | 0 | 0 | 0 | 0 | 0 | 0 | 0 | 0 | 0 | 0 | 0 | 0 | 163 | 167 | TRUE
OR_Residential_LI - Single Family_Existing_Space Heating_Natural Gas_Furnace | Retrofit | OR | Residential | LI - Single Family | New | Space Heating | Circulation Pump - Timer | ORM116 | Controls added | 1074.28 | 11.5 | 0 | 0 | 0 | 0 | 0 | 0 | 0 | 0 | 0 | 0 | 0 | 0 | 0 | 0 | 0 | 0 | 0 | 0 | 0 | 0 | 0 | 0 | 0 | 0 | 0 | 0 | 0 | 0 | 0 | 0 | 0 | 0 | 0 | 0 | 0 | 0 | 0 | 0 | 0 | 0 | 0 | 0 | 0 | 0 | 0 | 0 | 0 | 0 | 0 | 0 | 0 | 0 | 0 | 0 | 0 | 0 | 0 | 0 | 0 | 0 | 0 | 0 | 0 | 0 | 0 | 0 | 0 | 0 | 0 | 0 | 0 | 0 | 0 | 0 | 0 | 3.4814 | 3.4792 | 3.4775 | 3.4761 | 3.4752 | 3.4746 | 3.4741 | 3.4737 | 3.4734 | 3.4732 | 3.4728 | 3.4725 | 3.4721 | 3.4719 | 3.4717 | 3.4715 | 3.4714 | 3.4711 | 3.471 | 3.4709 | 3.4709 | 3.4709 | 3.4709 | 3.4709 | 3.4709 | 324.142 | 100.484 | 0 | 0 | 0 | 0 | 0 | 0 | 0 | 0 | 0 | 0 | 0 | 0 | 0 | 0 | 0 | 0 | 0 | 0 | 0 | 0 | 0 | 0 | 0 | 0 | 0 | 164 | 168 | TRUE
OR_Residential_LI - Single Family_Existing_Space Heating_Natural Gas_Furnace | Retrofit | OR | Residential | LI - Single Family | New | Water Heating | Circulation Pump - Timer | ORM117 | Controls added | 1074.28 | 11.5 | 0 | 0 | 0 | 0 | 0 | 0 | 0 | 0 | 0 | 0 | 0 | 0 | 0 | 0 | 0 | 0 | 0 | 0 | 0 | 0 | 0 | 0 | 0 | 0 | 0 | 0 | 0 | 0 | 0 | 0 | 0 | 0 | 0 | 0 | 0 | 0 | 0 | 0 | 0 | 0 | 0 | 0 | 0 | 0 | 0 | 0 | 0 | 0 | 0 | 0 | 0 | 0 | 0 | 0 | 0 | 0 | 0 | 0 | 0 | 0 | 0 | 0 | 0 | 0 | 0 | 0 | 0 | 0 | 0 | 0 | 0 | 0 | 0 | 0 | 0 | 3.4814 | 3.4792 | 3.4775 | 3.4761 | 3.4752 | 3.4746 | 3.4741 | 3.4737 | 3.4734 | 3.4732 | 3.4728 | 3.4725 | 3.4721 | 3.4719 | 3.4717 | 3.4715 | 3.4714 | 3.4711 | 3.471 | 3.4709 | 3.4709 | 3.4709 | 3.4709 | 3.4709 | 3.4709 | 324.142 | 100.484 | 0 | 0 | 0 | 0 | 0 | 0 | 0 | 0 | 0 | 0 | 0 | 0 | 0 | 0 | 0 | 0 | 0 | 0 | 0 | 0 | 0 | 0 | 0 | 0 | 0 | 165 | 169 | TRUE
OR_Residential_LI - Single Family_Existing_Space Heating_Natural Gas_Furnace | Retrofit | OR | Residential | LI - Single Family | New | Water Heating | Clothes Washer - ENERGY STAR (8.0) | ORM118 | Energy Star Washer | 63.39 | 14.2 | 0 | 0 | 0 | 0 | 0 | 0 | 0 | 0 | 0 | 0 | 0 | 0 | 0 | 0 | 0 | 0 | 0 | 0 | 0 | 0 | 0 | 0 | 0 | 0 | 0 | 0 | 0 | 0 | 0 | 0 | 0 | 0 | 0 | 0 | 0 | 0 | 0 | 0 | 0 | 0 | 0 | 0 | 0 | 0 | 0 | 0 | 0 | 0 | 0 | 0 | 0 | 0 | 0 | 0 | 0 | 0 | 0 | 0 | 0 | 0 | 0 | 0 | 0 | 0 | 0 | 0 | 0 | 0 | 0 | 0 | 0 | 0 | 0 | 0 | 0 | 9.0648 | 9.0592 | 9.0547 | 9.051 | 9.0487 | 9.0471 | 9.0458 | 9.0449 | 9.0441 | 9.0434 | 9.0425 | 9.0415 | 9.0407 | 9.04 | 9.0395 | 9.0391 | 9.0388 | 9.038 | 9.0377 | 9.0375 | 9.0374 | 9.0374 | 9.0374 | 9.0374 | 9.0374 | 19.1266 | 5.9293 | 0 | 0 | 0 | 0 | 0 | 0 | 0 | 0 | 0 | 0 | 0 | 0 | 0 | 0 | 0 | 0 | 0 | 0 | 0 | 0 | 0 | 0 | 0 | 0 | 0 | 166 | 170 | TRUE
OR_Residential_LI - Single Family_Existing_Space Heating_Natural Gas_Furnace | Retrofit | OR | Residential | LI - Single Family | New | Appliances | Clothes Washer - ENERGY STAR (8.0) | ORM119 | Energy Star Washer | 63.39 | 14.2 | 0 | 0 | 0 | 0 | 0 | 0 | 0 | 0 | 0 | 0 | 0 | 0 | 0 | 0 | 0 | 0 | 0 | 0 | 0 | 0 | 0 | 0 | 0 | 0 | 0 | 0 | 0 | 0 | 0 | 0 | 0 | 0 | 0 | 0 | 0 | 0 | 0 | 0 | 0 | 0 | 0 | 0 | 0 | 0 | 0 | 0 | 0 | 0 | 0 | 0 | 0 | 0 | 0 | 0 | 0 | 0 | 0 | 0 | 0 | 0 | 0 | 0 | 0 | 0 | 0 | 0 | 0 | 0 | 0 | 0 | 0 | 0 | 0 | 0 | 0 | 9.0648 | 9.0592 | 9.0547 | 9.051 | 9.0487 | 9.0471 | 9.0458 | 9.0449 | 9.0441 | 9.0434 | 9.0425 | 9.0415 | 9.0407 | 9.04 | 9.0395 | 9.0391 | 9.0388 | 9.038 | 9.0377 | 9.0375 | 9.0374 | 9.0374 | 9.0374 | 9.0374 | 9.0374 | 19.1266 | 5.9293 | 0 | 0 | 0 | 0 | 0 | 0 | 0 | 0 | 0 | 0 | 0 | 0 | 0 | 0 | 0 | 0 | 0 | 0 | 0 | 0 | 0 | 0 | 0 | 0 | 0 | 167 | 171 | TRUE
OR_Residential_LI - Single Family_Existing_Space Heating_Natural Gas_Furnace | Retrofit | OR | Residential | LI - Single Family | New | Water Heating | Dishwasher ENERGY STAR (6.0) | ORM120 | Dishwasher meeting ENERGY STAR (6.0) specification | 80.44 | 11 | 0 | 0 | 0 | 0 | 0 | 0 | 0 | 0 | 0 | 0 | 0 | 0 | 0 | 0 | 0 | 0 | 0 | 0 | 0 | 0 | 0 | 0 | 0 | 0 | 0 | 0 | 0 | 0 | 0 | 0 | 0 | 0 | 0 | 0 | 0 | 0 | 0 | 0 | 0 | 0 | 0 | 0 | 0 | 0 | 0 | 0 | 0 | 0 | 0 | 0 | 0 | 0 | 0 | 0 | 0 | 0 | 0 | 0 | 0 | 0 | 0 | 0 | 0 | 0 | 0 | 0 | 0 | 0 | 0 | 0 | 0 | 0 | 0 | 0 | 0 | 82.5796 | 82.5284 | 82.4881 | 82.4544 | 82.4335 | 82.4184 | 82.407 | 82.3981 | 82.3909 | 82.385 | 82.3763 | 82.3677 | 82.3602 | 82.354 | 82.3492 | 82.3455 | 82.3426 | 82.3356 | 82.3325 | 82.3311 | 82.3305 | 82.3306 | 82.3306 | 82.3306 | 82.3306 | 24.2711 | 7.524 | 0 | 0 | 0 | 0 | 0 | 0 | 0 | 0 | 0 | 0 | 0 | 0 | 0 | 0 | 0 | 0 | 0 | 0 | 0 | 0 | 0 | 0 | 0 | 0 | 0 | 168 | 172 | TRUE
OR_Residential_LI - Single Family_Existing_Space Heating_Natural Gas_Furnace | Retrofit | OR | Residential | LI - Single Family | New | Miscellaneous | Pool Heater - Solar System | ORM121 | Solar thermal system installed on top of existing solar pool heater | 3564.17 | 30 | 0 | 0 | 0 | 0 | 0 | 0 | 0 | 0 | 0 | 0 | 0 | 0 | 0 | 0 | 0 | 0 | 0 | 0 | 0 | 0 | 0 | 0 | 0 | 0 | 0 | 0 | 0 | 0 | 0 | 0 | 0 | 0 | 0 | 0 | 0 | 0 | 0 | 0 | 0 | 0 | 0 | 0 | 0 | 0 | 0 | 0 | 0 | 0 | 0 | 0 | 0 | 0 | 0 | 0 | 0 | 0 | 0 | 0 | 0 | 0 | 0 | 0 | 0 | 0 | 0 | 0 | 0 | 0 | 0 | 0 | 0 | 0 | 0 | 0 | 0 | 0 | 0 | 0 | 0 | 0 | 0 | 0 | 0 | 0 | 0 | 0 | 0 | 0 | 0 | 0 | 0 | 0 | 0 | 0 | 0 | 0 | 0 | 0 | 0 | 0 | 1075.4155 | 333.3788 | 0 | 0 | 0 | 0 | 0 | 0 | 0 | 0 | 0 | 0 | 0 | 0 | 0 | 0 | 0 | 0 | 0 | 0 | 0 | 0 | 0 | 0 | 0 | 0 | 0 | 169 | 173 | TRUE
OR_Residential_LI - Single Family_Existing_Space Heating_Natural Gas_Furnace | Retrofit | OR | Residential | LI - Single Family | New | Miscellaneous | Pool Covers | ORM122 | Installed | 422.21 | 6 | 0 | 0 | 0 | 0 | 0 | 0 | 0 | 0 | 0 | 0 | 0 | 0 | 0 | 0 | 0 | 0 | 0 | 0 | 0 | 0 | 0 | 0 | 0 | 0 | 0 | 0 | 0 | 0 | 0 | 0 | 0 | 0 | 0 | 0 | 0 | 0 | 0 | 0 | 0 | 0 | 0 | 0 | 0 | 0 | 0 | 0 | 0 | 0 | 0 | 0 | 0 | 0 | 0 | 0 | 0 | 0 | 0 | 0 | 0 | 0 | 0 | 0 | 0 | 0 | 0 | 0 | 0 | 0 | 0 | 0 | 0 | 0 | 0 | 0 | 0 | 0 | 0 | 0 | 0 | 0 | 0 | 0 | 0 | 0 | 0 | 0 | 0 | 0 | 0 | 0 | 0 | 0 | 0 | 0 | 0 | 0 | 0 | 0 | 0 | 0 | 127.3932 | 39.4919 | 0 | 0 | 0 | 0 | 0 | 0 | 0 | 0 | 0 | 0 | 0 | 0 | 0 | 0 | 0 | 0 | 0 | 0 | 0 | 0 | 0 | 0 | 0 | 0 | 0 | 170 | 174 | TRUE
OR_Residential_LI - Single Family_Existing_Space Heating_Natural Gas_Furnace | Lost Opportunity | OR | Residential | LI - Single Family | New | Space Heating | ENERGY STAR Home Design | ORM123 | ENERGY STAR Home Design | 2117 | 25 | 1.8076 | 3.9654 | 6.1881 | 8.1516 | 10.0899 | 12.2189 | 14.3862 | 16.5926 | 18.8387 | 21.125 | 23.4524 | 25.8213 | 28.2325 | 30.6867 | 33.1845 | 35.7267 | 38.314 | 40.947 | 43.6265 | 46.3533 | 46.7887 | 47.2288 | 47.6736 | 48.1234 | 48.578 | 14.3294 | 61.0362 | 143.7339 | 259.7088 | 408.9161 | 594.6738 | 818.2637 | 1081.0337 | 1384.4344 | 1730.034 | 2124.4733 | 2569.2314 | 3062.3806 | 3605.483 | 4200.0456 | 4847.6283 | 5549.8604 | 6308.4488 | 7125.1659 | 8001.8481 | 8899.2858 | 9817.529 | 10756.694 | 11678.2733 | 12569.171 | 14.3294 | 41.9253 | 74.3607 | 105.259 | 136.6086 | 171.287 | 207.2208 | 244.3748 | 282.7537 | 322.3865 | 364.1661 | 407.9058 | 452.9711 | 499.3767 | 547.1295 | 596.2439 | 646.742 | 698.6523 | 752.007 | 806.8415 | 822.0882 | 837.3624 | 852.6949 | 865.2465 | 874.6367 | 6.9019 | 5.4513 | 4.8874 | 4.5905 | 4.4018 | 4.266 | 4.1615 | 4.0768 | 4.0057 | 3.9441 | 3.8815 | 3.8211 | 3.7676 | 3.7194 | 3.6756 | 3.6351 | 3.5975 | 3.5622 | 3.5288 | 3.4971 | 3.4668 | 3.4377 | 3.4096 | 3.3923 | 3.3866 | 0 | 0 | 0 | 0 | 0 | 0 | 0 | 0 | 0 | 0 | 0 | 0 | 0 | 0 | 0 | 0 | 0 | 0 | 0 | 0 | 0 | 0 | 0 | 0 | 0 | 0 | 0 | 171 | 175 | TRUE
OR_Residential_LI - Single Family_Existing_Space Heating_Natural Gas_Furnace | Lost Opportunity | OR | Residential | LI - Single Family | New | Water Heating | ENERGY STAR Home Design | ORM124 | ENERGY STAR Home Design | 2117 | 25 | 1.8076 | 3.9654 | 6.1881 | 8.1516 | 10.0899 | 12.2189 | 14.3862 | 16.5926 | 18.8387 | 21.125 | 23.4524 | 25.8213 | 28.2325 | 30.6867 | 33.1845 | 35.7267 | 38.314 | 40.947 | 43.6265 | 46.3533 | 46.7887 | 47.2288 | 47.6736 | 48.1234 | 48.578 | 3.1708 | 10.1822 | 21.2053 | 35.7903 | 53.8914 | 75.8119 | 101.5537 | 131.101 | 164.439 | 201.5728 | 242.5497 | 287.4334 | 336.3153 | 389.4286 | 446.8867 | 508.8598 | 575.1926 | 645.9551 | 721.1788 | 800.9492 | 881.2805 | 962.2362 | 1043.866 | 1126.2352 | 1209.4465 | 3.1708 | 6.994 | 10.9706 | 14.5057 | 18.0038 | 21.8365 | 25.7179 | 29.6362 | 33.5846 | 37.5625 | 41.5766 | 45.6346 | 49.746 | 53.9377 | 58.2148 | 62.5882 | 67.0289 | 71.5387 | 76.1149 | 80.7612 | 81.4099 | 82.0716 | 82.7484 | 83.4431 | 84.1604 | 6.9019 | 5.4513 | 4.8874 | 4.5905 | 4.4018 | 4.266 | 4.1615 | 4.0768 | 4.0057 | 3.9441 | 3.8815 | 3.8211 | 3.7676 | 3.7194 | 3.6756 | 3.6351 | 3.5975 | 3.5622 | 3.5288 | 3.4971 | 3.4668 | 3.4377 | 3.4096 | 3.3923 | 3.3866 | 0 | 0 | 0 | 0 | 0 | 0 | 0 | 0 | 0 | 0 | 0 | 0 | 0 | 0 | 0 | 0 | 0 | 0 | 0 | 0 | 0 | 0 | 0 | 0 | 0 | 0 | 0 | 172 | 176 | TRUE
OR_Residential_LI - Single Family_Existing_Space Heating_Natural Gas_Furnace | Lost Opportunity | OR | Residential | LI - Single Family | New | Appliances | ENERGY STAR Home Design | ORM125 | ENERGY STAR Home Design | 2117 | 25 | 1.8076 | 3.9654 | 6.1881 | 8.1516 | 10.0899 | 12.2189 | 14.3862 | 16.5926 | 18.8387 | 21.125 | 23.4524 | 25.8213 | 28.2325 | 30.6867 | 33.1845 | 35.7267 | 38.314 | 40.947 | 43.6265 | 46.3533 | 46.7887 | 47.2288 | 47.6736 | 48.1234 | 48.578 | 0.57091 | 1.8315 | 3.8115 | 6.4372 | 9.7087 | 13.6959 | 18.4205 | 23.9047 | 30.1711 | 37.2438 | 45.1463 | 53.9029 | 63.5388 | 74.0796 | 85.5517 | 97.9822 | 111.4005 | 125.8319 | 141.3062 | 157.8536 | 174.6977 | 191.8439 | 209.2975 | 227.0636 | 245.1479 | 0.57091 | 1.2581 | 1.9719 | 2.609 | 3.2434 | 3.9449 | 4.6649 | 5.4038 | 6.1621 | 6.9403 | 7.7387 | 8.5579 | 9.3983 | 10.2604 | 11.1446 | 12.0515 | 12.9818 | 13.9357 | 14.9138 | 15.9167 | 16.138 | 16.3629 | 16.5912 | 16.8232 | 17.0588 | 6.9019 | 5.4513 | 4.8874 | 4.5905 | 4.4018 | 4.266 | 4.1615 | 4.0768 | 4.0057 | 3.9441 | 3.8815 | 3.8211 | 3.7676 | 3.7194 | 3.6756 | 3.6351 | 3.5975 | 3.5622 | 3.5288 | 3.4971 | 3.4668 | 3.4377 | 3.4096 | 3.3923 | 3.3866 | 0 | 0 | 0 | 0 | 0 | 0 | 0 | 0 | 0 | 0 | 0 | 0 | 0 | 0 | 0 | 0 | 0 | 0 | 0 | 0 | 0 | 0 | 0 | 0 | 0 | 0 | 0 | 173 | 177 | TRUE
OR_Residential_LI - Single Family_Existing_Space Heating_Natural Gas_Furnace | Lost Opportunity | OR | Residential | LI - Single Family | New | Space Heating | Advanced New Construction Design - Zero Net Energy | ORM126 | ZNE-Ready Home | 2.29 | 20 | 0 | 0 | 0 | 0 | 0 | 0 | 0 | 0 | 0 | 0 | 0 | 0 | 0 | 0 | 0 | 0 | 0 | 0 | 0 | 0 | 0 | 0 | 0 | 0 | 0 | 0 | 0 | 0 | 0 | 0 | 0 | 0 | 0 | 0 | 0 | 0 | 0 | 0 | 0 | 0 | 0 | 0 | 0 | 0 | 0 | 0 | 0 | 0 | 0 | 0 | 0 | 0 | 0 | 0 | 0 | 0 | 0 | 0 | 0 | 0 | 0 | 0 | 0 | 0 | 0 | 0 | 0 | 0 | 0 | 0 | 0 | 0 | 0 | 0 | 0 | 11.9005 | 9.683 | 8.8147 | 8.3691 | 8.0976 | 7.9119 | 7.7769 | 7.6743 | 7.5938 | 7.5288 | 7.461 | 7.3959 | 7.3421 | 7.2973 | 7.2594 | 7.2272 | 7.1996 | 7.1756 | 7.1549 | 7.1367 | 7.1208 | 7.1068 | 7.0944 | 7.0836 | 7.0742 | 0.69096 | 0.2142 | 0 | 0 | 0 | 0 | 0 | 0 | 0 | 0 | 0 | 0 | 0 | 0 | 0 | 0 | 0 | 0 | 0 | 0 | 0 | 0 | 0 | 0 | 0 | 0 | 0 | 174 | 178 | TRUE
OR_Residential_LI - Single Family_Existing_Space Heating_Natural Gas_Furnace | Lost Opportunity | OR | Residential | LI - Single Family | New | Water Heating | Advanced New Construction Design - Zero Net Energy | ORM127 | ZNE-Ready Home | 2.29 | 20 | 0 | 0 | 0 | 0 | 0 | 0 | 0 | 0 | 0 | 0 | 0 | 0 | 0 | 0 | 0 | 0 | 0 | 0 | 0 | 0 | 0 | 0 | 0 | 0 | 0 | 0 | 0 | 0 | 0 | 0 | 0 | 0 | 0 | 0 | 0 | 0 | 0 | 0 | 0 | 0 | 0 | 0 | 0 | 0 | 0 | 0 | 0 | 0 | 0 | 0 | 0 | 0 | 0 | 0 | 0 | 0 | 0 | 0 | 0 | 0 | 0 | 0 | 0 | 0 | 0 | 0 | 0 | 0 | 0 | 0 | 0 | 0 | 0 | 0 | 0 | 11.9005 | 9.683 | 8.8147 | 8.3691 | 8.0976 | 7.9119 | 7.7769 | 7.6743 | 7.5938 | 7.5288 | 7.461 | 7.3959 | 7.3421 | 7.2973 | 7.2594 | 7.2272 | 7.1996 | 7.1756 | 7.1549 | 7.1367 | 7.1208 | 7.1068 | 7.0944 | 7.0836 | 7.0742 | 0.69096 | 0.2142 | 0 | 0 | 0 | 0 | 0 | 0 | 0 | 0 | 0 | 0 | 0 | 0 | 0 | 0 | 0 | 0 | 0 | 0 | 0 | 0 | 0 | 0 | 0 | 0 | 0 | 175 | 179 | TRUE
OR_Residential_LI - Single Family_Existing_Space Heating_Natural Gas_Furnace | Lost Opportunity | OR | Residential | LI - Single Family | New | Appliances | Advanced New Construction Design - Zero Net Energy | ORM128 | ZNE-Ready Home | 2.29 | 20 | 0 | 0 | 0 | 0 | 0 | 0 | 0 | 0 | 0 | 0 | 0 | 0 | 0 | 0 | 0 | 0 | 0 | 0 | 0 | 0 | 0 | 0 | 0 | 0 | 0 | 0 | 0 | 0 | 0 | 0 | 0 | 0 | 0 | 0 | 0 | 0 | 0 | 0 | 0 | 0 | 0 | 0 | 0 | 0 | 0 | 0 | 0 | 0 | 0 | 0 | 0 | 0 | 0 | 0 | 0 | 0 | 0 | 0 | 0 | 0 | 0 | 0 | 0 | 0 | 0 | 0 | 0 | 0 | 0 | 0 | 0 | 0 | 0 | 0 | 0 | 11.9005 | 9.683 | 8.8147 | 8.3691 | 8.0976 | 7.9119 | 7.7769 | 7.6743 | 7.5938 | 7.5288 | 7.461 | 7.3959 | 7.3421 | 7.2973 | 7.2594 | 7.2272 | 7.1996 | 7.1756 | 7.1549 | 7.1367 | 7.1208 | 7.1068 | 7.0944 | 7.0836 | 7.0742 | 0.69096 | 0.2142 | 0 | 0 | 0 | 0 | 0 | 0 | 0 | 0 | 0 | 0 | 0 | 0 | 0 | 0 | 0 | 0 | 0 | 0 | 0 | 0 | 0 | 0 | 0 | 0 | 0 | 176 | 180 | TRUE
OR_Residential_LI - Single Family_Existing_Space Heating_Natural Gas_Furnace | Retrofit | OR | Residential | LI - Single Family | New | Space Heating | Behavioral Programs | ORM129 | Program Participation | 4.42 | 2 | 0 | 2.8197 | 7.575 | 13.8273 | 23.6119 | 34.584 | 43.8589 | 45.2345 | 37.2087 | 14.2628 | 0 | 0 | 0 | 0 | 0 | 0 | 0 | 0 | 0 | 0 | 0 | 0 | 0 | 0 | 0 | 0 | 0.87012 | 3.6119 | 8.9603 | 18.3817 | 32.4882 | 50.6707 | 69.7114 | 85.6449 | 92.1569 | 92.8853 | 93.6029 | 94.1651 | 94.6014 | 94.932 | 95.1736 | 95.3401 | 95.4433 | 95.4929 | 95.4969 | 95.49 | 95.4743 | 95.4517 | 95.4181 | 95.3758 | 0 | 0.87012 | 2.6321 | 5.115 | 9.0736 | 13.6326 | 17.5991 | 18.3857 | 15.268 | 5.8947 | 0 | 0 | 0 | 0 | 0 | 0 | 0 | 0 | 0 | 0 | 0 | 0 | 0 | 0 | 0 | 5.3576 | 4.3621 | 3.972 | 3.7717 | 3.6496 | 3.5661 | 3.5054 | 3.4593 | 3.423 | 3.3938 | 3.3633 | 3.334 | 3.3098 | 3.2897 | 3.2726 | 3.2582 | 3.2457 | 3.235 | 3.2256 | 3.2175 | 3.2103 | 3.204 | 3.1984 | 3.1935 | 3.1893 | 1.3336 | 0.41343 | 0 | 4.9262e-06 | 1.3234e-05 | 2.4157e-05 | 4.1252e-05 | 6.0421e-05 | 7.6625e-05 | 7.9028e-05 | 6.5006e-05 | 2.4918e-05 | 0 | 0 | 0 | 0 | 0 | 0 | 0 | 0 | 0 | 0 | 0 | 0 | 0 | 0 | 0 | 177 | 181 | TRUE
OR_Residential_LI - Single Family_Existing_Space Heating_Natural Gas_Furnace | Retrofit | OR | Residential | LI - Single Family | New | Water Heating | Behavioral Programs | ORM130 | Program Participation | 4.42 | 2 | 0 | 2.4963 | 6.6963 | 12.1979 | 20.7913 | 30.3926 | 38.4587 | 39.5319 | 32.3389 | 12.0499 | 0 | 0 | 0 | 0 | 0 | 0 | 0 | 0 | 0 | 0 | 0 | 0 | 0 | 0 | 0 | 0 | 0.22364 | 0.8225 | 1.9088 | 3.7504 | 6.4214 | 9.7646 | 13.145 | 15.8363 | 16.7277 | 16.5709 | 16.4135 | 16.2589 | 16.1146 | 15.9796 | 15.8546 | 15.7306 | 15.6078 | 15.4853 | 15.3638 | 15.2457 | 15.1316 | 15.0214 | 14.9154 | 14.8141 | 0 | 0.22364 | 0.59915 | 1.0885 | 1.8486 | 2.6892 | 3.3822 | 3.4513 | 2.8 | 1.0339 | 0 | 0 | 0 | 0 | 0 | 0 | 0 | 0 | 0 | 0 | 0 | 0 | 0 | 0 | 0 | 5.3576 | 4.3621 | 3.972 | 3.7717 | 3.6496 | 3.5661 | 3.5054 | 3.4593 | 3.423 | 3.3938 | 3.3633 | 3.334 | 3.3098 | 3.2897 | 3.2726 | 3.2582 | 3.2457 | 3.235 | 3.2256 | 3.2175 | 3.2103 | 3.204 | 3.1984 | 3.1935 | 3.1893 | 1.3336 | 0.41343 | 0 | 4.3612e-06 | 1.1699e-05 | 2.1311e-05 | 3.6324e-05 | 5.3098e-05 | 6.719e-05 | 6.9065e-05 | 5.6499e-05 | 2.1052e-05 | 0 | 0 | 0 | 0 | 0 | 0 | 0 | 0 | 0 | 0 | 0 | 0 | 0 | 0 | 0 | 178 | 182 | TRUE
OR_Residential_LI - Single Family_Existing_Space Heating_Natural Gas_Furnace | Retrofit | OR | Residential | LI - Single Family | New | Appliances | Behavioral Programs | ORM131 | Program Participation | 4.42 | 2 | 0 | 3.1533 | 8.4168 | 15.2246 | 25.791 | 37.4532 | 47.0483 | 47.8219 | 38.3996 | 12.9057 | 0 | 0 | 0 | 0 | 0 | 0 | 0 | 0 | 0 | 0 | 0 | 0 | 0 | 0 | 0 | 0 | 0.029691 | 0.10934 | 0.25413 | 0.50053 | 0.86011 | 1.3142 | 1.7791 | 2.1562 | 2.2891 | 2.2973 | 2.3056 | 2.314 | 2.3223 | 2.3307 | 2.3392 | 2.3477 | 2.3563 | 2.3649 | 2.3735 | 2.3823 | 2.3914 | 2.4007 | 2.4101 | 2.4197 | 0 | 0.029691 | 0.079539 | 0.14439 | 0.24549 | 0.35778 | 0.45105 | 0.46011 | 0.37078 | 0.12506 | 0 | 0 | 0 | 0 | 0 | 0 | 0 | 0 | 0 | 0 | 0 | 0 | 0 | 0 | 0 | 5.3576 | 4.3621 | 3.972 | 3.7717 | 3.6496 | 3.5661 | 3.5054 | 3.4593 | 3.423 | 3.3938 | 3.3633 | 3.334 | 3.3098 | 3.2897 | 3.2726 | 3.2582 | 3.2457 | 3.235 | 3.2256 | 3.2175 | 3.2103 | 3.204 | 3.1984 | 3.1935 | 3.1893 | 1.3336 | 0.41343 | 0 | 5.509e-06 | 1.4705e-05 | 2.6599e-05 | 4.5059e-05 | 6.5434e-05 | 8.2197e-05 | 8.3548e-05 | 6.7087e-05 | 2.2547e-05 | 0 | 0 | 0 | 0 | 0 | 0 | 0 | 0 | 0 | 0 | 0 | 0 | 0 | 0 | 0 | 179 | 183 | TRUE
OR_Residential_LI - Single Family_Existing_Space Heating_Natural Gas_Furnace | Retrofit | OR | Residential | LI - Single Family | New | Miscellaneous | Behavioral Programs | ORM132 | Program Participation | 4.42 | 2 | 0 | 3.1533 | 8.4168 | 15.2246 | 25.791 | 37.4532 | 47.0483 | 47.8219 | 38.3996 | 12.9057 | 0 | 0 | 0 | 0 | 0 | 0 | 0 | 0 | 0 | 0 | 0 | 0 | 0 | 0 | 0 | 0 | 0.0036812 | 0.013507 | 0.03128 | 0.061389 | 0.10511 | 0.16004 | 0.21586 | 0.26069 | 0.27576 | 0.27576 | 0.27576 | 0.27576 | 0.27576 | 0.27576 | 0.27576 | 0.27576 | 0.27576 | 0.27576 | 0.27576 | 0.27576 | 0.27576 | 0.27576 | 0.27576 | 0.27576 | 0 | 0.0036812 | 0.0098258 | 0.017773 | 0.030109 | 0.043723 | 0.054924 | 0.055827 | 0.044828 | 0.015066 | 0 | 0 | 0 | 0 | 0 | 0 | 0 | 0 | 0 | 0 | 0 | 0 | 0 | 0 | 0 | 5.3576 | 4.3621 | 3.972 | 3.7717 | 3.6496 | 3.5661 | 3.5054 | 3.4593 | 3.423 | 3.3938 | 3.3633 | 3.334 | 3.3098 | 3.2897 | 3.2726 | 3.2582 | 3.2457 | 3.235 | 3.2256 | 3.2175 | 3.2103 | 3.204 | 3.1984 | 3.1935 | 3.1893 | 1.3336 | 0.41343 | 0 | 5.509e-06 | 1.4705e-05 | 2.6599e-05 | 4.5059e-05 | 6.5434e-05 | 8.2197e-05 | 8.3548e-05 | 6.7087e-05 | 2.2547e-05 | 0 | 0 | 0 | 0 | 0 | 0 | 0 | 0 | 0 | 0 | 0 | 0 | 0 | 0 | 0 | 180 | 184 | TRUE
OR_Residential_LI - Single Family_Existing_Space Heating_Natural Gas_Furnace | Retrofit | OR | Residential | LI - Multi-Family | Existing | Space Heating | Insulation - Ceiling Installation | ORM133 | R-49 | 1.12 | 45 | 0 | 0 | 0 | 0 | 0 | 0 | 0 | 0 | 0 | 0 | 0 | 0 | 0 | 0 | 0 | 0 | 0 | 0 | 0 | 0 | 0 | 0 | 0 | 0 | 0 | 0 | 0 | 0 | 0 | 0 | 0 | 0 | 0 | 0 | 0 | 0 | 0 | 0 | 0 | 0 | 0 | 0 | 0 | 0 | 0 | 0 | 0 | 0 | 0 | 0 | 0 | 0 | 0 | 0 | 0 | 0 | 0 | 0 | 0 | 0 | 0 | 0 | 0 | 0 | 0 | 0 | 0 | 0 | 0 | 0 | 0 | 0 | 0 | 0 | 0 | 21.8742 | 22.0522 | 22.2312 | 22.4107 | 22.5899 | 22.7681 | 22.9448 | 23.1191 | 23.2906 | 23.4585 | 23.6219 | 23.7809 | 23.9325 | 24.0768 | 24.2142 | 24.3449 | 24.4691 | 24.587 | 24.699 | 24.805 | 24.9056 | 25.001 | 25.0915 | 25.1773 | 25.2586 | 1.12 | 0.3472 | 0 | 0 | 0 | 0 | 0 | 0 | 0 | 0 | 0 | 0 | 0 | 0 | 0 | 0 | 0 | 0 | 0 | 0 | 0 | 0 | 0 | 0 | 0 | 0 | 0 | 181 | 185 | TRUE
OR_Residential_LI - Single Family_Existing_Space Heating_Natural Gas_Furnace | Retrofit | OR | Residential | LI - Multi-Family | Existing | Space Heating | Insulation - Ceiling Upgrade | ORM134 | R-49 | 0.57 | 45 | 0 | 0 | 0 | 0 | 0 | 0 | 0 | 0 | 0 | 0 | 0 | 0 | 0 | 0 | 0 | 0 | 0 | 0 | 0 | 0 | 0 | 0 | 0 | 0 | 0 | 0 | 0 | 0 | 0 | 0 | 0 | 0 | 0 | 0 | 0 | 0 | 0 | 0 | 0 | 0 | 0 | 0 | 0 | 0 | 0 | 0 | 0 | 0 | 0 | 0 | 0 | 0 | 0 | 0 | 0 | 0 | 0 | 0 | 0 | 0 | 0 | 0 | 0 | 0 | 0 | 0 | 0 | 0 | 0 | 0 | 0 | 0 | 0 | 0 | 0 | 10.9402 | 11.0292 | 11.1187 | 11.2085 | 11.2981 | 11.3873 | 11.4756 | 11.5628 | 11.6485 | 11.7326 | 11.8143 | 11.8938 | 11.9696 | 12.0418 | 12.1105 | 12.1758 | 12.238 | 12.297 | 12.353 | 12.406 | 12.4563 | 12.504 | 12.5493 | 12.5922 | 12.6328 | 0.10596 | 0.032846 | 0 | 0 | 0 | 0 | 0 | 0 | 0 | 0 | 0 | 0 | 0 | 0 | 0 | 0 | 0 | 0 | 0 | 0 | 0 | 0 | 0 | 0 | 0 | 0 | 0 | 182 | 186 | TRUE
OR_Residential_LI - Single Family_Existing_Space Heating_Natural Gas_Furnace | Retrofit | OR | Residential | LI - Multi-Family | Existing | Space Heating | Insulation - Radiant Barrier | ORM135 | Installed | 0.07 | 15 | 0 | 0 | 0 | 0 | 0 | 0 | 0 | 0 | 0 | 0 | 0 | 0 | 0 | 0 | 0 | 0 | 0 | 0 | 0 | 0 | 0 | 0 | 0 | 0 | 0 | 0 | 0 | 0 | 0 | 0 | 0 | 0 | 0 | 0 | 0 | 0 | 0 | 0 | 0 | 0 | 0 | 0 | 0 | 0 | 0 | 0 | 0 | 0 | 0 | 0 | 0 | 0 | 0 | 0 | 0 | 0 | 0 | 0 | 0 | 0 | 0 | 0 | 0 | 0 | 0 | 0 | 0 | 0 | 0 | 0 | 0 | 0 | 0 | 0 | 0 | 17.7561 | 17.9005 | 18.0459 | 18.1916 | 18.337 | 18.4817 | 18.6251 | 18.7666 | 18.9058 | 19.0421 | 19.1748 | 19.3038 | 19.4269 | 19.544 | 19.6555 | 19.7616 | 19.8624 | 19.9582 | 20.0491 | 20.1351 | 20.2168 | 20.2942 | 20.3677 | 20.4373 | 20.5033 | 0.013012 | 0.0040337 | 0 | 0 | 0 | 0 | 0 | 0 | 0 | 0 | 0 | 0 | 0 | 0 | 0 | 0 | 0 | 0 | 0 | 0 | 0 | 0 | 0 | 0 | 0 | 0 | 0 | 183 | 187 | TRUE
OR_Residential_LI - Single Family_Existing_Space Heating_Natural Gas_Furnace | Retrofit | OR | Residential | LI - Multi-Family | Existing | Space Heating | Insulation - Wall Cavity Installation | ORM136 | R-11 | 1.35 | 45 | 1106.4881 | 1374.5885 | 1701.9009 | 1998.9021 | 2306.8482 | 2728.7401 | 3028.7186 | 3130.4827 | 2984.842 | 2595.9362 | 2032.4994 | 1360.9905 | 799.5578 | 389.5054 | 166.7312 | 61.3434 | 19.3866 | 4.2751 | 0.71099 | 0.086348 | 0 | 0 | 0 | 0 | 0 | 10.8998 | 24.2047 | 40.4009 | 59.0965 | 80.3009 | 104.9717 | 131.8602 | 159.0992 | 184.491 | 205.9933 | 222.2567 | 232.5289 | 237.9444 | 239.8936 | 240.0157 | 239.3205 | 238.3459 | 237.3152 | 236.3212 | 235.387 | 234.5099 | 233.6873 | 232.916 | 232.1928 | 231.5148 | 10.8998 | 13.4101 | 16.4376 | 19.1088 | 21.8221 | 25.5352 | 28.0333 | 28.6624 | 27.045 | 23.2929 | 18.0767 | 12.0098 | 7.0072 | 3.3929 | 1.4443 | 0.52869 | 0.16629 | 0.036506 | 0.0060456 | 0.00073132 | 0 | 0 | 0 | 0 | 0 | 9.9228 | 10.0035 | 10.0847 | 10.1661 | 10.2474 | 10.3283 | 10.4084 | 10.4875 | 10.5653 | 10.6415 | 10.7156 | 10.7877 | 10.8565 | 10.9219 | 10.9843 | 11.0435 | 11.0999 | 11.1534 | 11.2042 | 11.2523 | 11.2979 | 11.3412 | 11.3822 | 11.4212 | 11.458 | 1.35 | 0.4185 | 0.0019568 | 0.002431 | 0.0030098 | 0.0035351 | 0.0040797 | 0.0048258 | 0.0053563 | 0.0055363 | 0.0052787 | 0.0045909 | 0.0035945 | 0.0024069 | 0.001414 | 0.00068884 | 0.00029486 | 0.00010849 | 3.4285e-05 | 7.5606e-06 | 1.2574e-06 | 1.5271e-07 | 0 | 0 | 0 | 0 | 0 | 184 | 188 | TRUE
OR_Residential_LI - Single Family_Existing_Space Heating_Natural Gas_Furnace | Retrofit | OR | Residential | LI - Multi-Family | Existing | Space Heating | Insulation - Wall Cavity Upgrade | ORM137 | R-11 | 1.79 | 45 | 0 | 0 | 0 | 0 | 0 | 0 | 0 | 0 | 0 | 0 | 0 | 0 | 0 | 0 | 0 | 0 | 0 | 0 | 0 | 0 | 0 | 0 | 0 | 0 | 0 | 0 | 0 | 0 | 0 | 0 | 0 | 0 | 0 | 0 | 0 | 0 | 0 | 0 | 0 | 0 | 0 | 0 | 0 | 0 | 0 | 0 | 0 | 0 | 0 | 0 | 0 | 0 | 0 | 0 | 0 | 0 | 0 | 0 | 0 | 0 | 0 | 0 | 0 | 0 | 0 | 0 | 0 | 0 | 0 | 0 | 0 | 0 | 0 | 0 | 0 | 12.4202 | 12.5213 | 12.6229 | 12.7248 | 12.8266 | 12.9278 | 13.0281 | 13.1271 | 13.2244 | 13.3198 | 13.4126 | 13.5029 | 13.5889 | 13.6709 | 13.7489 | 13.8231 | 13.8936 | 13.9606 | 14.0242 | 14.0843 | 14.1415 | 14.1956 | 14.247 | 14.2957 | 14.3419 | 0.5126 | 0.15891 | 0 | 0 | 0 | 0 | 0 | 0 | 0 | 0 | 0 | 0 | 0 | 0 | 0 | 0 | 0 | 0 | 0 | 0 | 0 | 0 | 0 | 0 | 0 | 0 | 0 | 185 | 189 | TRUE
OR_Residential_LI - Single Family_Existing_Space Heating_Natural Gas_Furnace | Retrofit | OR | Residential | LI - Multi-Family | Existing | Space Heating | Insulation - Wall Sheathing | ORM138 | Install R-5 Rigid | 1.02 | 20 | 885.1905 | 1099.6708 | 1361.5207 | 1599.1217 | 1845.4786 | 2182.992 | 2422.9749 | 2504.3862 | 2387.8736 | 2076.749 | 1625.9995 | 1088.7924 | 639.6463 | 311.6043 | 133.3849 | 49.0747 | 15.5092 | 3.4201 | 0.56879 | 0.069078 | 0 | 0 | 0 | 0 | 0 | 28.9333 | 64.3536 | 107.6232 | 157.7789 | 214.9374 | 281.8066 | 355.1395 | 429.9118 | 500.0505 | 559.766 | 605.1095 | 633.7982 | 648.8944 | 654.2578 | 654.4843 | 652.4122 | 649.554 | 646.5371 | 643.6222 | 640.874 | 638.2852 | 635.8489 | 633.5557 | 631.397 | 629.3646 | 28.9333 | 35.6538 | 43.788 | 51.0176 | 58.4102 | 68.5517 | 75.5021 | 77.4505 | 73.3036 | 63.2961 | 49.2152 | 32.7348 | 19.1094 | 9.2533 | 3.9385 | 1.4413 | 0.45318 | 0.099455 | 0.016465 | 0.0019911 | 0 | 0 | 0 | 0 | 0 | 1.8769 | 1.8922 | 1.9075 | 1.9229 | 1.9383 | 1.9536 | 1.9687 | 1.9837 | 1.9984 | 2.0128 | 2.0268 | 2.0405 | 2.0535 | 2.0659 | 2.0777 | 2.0889 | 2.0995 | 2.1097 | 2.1193 | 2.1284 | 2.137 | 2.1452 | 2.1529 | 2.1603 | 2.1673 | 0.2921 | 0.09055 | 0.00033872 | 0.00042079 | 0.00052098 | 0.0006119 | 0.00070617 | 0.00083532 | 0.00092714 | 0.0009583 | 0.00091371 | 0.00079466 | 0.00062218 | 0.00041662 | 0.00024476 | 0.00011923 | 5.1039e-05 | 1.8778e-05 | 5.9346e-06 | 1.3087e-06 | 2.1765e-07 | 2.6433e-08 | 0 | 0 | 0 | 0 | 0 | 186 | 190 | TRUE
OR_Residential_LI - Single Family_Existing_Space Heating_Natural Gas_Furnace | Retrofit | OR | Residential | LI - Multi-Family | Existing | Space Heating | Insulation - External Wall Sheathing - Insulated Vinyl Siding | ORM139 | Insulated Vinyl Siding, between R-2 and R-2.7 | 1.91 | 25 | 0 | 0 | 0 | 0 | 0 | 0 | 0 | 0 | 0 | 0 | 0 | 0 | 0 | 0 | 0 | 0 | 0 | 0 | 0 | 0 | 0 | 0 | 0 | 0 | 0 | 0 | 0 | 0 | 0 | 0 | 0 | 0 | 0 | 0 | 0 | 0 | 0 | 0 | 0 | 0 | 0 | 0 | 0 | 0 | 0 | 0 | 0 | 0 | 0 | 0 | 0 | 0 | 0 | 0 | 0 | 0 | 0 | 0 | 0 | 0 | 0 | 0 | 0 | 0 | 0 | 0 | 0 | 0 | 0 | 0 | 0 | 0 | 0 | 0 | 0 | 17.6136 | 17.7569 | 17.9011 | 18.0456 | 18.1899 | 18.3335 | 18.4757 | 18.6161 | 18.7541 | 18.8894 | 19.0209 | 19.149 | 19.271 | 19.3872 | 19.4979 | 19.6031 | 19.7031 | 19.7981 | 19.8882 | 19.9736 | 20.0546 | 20.1314 | 20.2043 | 20.2734 | 20.3389 | 0.54697 | 0.16956 | 0 | 0 | 0 | 0 | 0 | 0 | 0 | 0 | 0 | 0 | 0 | 0 | 0 | 0 | 0 | 0 | 0 | 0 | 0 | 0 | 0 | 0 | 0 | 0 | 0 | 187 | 191 | TRUE
OR_Residential_LI - Single Family_Existing_Space Heating_Natural Gas_Furnace | Retrofit | OR | Residential | LI - Multi-Family | Existing | Space Heating | Insulation - Floor Installation | ORM140 | R-30 | 0.81 | 45 | 0 | 0 | 0 | 0 | 0 | 0 | 0 | 0 | 0 | 0 | 0 | 0 | 0 | 0 | 0 | 0 | 0 | 0 | 0 | 0 | 0 | 0 | 0 | 0 | 0 | 0 | 0 | 0 | 0 | 0 | 0 | 0 | 0 | 0 | 0 | 0 | 0 | 0 | 0 | 0 | 0 | 0 | 0 | 0 | 0 | 0 | 0 | 0 | 0 | 0 | 0 | 0 | 0 | 0 | 0 | 0 | 0 | 0 | 0 | 0 | 0 | 0 | 0 | 0 | 0 | 0 | 0 | 0 | 0 | 0 | 0 | 0 | 0 | 0 | 0 | 9.6884 | 9.7672 | 9.8465 | 9.926 | 10.0054 | 10.0843 | 10.1626 | 10.2398 | 10.3157 | 10.3901 | 10.4625 | 10.5329 | 10.6 | 10.664 | 10.7248 | 10.7827 | 10.8377 | 10.89 | 10.9396 | 10.9865 | 11.0311 | 11.0733 | 11.1134 | 11.1514 | 11.1874 | 0.81 | 0.2511 | 0 | 0 | 0 | 0 | 0 | 0 | 0 | 0 | 0 | 0 | 0 | 0 | 0 | 0 | 0 | 0 | 0 | 0 | 0 | 0 | 0 | 0 | 0 | 0 | 0 | 188 | 192 | TRUE
OR_Residential_LI - Single Family_Existing_Space Heating_Natural Gas_Furnace | Retrofit | OR | Residential | LI - Multi-Family | Existing | Space Heating | Insulation - Floor Upgrade | ORM141 | R-30 | 0.81 | 45 | 0 | 0 | 0 | 0 | 0 | 0 | 0 | 0 | 0 | 0 | 0 | 0 | 0 | 0 | 0 | 0 | 0 | 0 | 0 | 0 | 0 | 0 | 0 | 0 | 0 | 0 | 0 | 0 | 0 | 0 | 0 | 0 | 0 | 0 | 0 | 0 | 0 | 0 | 0 | 0 | 0 | 0 | 0 | 0 | 0 | 0 | 0 | 0 | 0 | 0 | 0 | 0 | 0 | 0 | 0 | 0 | 0 | 0 | 0 | 0 | 0 | 0 | 0 | 0 | 0 | 0 | 0 | 0 | 0 | 0 | 0 | 0 | 0 | 0 | 0 | 10.6555 | 10.7422 | 10.8294 | 10.9169 | 11.0041 | 11.091 | 11.177 | 11.2619 | 11.3455 | 11.4273 | 11.5069 | 11.5843 | 11.6581 | 11.7285 | 11.7954 | 11.859 | 11.9195 | 11.977 | 12.0315 | 12.0832 | 12.1322 | 12.1787 | 12.2228 | 12.2645 | 12.3041 | 0.1727 | 0.053536 | 0 | 0 | 0 | 0 | 0 | 0 | 0 | 0 | 0 | 0 | 0 | 0 | 0 | 0 | 0 | 0 | 0 | 0 | 0 | 0 | 0 | 0 | 0 | 0 | 0 | 189 | 193 | TRUE
OR_Residential_LI - Single Family_Existing_Space Heating_Natural Gas_Furnace | Retrofit | OR | Residential | LI - Multi-Family | Existing | Space Heating | Insulation - Basement Sidewall | ORM142 | R-11 | 1.19 | 20 | 0 | 0 | 0 | 0 | 0 | 0 | 0 | 0 | 0 | 0 | 0 | 0 | 0 | 0 | 0 | 0 | 0 | 0 | 0 | 0 | 0 | 0 | 0 | 0 | 0 | 0 | 0 | 0 | 0 | 0 | 0 | 0 | 0 | 0 | 0 | 0 | 0 | 0 | 0 | 0 | 0 | 0 | 0 | 0 | 0 | 0 | 0 | 0 | 0 | 0 | 0 | 0 | 0 | 0 | 0 | 0 | 0 | 0 | 0 | 0 | 0 | 0 | 0 | 0 | 0 | 0 | 0 | 0 | 0 | 0 | 0 | 0 | 0 | 0 | 0 | 0 | 0 | 0 | 0 | 0 | 0 | 0 | 0 | 0 | 0 | 0 | 0 | 0 | 0 | 0 | 0 | 0 | 0 | 0 | 0 | 0 | 0 | 0 | 0 | 0 | 0.34078 | 0.10564 | 0 | 0 | 0 | 0 | 0 | 0 | 0 | 0 | 0 | 0 | 0 | 0 | 0 | 0 | 0 | 0 | 0 | 0 | 0 | 0 | 0 | 0 | 0 | 0 | 0 | 190 | 194 | TRUE
OR_Residential_LI - Single Family_Existing_Space Heating_Natural Gas_Furnace | Retrofit | OR | Residential | LI - Multi-Family | Existing | Space Heating | Insulation - Foundation | ORM143 | R-15 | 1.03 | 70 | 0 | 0 | 0 | 0 | 0 | 0 | 0 | 0 | 0 | 0 | 0 | 0 | 0 | 0 | 0 | 0 | 0 | 0 | 0 | 0 | 0 | 0 | 0 | 0 | 0 | 0 | 0 | 0 | 0 | 0 | 0 | 0 | 0 | 0 | 0 | 0 | 0 | 0 | 0 | 0 | 0 | 0 | 0 | 0 | 0 | 0 | 0 | 0 | 0 | 0 | 0 | 0 | 0 | 0 | 0 | 0 | 0 | 0 | 0 | 0 | 0 | 0 | 0 | 0 | 0 | 0 | 0 | 0 | 0 | 0 | 0 | 0 | 0 | 0 | 0 | 0 | 0 | 0 | 0 | 0 | 0 | 0 | 0 | 0 | 0 | 0 | 0 | 0 | 0 | 0 | 0 | 0 | 0 | 0 | 0 | 0 | 0 | 0 | 0 | 0 | 0.2196 | 0.068076 | 0 | 0 | 0 | 0 | 0 | 0 | 0 | 0 | 0 | 0 | 0 | 0 | 0 | 0 | 0 | 0 | 0 | 0 | 0 | 0 | 0 | 0 | 0 | 0 | 0 | 191 | 195 | TRUE
OR_Residential_LI - Single Family_Existing_Space Heating_Natural Gas_Furnace | Retrofit | OR | Residential | LI - Multi-Family | Existing | Space Heating | Insulation - Ducting | ORM144 | R-8 | 2.54 | 45 | 0 | 0 | 0 | 0 | 0 | 0 | 0 | 0 | 0 | 0 | 0 | 0 | 0 | 0 | 0 | 0 | 0 | 0 | 0 | 0 | 0 | 0 | 0 | 0 | 0 | 0 | 0 | 0 | 0 | 0 | 0 | 0 | 0 | 0 | 0 | 0 | 0 | 0 | 0 | 0 | 0 | 0 | 0 | 0 | 0 | 0 | 0 | 0 | 0 | 0 | 0 | 0 | 0 | 0 | 0 | 0 | 0 | 0 | 0 | 0 | 0 | 0 | 0 | 0 | 0 | 0 | 0 | 0 | 0 | 0 | 0 | 0 | 0 | 0 | 0 | 0 | 0 | 0 | 0 | 0 | 0 | 0 | 0 | 0 | 0 | 0 | 0 | 0 | 0 | 0 | 0 | 0 | 0 | 0 | 0 | 0 | 0 | 0 | 0 | 0 | 2.54 | 0.7874 | 0 | 0 | 0 | 0 | 0 | 0 | 0 | 0 | 0 | 0 | 0 | 0 | 0 | 0 | 0 | 0 | 0 | 0 | 0 | 0 | 0 | 0 | 0 | 0 | 0 | 192 | 196 | TRUE
OR_Residential_LI - Single Family_Existing_Space Heating_Natural Gas_Furnace | Retrofit | OR | Residential | LI - Multi-Family | Existing | Space Heating | Ducting - Repair and Sealing | ORM145 | Sealed | 808.51 | 20 | 0 | 0 | 0 | 0 | 0 | 0 | 0 | 0 | 0 | 0 | 0 | 0 | 0 | 0 | 0 | 0 | 0 | 0 | 0 | 0 | 0 | 0 | 0 | 0 | 0 | 0 | 0 | 0 | 0 | 0 | 0 | 0 | 0 | 0 | 0 | 0 | 0 | 0 | 0 | 0 | 0 | 0 | 0 | 0 | 0 | 0 | 0 | 0 | 0 | 0 | 0 | 0 | 0 | 0 | 0 | 0 | 0 | 0 | 0 | 0 | 0 | 0 | 0 | 0 | 0 | 0 | 0 | 0 | 0 | 0 | 0 | 0 | 0 | 0 | 0 | 0 | 0 | 0 | 0 | 0 | 0 | 0 | 0 | 0 | 0 | 0 | 0 | 0 | 0 | 0 | 0 | 0 | 0 | 0 | 0 | 0 | 0 | 0 | 0 | 0 | 760.7526 | 235.8333 | 0 | 0 | 0 | 0 | 0 | 0 | 0 | 0 | 0 | 0 | 0 | 0 | 0 | 0 | 0 | 0 | 0 | 0 | 0 | 0 | 0 | 0 | 0 | 0 | 0 | 193 | 197 | TRUE
OR_Residential_LI - Single Family_Existing_Space Heating_Natural Gas_Furnace | Retrofit | OR | Residential | LI - Multi-Family | Existing | Space Heating | Ducting - Repair and Sealing - Aerosol | ORM146 | G.17 Aerosol Duct Sealing | 0.59 | 10 | 0 | 0 | 0 | 0 | 0 | 0 | 0 | 0 | 0 | 0 | 0 | 0 | 0 | 0 | 0 | 0 | 0 | 0 | 0 | 0 | 0 | 0 | 0 | 0 | 0 | 0 | 0 | 0 | 0 | 0 | 0 | 0 | 0 | 0 | 0 | 0 | 0 | 0 | 0 | 0 | 0 | 0 | 0 | 0 | 0 | 0 | 0 | 0 | 0 | 0 | 0 | 0 | 0 | 0 | 0 | 0 | 0 | 0 | 0 | 0 | 0 | 0 | 0 | 0 | 0 | 0 | 0 | 0 | 0 | 0 | 0 | 0 | 0 | 0 | 0 | 0 | 0 | 0 | 0 | 0 | 0 | 0 | 0 | 0 | 0 | 0 | 0 | 0 | 0 | 0 | 0 | 0 | 0 | 0 | 0 | 0 | 0 | 0 | 0 | 0 | 0.59 | 0.1829 | 0 | 0 | 0 | 0 | 0 | 0 | 0 | 0 | 0 | 0 | 0 | 0 | 0 | 0 | 0 | 0 | 0 | 0 | 0 | 0 | 0 | 0 | 0 | 0 | 0 | 194 | 198 | TRUE
OR_Residential_LI - Single Family_Existing_Space Heating_Natural Gas_Furnace | Retrofit | OR | Residential | LI - Multi-Family | Existing | Space Heating | Building Shell - Air Sealing (Infiltration Control) | ORM147 | 0.1 ACH Reduction | 0.73 | 15 | 0 | 0 | 0 | 0 | 0 | 0 | 0 | 0 | 0 | 0 | 0 | 0 | 0 | 0 | 0 | 0 | 0 | 0 | 0 | 0 | 0 | 0 | 0 | 0 | 0 | 0 | 0 | 0 | 0 | 0 | 0 | 0 | 0 | 0 | 0 | 0 | 0 | 0 | 0 | 0 | 0 | 0 | 0 | 0 | 0 | 0 | 0 | 0 | 0 | 0 | 0 | 0 | 0 | 0 | 0 | 0 | 0 | 0 | 0 | 0 | 0 | 0 | 0 | 0 | 0 | 0 | 0 | 0 | 0 | 0 | 0 | 0 | 0 | 0 | 0 | 106.2199 | 107.084 | 107.9536 | 108.8252 | 109.6954 | 110.5609 | 111.4185 | 112.2651 | 113.0977 | 113.9134 | 114.7068 | 115.4789 | 116.2148 | 116.9157 | 117.5828 | 118.2174 | 118.8205 | 119.3933 | 119.9371 | 120.4518 | 120.9403 | 121.4037 | 121.8431 | 122.2597 | 122.6545 | 1.0537 | 0.32663 | 0 | 0 | 0 | 0 | 0 | 0 | 0 | 0 | 0 | 0 | 0 | 0 | 0 | 0 | 0 | 0 | 0 | 0 | 0 | 0 | 0 | 0 | 0 | 0 | 0 | 195 | 199 | TRUE
OR_Residential_LI - Single Family_Existing_Space Heating_Natural Gas_Furnace | Retrofit | OR | Residential | LI - Multi-Family | Existing | Space Heating | Building Shell - Liquid-Applied Weather-Resistive Barrier | ORM148 | Liquid-Applied Weather-Resistant Barrier | 0.72 | 15 | 0 | 0 | 0 | 0 | 0 | 0 | 0 | 0 | 0 | 0 | 0 | 0 | 0 | 0 | 0 | 0 | 0 | 0 | 0 | 0 | 0 | 0 | 0 | 0 | 0 | 0 | 0 | 0 | 0 | 0 | 0 | 0 | 0 | 0 | 0 | 0 | 0 | 0 | 0 | 0 | 0 | 0 | 0 | 0 | 0 | 0 | 0 | 0 | 0 | 0 | 0 | 0 | 0 | 0 | 0 | 0 | 0 | 0 | 0 | 0 | 0 | 0 | 0 | 0 | 0 | 0 | 0 | 0 | 0 | 0 | 0 | 0 | 0 | 0 | 0 | 7.4487 | 7.5093 | 7.5703 | 7.6314 | 7.6925 | 7.7532 | 7.8133 | 7.8727 | 7.931 | 7.9882 | 8.0439 | 8.098 | 8.1496 | 8.1988 | 8.2456 | 8.2901 | 8.3324 | 8.3725 | 8.4107 | 8.4468 | 8.481 | 8.5135 | 8.5443 | 8.5735 | 8.6012 | 0.21725 | 0.067346 | 0 | 0 | 0 | 0 | 0 | 0 | 0 | 0 | 0 | 0 | 0 | 0 | 0 | 0 | 0 | 0 | 0 | 0 | 0 | 0 | 0 | 0 | 0 | 0 | 0 | 196 | 200 | TRUE
OR_Residential_LI - Single Family_Existing_Space Heating_Natural Gas_Furnace | Retrofit | OR | Residential | LI - Multi-Family | Existing | Space Heating | Building Shell - Whole-Home Aerosol Sealing | ORM149 | Building Sealed | 386 | 20 | 0 | 0 | 0 | 0 | 0 | 0 | 0 | 0 | 0 | 0 | 0 | 0 | 0 | 0 | 0 | 0 | 0 | 0 | 0 | 0 | 0 | 0 | 0 | 0 | 0 | 0 | 0 | 0 | 0 | 0 | 0 | 0 | 0 | 0 | 0 | 0 | 0 | 0 | 0 | 0 | 0 | 0 | 0 | 0 | 0 | 0 | 0 | 0 | 0 | 0 | 0 | 0 | 0 | 0 | 0 | 0 | 0 | 0 | 0 | 0 | 0 | 0 | 0 | 0 | 0 | 0 | 0 | 0 | 0 | 0 | 0 | 0 | 0 | 0 | 0 | 6.254 | 6.3049 | 6.3561 | 6.4074 | 6.4587 | 6.5096 | 6.5601 | 6.61 | 6.659 | 6.707 | 6.7537 | 6.7992 | 6.8425 | 6.8838 | 6.9231 | 6.9604 | 6.9959 | 7.0297 | 7.0617 | 7.092 | 7.1207 | 7.148 | 7.1739 | 7.1984 | 7.2217 | 116.4676 | 36.105 | 0 | 0 | 0 | 0 | 0 | 0 | 0 | 0 | 0 | 0 | 0 | 0 | 0 | 0 | 0 | 0 | 0 | 0 | 0 | 0 | 0 | 0 | 0 | 0 | 0 | 197 | 201 | TRUE
OR_Residential_LI - Single Family_Existing_Space Heating_Natural Gas_Furnace | Retrofit | OR | Residential | LI - Multi-Family | Existing | Space Heating | Windows - High Efficiency (Class 30) | ORM150 | Class 30 | 26.53 | 45 | 0 | 0 | 0 | 0 | 0 | 0 | 0 | 0 | 0 | 0 | 0 | 0 | 0 | 0 | 0 | 0 | 0 | 0 | 0 | 0 | 0 | 0 | 0 | 0 | 0 | 0 | 0 | 0 | 0 | 0 | 0 | 0 | 0 | 0 | 0 | 0 | 0 | 0 | 0 | 0 | 0 | 0 | 0 | 0 | 0 | 0 | 0 | 0 | 0 | 0 | 0 | 0 | 0 | 0 | 0 | 0 | 0 | 0 | 0 | 0 | 0 | 0 | 0 | 0 | 0 | 0 | 0 | 0 | 0 | 0 | 0 | 0 | 0 | 0 | 0 | 22.4747 | 22.6575 | 22.8415 | 23.0259 | 23.21 | 23.3932 | 23.5746 | 23.7538 | 23.9299 | 24.1025 | 24.2704 | 24.4338 | 24.5895 | 24.7378 | 24.8789 | 25.0132 | 25.1408 | 25.262 | 25.377 | 25.486 | 25.5893 | 25.6874 | 25.7803 | 25.8685 | 25.952 | 27.5112 | 8.5285 | 0 | 0 | 0 | 0 | 0 | 0 | 0 | 0 | 0 | 0 | 0 | 0 | 0 | 0 | 0 | 0 | 0 | 0 | 0 | 0 | 0 | 0 | 0 | 0 | 0 | 198 | 202 | TRUE
OR_Residential_LI - Single Family_Existing_Space Heating_Natural Gas_Furnace | Retrofit | OR | Residential | LI - Multi-Family | Existing | Space Heating | Windows - High Efficiency (Class 22) | ORM151 | Class 22 | 30.72 | 45 | 0 | 0 | 0 | 0 | 0 | 0 | 0 | 0 | 0 | 0 | 0 | 0 | 0 | 0 | 0 | 0 | 0 | 0 | 0 | 0 | 0 | 0 | 0 | 0 | 0 | 0 | 0 | 0 | 0 | 0 | 0 | 0 | 0 | 0 | 0 | 0 | 0 | 0 | 0 | 0 | 0 | 0 | 0 | 0 | 0 | 0 | 0 | 0 | 0 | 0 | 0 | 0 | 0 | 0 | 0 | 0 | 0 | 0 | 0 | 0 | 0 | 0 | 0 | 0 | 0 | 0 | 0 | 0 | 0 | 0 | 0 | 0 | 0 | 0 | 0 | 19.2626 | 19.4193 | 19.577 | 19.7351 | 19.8929 | 20.0498 | 20.2054 | 20.3589 | 20.5099 | 20.6578 | 20.8017 | 20.9417 | 21.0752 | 21.2023 | 21.3232 | 21.4383 | 21.5477 | 21.6516 | 21.7502 | 21.8435 | 21.9321 | 22.0162 | 22.0958 | 22.1714 | 22.243 | 27.5132 | 8.5291 | 0 | 0 | 0 | 0 | 0 | 0 | 0 | 0 | 0 | 0 | 0 | 0 | 0 | 0 | 0 | 0 | 0 | 0 | 0 | 0 | 0 | 0 | 0 | 0 | 0 | 199 | 203 | TRUE
OR_Residential_LI - Single Family_Existing_Space Heating_Natural Gas_Furnace | Retrofit | OR | Residential | LI - Multi-Family | Existing | Space Heating | Windows - Low-e Storm Addition | ORM152 | Low-e Storm Window | 11.24 | 20 | 0 | 0 | 0 | 0 | 0 | 0 | 0 | 0 | 0 | 0 | 0 | 0 | 0 | 0 | 0 | 0 | 0 | 0 | 0 | 0 | 0 | 0 | 0 | 0 | 0 | 0 | 0 | 0 | 0 | 0 | 0 | 0 | 0 | 0 | 0 | 0 | 0 | 0 | 0 | 0 | 0 | 0 | 0 | 0 | 0 | 0 | 0 | 0 | 0 | 0 | 0 | 0 | 0 | 0 | 0 | 0 | 0 | 0 | 0 | 0 | 0 | 0 | 0 | 0 | 0 | 0 | 0 | 0 | 0 | 0 | 0 | 0 | 0 | 0 | 0 | 3.4785 | 3.5068 | 3.5353 | 3.5638 | 3.5923 | 3.6207 | 3.6488 | 3.6765 | 3.7038 | 3.7305 | 3.7564 | 3.7817 | 3.8058 | 3.8288 | 3.8506 | 3.8714 | 3.8912 | 3.9099 | 3.9277 | 3.9446 | 3.9606 | 3.9758 | 3.9902 | 4.0038 | 4.0167 | 0.81012 | 0.25114 | 0 | 0 | 0 | 0 | 0 | 0 | 0 | 0 | 0 | 0 | 0 | 0 | 0 | 0 | 0 | 0 | 0 | 0 | 0 | 0 | 0 | 0 | 0 | 0 | 0 | 200 | 204 | TRUE
OR_Residential_LI - Single Family_Existing_Space Heating_Natural Gas_Furnace | Retrofit | OR | Residential | LI - Multi-Family | Existing | Space Heating | ENERGY STAR Doors - Storm and Thermal | ORM153 | R-5 Door | 619.69 | 40 | 0 | 0 | 0 | 0 | 0 | 0 | 0 | 0 | 0 | 0 | 0 | 0 | 0 | 0 | 0 | 0 | 0 | 0 | 0 | 0 | 0 | 0 | 0 | 0 | 0 | 0 | 0 | 0 | 0 | 0 | 0 | 0 | 0 | 0 | 0 | 0 | 0 | 0 | 0 | 0 | 0 | 0 | 0 | 0 | 0 | 0 | 0 | 0 | 0 | 0 | 0 | 0 | 0 | 0 | 0 | 0 | 0 | 0 | 0 | 0 | 0 | 0 | 0 | 0 | 0 | 0 | 0 | 0 | 0 | 0 | 0 | 0 | 0 | 0 | 0 | 20.7242 | 20.8928 | 21.0624 | 21.2325 | 21.4022 | 21.5711 | 21.7384 | 21.9036 | 22.0661 | 22.2252 | 22.38 | 22.5307 | 22.6742 | 22.811 | 22.9411 | 23.0649 | 23.1826 | 23.2944 | 23.4005 | 23.5009 | 23.5962 | 23.6866 | 23.7724 | 23.8536 | 23.9307 | 603.2244 | 186.9996 | 0 | 0 | 0 | 0 | 0 | 0 | 0 | 0 | 0 | 0 | 0 | 0 | 0 | 0 | 0 | 0 | 0 | 0 | 0 | 0 | 0 | 0 | 0 | 0 | 0 | 201 | 205 | TRUE
OR_Residential_LI - Single Family_Existing_Space Heating_Natural Gas_Furnace | Lost Opportunity | OR | Residential | LI - Multi-Family | Existing | Space Heating | Combined Boiler + DHW System | ORM154 | Combined tankless boiler unit for space and DHW | 5368.77 | 21 | 0 | 0 | 0 | 0 | 0 | 0 | 0 | 0 | 0 | 0 | 0 | 0 | 0 | 0 | 0 | 0 | 0 | 0 | 0 | 0 | 0 | 0 | 0 | 0 | 0 | 0 | 0 | 0 | 0 | 0 | 0 | 0 | 0 | 0 | 0 | 0 | 0 | 0 | 0 | 0 | 0 | 0 | 0 | 0 | 0 | 0 | 0 | 0 | 0 | 0 | 0 | 0 | 0 | 0 | 0 | 0 | 0 | 0 | 0 | 0 | 0 | 0 | 0 | 0 | 0 | 0 | 0 | 0 | 0 | 0 | 0 | 0 | 0 | 0 | 0 | 103.762 | 105.0418 | 106.3942 | 107.7829 | 109.1757 | 110.54 | 111.8446 | 113.0601 | 114.1586 | 115.1142 | 115.9448 | 116.6655 | 117.2899 | 117.8302 | 118.2974 | 118.7007 | 119.0487 | 119.3459 | 119.6026 | 119.8244 | 120.0157 | 120.1808 | 120.3225 | 120.4443 | 120.5488 | 1619.9166 | 502.1742 | 0 | 0 | 0 | 0 | 0 | 0 | 0 | 0 | 0 | 0 | 0 | 0 | 0 | 0 | 0 | 0 | 0 | 0 | 0 | 0 | 0 | 0 | 0 | 0 | 0 | 202 | 206 | TRUE
OR_Residential_LI - Single Family_Existing_Space Heating_Natural Gas_Furnace | Lost Opportunity | OR | Residential | LI - Multi-Family | Existing | Water Heating | Combined Boiler + DHW System | ORM155 | Combined tankless boiler unit for space and DHW | 5368.77 | 21 | 0 | 0 | 0 | 0 | 0 | 0 | 0 | 0 | 0 | 0 | 0 | 0 | 0 | 0 | 0 | 0 | 0 | 0 | 0 | 0 | 0 | 0 | 0 | 0 | 0 | 0 | 0 | 0 | 0 | 0 | 0 | 0 | 0 | 0 | 0 | 0 | 0 | 0 | 0 | 0 | 0 | 0 | 0 | 0 | 0 | 0 | 0 | 0 | 0 | 0 | 0 | 0 | 0 | 0 | 0 | 0 | 0 | 0 | 0 | 0 | 0 | 0 | 0 | 0 | 0 | 0 | 0 | 0 | 0 | 0 | 0 | 0 | 0 | 0 | 0 | 103.762 | 105.0418 | 106.3942 | 107.7829 | 109.1757 | 110.54 | 111.8446 | 113.0601 | 114.1586 | 115.1142 | 115.9448 | 116.6655 | 117.2899 | 117.8302 | 118.2974 | 118.7007 | 119.0487 | 119.3459 | 119.6026 | 119.8244 | 120.0157 | 120.1808 | 120.3225 | 120.4443 | 120.5488 | 1619.9166 | 502.1742 | 0 | 0 | 0 | 0 | 0 | 0 | 0 | 0 | 0 | 0 | 0 | 0 | 0 | 0 | 0 | 0 | 0 | 0 | 0 | 0 | 0 | 0 | 0 | 0 | 0 | 203 | 207 | TRUE
OR_Residential_LI - Single Family_Existing_Space Heating_Natural Gas_Furnace | Retrofit | OR | Residential | LI - Multi-Family | Existing | Space Heating | HVAC - Energy Recovery Ventilator | ORM156 | Installed | 2148.56 | 20 | 0 | 0 | 0 | 0 | 0 | 0 | 0 | 0 | 0 | 0 | 0 | 0 | 0 | 0 | 0 | 0 | 0 | 0 | 0 | 0 | 0 | 0 | 0 | 0 | 0 | 0 | 0 | 0 | 0 | 0 | 0 | 0 | 0 | 0 | 0 | 0 | 0 | 0 | 0 | 0 | 0 | 0 | 0 | 0 | 0 | 0 | 0 | 0 | 0 | 0 | 0 | 0 | 0 | 0 | 0 | 0 | 0 | 0 | 0 | 0 | 0 | 0 | 0 | 0 | 0 | 0 | 0 | 0 | 0 | 0 | 0 | 0 | 0 | 0 | 0 | 308.4493 | 310.9586 | 313.4837 | 316.0145 | 318.5415 | 321.0548 | 323.5453 | 326.0038 | 328.4215 | 330.7901 | 333.094 | 335.3363 | 337.4731 | 339.5084 | 341.4456 | 343.2884 | 345.0397 | 346.7031 | 348.2822 | 349.7768 | 351.1954 | 352.5411 | 353.8171 | 355.0268 | 356.1732 | 648.2841 | 200.9681 | 0 | 0 | 0 | 0 | 0 | 0 | 0 | 0 | 0 | 0 | 0 | 0 | 0 | 0 | 0 | 0 | 0 | 0 | 0 | 0 | 0 | 0 | 0 | 0 | 0 | 204 | 208 | TRUE
OR_Residential_LI - Single Family_Existing_Space Heating_Natural Gas_Furnace | Retrofit | OR | Residential | LI - Multi-Family | Existing | Space Heating | Connected Thermostat - ENERGY STAR (1.0) | ORM157 | Networked Thermostat Installed | 299.65 | 15 | 0 | 0 | 0 | 0 | 0 | 0 | 0 | 0 | 0 | 0 | 0 | 0 | 0 | 0 | 0 | 0 | 0 | 0 | 0 | 0 | 0 | 0 | 0 | 0 | 0 | 0 | 0 | 0 | 0 | 0 | 0 | 0 | 0 | 0 | 0 | 0 | 0 | 0 | 0 | 0 | 0 | 0 | 0 | 0 | 0 | 0 | 0 | 0 | 0 | 0 | 0 | 0 | 0 | 0 | 0 | 0 | 0 | 0 | 0 | 0 | 0 | 0 | 0 | 0 | 0 | 0 | 0 | 0 | 0 | 0 | 0 | 0 | 0 | 0 | 0 | 0 | 0 | 0 | 0 | 0 | 0 | 0 | 0 | 0 | 0 | 0 | 0 | 0 | 0 | 0 | 0 | 0 | 0 | 0 | 0 | 0 | 0 | 0 | 0 | 0 | 0 | 0 | 0 | 0 | 0 | 0 | 0 | 0 | 0 | 0 | 0 | 0 | 0 | 0 | 0 | 0 | 0 | 0 | 0 | 0 | 0 | 0 | 0 | 0 | 0 | 0 | 0 | 205 | 209 | TRUE
OR_Residential_LI - Single Family_Existing_Space Heating_Natural Gas_Furnace | Retrofit | OR | Residential | LI - Multi-Family | Existing | Space Heating | Home Energy Management System (HEMS) | ORM158 | Networked Controls Installed | 1945.72 | 15 | 0 | 0 | 0 | 0 | 0 | 0 | 0 | 0 | 0 | 0 | 0 | 0 | 0 | 0 | 0 | 0 | 0 | 0 | 0 | 0 | 0 | 0 | 0 | 0 | 0 | 0 | 0 | 0 | 0 | 0 | 0 | 0 | 0 | 0 | 0 | 0 | 0 | 0 | 0 | 0 | 0 | 0 | 0 | 0 | 0 | 0 | 0 | 0 | 0 | 0 | 0 | 0 | 0 | 0 | 0 | 0 | 0 | 0 | 0 | 0 | 0 | 0 | 0 | 0 | 0 | 0 | 0 | 0 | 0 | 0 | 0 | 0 | 0 | 0 | 0 | 0 | 0 | 0 | 0 | 0 | 0 | 0 | 0 | 0 | 0 | 0 | 0 | 0 | 0 | 0 | 0 | 0 | 0 | 0 | 0 | 0 | 0 | 0 | 0 | 0 | 587.0812 | 181.9952 | 0 | 0 | 0 | 0 | 0 | 0 | 0 | 0 | 0 | 0 | 0 | 0 | 0 | 0 | 0 | 0 | 0 | 0 | 0 | 0 | 0 | 0 | 0 | 0 | 0 | 206 | 210 | TRUE
OR_Residential_LI - Single Family_Existing_Space Heating_Natural Gas_Furnace | Retrofit | OR | Residential | LI - Multi-Family | Existing | Water Heating | Home Energy Management System (HEMS) | ORM159 | Networked Controls Installed | 1945.72 | 15 | 0 | 0 | 0 | 0 | 0 | 0 | 0 | 0 | 0 | 0 | 0 | 0 | 0 | 0 | 0 | 0 | 0 | 0 | 0 | 0 | 0 | 0 | 0 | 0 | 0 | 0 | 0 | 0 | 0 | 0 | 0 | 0 | 0 | 0 | 0 | 0 | 0 | 0 | 0 | 0 | 0 | 0 | 0 | 0 | 0 | 0 | 0 | 0 | 0 | 0 | 0 | 0 | 0 | 0 | 0 | 0 | 0 | 0 | 0 | 0 | 0 | 0 | 0 | 0 | 0 | 0 | 0 | 0 | 0 | 0 | 0 | 0 | 0 | 0 | 0 | 0 | 0 | 0 | 0 | 0 | 0 | 0 | 0 | 0 | 0 | 0 | 0 | 0 | 0 | 0 | 0 | 0 | 0 | 0 | 0 | 0 | 0 | 0 | 0 | 0 | 587.0812 | 181.9952 | 0 | 0 | 0 | 0 | 0 | 0 | 0 | 0 | 0 | 0 | 0 | 0 | 0 | 0 | 0 | 0 | 0 | 0 | 0 | 0 | 0 | 0 | 0 | 0 | 0 | 207 | 211 | TRUE
OR_Residential_LI - Single Family_Existing_Space Heating_Natural Gas_Furnace | Retrofit | OR | Residential | LI - Multi-Family | Existing | Appliances | Home Energy Management System (HEMS) | ORM160 | Networked Controls Installed | 1945.72 | 15 | 0 | 0 | 0 | 0 | 0 | 0 | 0 | 0 | 0 | 0 | 0 | 0 | 0 | 0 | 0 | 0 | 0 | 0 | 0 | 0 | 0 | 0 | 0 | 0 | 0 | 0 | 0 | 0 | 0 | 0 | 0 | 0 | 0 | 0 | 0 | 0 | 0 | 0 | 0 | 0 | 0 | 0 | 0 | 0 | 0 | 0 | 0 | 0 | 0 | 0 | 0 | 0 | 0 | 0 | 0 | 0 | 0 | 0 | 0 | 0 | 0 | 0 | 0 | 0 | 0 | 0 | 0 | 0 | 0 | 0 | 0 | 0 | 0 | 0 | 0 | 0 | 0 | 0 | 0 | 0 | 0 | 0 | 0 | 0 | 0 | 0 | 0 | 0 | 0 | 0 | 0 | 0 | 0 | 0 | 0 | 0 | 0 | 0 | 0 | 0 | 587.0812 | 181.9952 | 0 | 0 | 0 | 0 | 0 | 0 | 0 | 0 | 0 | 0 | 0 | 0 | 0 | 0 | 0 | 0 | 0 | 0 | 0 | 0 | 0 | 0 | 0 | 0 | 0 | 208 | 212 | TRUE
OR_Residential_LI - Single Family_Existing_Space Heating_Natural Gas_Furnace | Retrofit | OR | Residential | LI - Multi-Family | Existing | Space Heating | Gas Furnace - Maintenance | ORM161 | Restored to nameplate 80% AFUE | 76.12 | 3 | 0 | 0 | 0 | 0 | 0 | 0 | 0 | 0 | 0 | 0 | 0 | 0 | 0 | 0 | 0 | 0 | 0 | 0 | 0 | 0 | 0 | 0 | 0 | 0 | 0 | 0 | 0 | 0 | 0 | 0 | 0 | 0 | 0 | 0 | 0 | 0 | 0 | 0 | 0 | 0 | 0 | 0 | 0 | 0 | 0 | 0 | 0 | 0 | 0 | 0 | 0 | 0 | 0 | 0 | 0 | 0 | 0 | 0 | 0 | 0 | 0 | 0 | 0 | 0 | 0 | 0 | 0 | 0 | 0 | 0 | 0 | 0 | 0 | 0 | 0 | 0 | 0 | 0 | 0 | 0 | 0 | 0 | 0 | 0 | 0 | 0 | 0 | 0 | 0 | 0 | 0 | 0 | 0 | 0 | 0 | 0 | 0 | 0 | 0 | 0 | 22.9677 | 7.12 | 0 | 0 | 0 | 0 | 0 | 0 | 0 | 0 | 0 | 0 | 0 | 0 | 0 | 0 | 0 | 0 | 0 | 0 | 0 | 0 | 0 | 0 | 0 | 0 | 0 | 209 | 213 | TRUE
OR_Residential_LI - Single Family_Existing_Space Heating_Natural Gas_Furnace | Retrofit | OR | Residential | LI - Multi-Family | Existing | Space Heating | Gas Boiler - Hot Water Reset | ORM162 | Reset control installed | 676.33 | 16 | 0 | 0 | 0 | 0 | 0 | 0 | 0 | 0 | 0 | 0 | 0 | 0 | 0 | 0 | 0 | 0 | 0 | 0 | 0 | 0 | 0 | 0 | 0 | 0 | 0 | 0 | 0 | 0 | 0 | 0 | 0 | 0 | 0 | 0 | 0 | 0 | 0 | 0 | 0 | 0 | 0 | 0 | 0 | 0 | 0 | 0 | 0 | 0 | 0 | 0 | 0 | 0 | 0 | 0 | 0 | 0 | 0 | 0 | 0 | 0 | 0 | 0 | 0 | 0 | 0 | 0 | 0 | 0 | 0 | 0 | 0 | 0 | 0 | 0 | 0 | 0 | 0 | 0 | 0 | 0 | 0 | 0 | 0 | 0 | 0 | 0 | 0 | 0 | 0 | 0 | 0 | 0 | 0 | 0 | 0 | 0 | 0 | 0 | 0 | 0 | 204.0688 | 63.2613 | 0 | 0 | 0 | 0 | 0 | 0 | 0 | 0 | 0 | 0 | 0 | 0 | 0 | 0 | 0 | 0 | 0 | 0 | 0 | 0 | 0 | 0 | 0 | 0 | 0 | 210 | 214 | TRUE
OR_Residential_LI - Single Family_Existing_Space Heating_Natural Gas_Furnace | Retrofit | OR | Residential | LI - Multi-Family | Existing | Space Heating | Gas Boiler - Steam Trap Maintenance | ORM163 | Cleaned and restored | 318.73 | 6 | 0 | 0 | 0 | 0 | 0 | 0 | 0 | 0 | 0 | 0 | 0 | 0 | 0 | 0 | 0 | 0 | 0 | 0 | 0 | 0 | 0 | 0 | 0 | 0 | 0 | 0 | 0 | 0 | 0 | 0 | 0 | 0 | 0 | 0 | 0 | 0 | 0 | 0 | 0 | 0 | 0 | 0 | 0 | 0 | 0 | 0 | 0 | 0 | 0 | 0 | 0 | 0 | 0 | 0 | 0 | 0 | 0 | 0 | 0 | 0 | 0 | 0 | 0 | 0 | 0 | 0 | 0 | 0 | 0 | 0 | 0 | 0 | 0 | 0 | 0 | 0 | 0 | 0 | 0 | 0 | 0 | 0 | 0 | 0 | 0 | 0 | 0 | 0 | 0 | 0 | 0 | 0 | 0 | 0 | 0 | 0 | 0 | 0 | 0 | 0 | 96.1703 | 29.8128 | 0 | 0 | 0 | 0 | 0 | 0 | 0 | 0 | 0 | 0 | 0 | 0 | 0 | 0 | 0 | 0 | 0 | 0 | 0 | 0 | 0 | 0 | 0 | 0 | 0 | 211 | 215 | TRUE
OR_Residential_LI - Single Family_Existing_Space Heating_Natural Gas_Furnace | Retrofit | OR | Residential | LI - Multi-Family | Existing | Space Heating | Gas Boiler - Maintenance | ORM164 | Restored to nameplate 80% AFUE | 122.57 | 3 | 0 | 0 | 0 | 0 | 0 | 0 | 0 | 0 | 0 | 0 | 0 | 0 | 0 | 0 | 0 | 0 | 0 | 0 | 0 | 0 | 0 | 0 | 0 | 0 | 0 | 0 | 0 | 0 | 0 | 0 | 0 | 0 | 0 | 0 | 0 | 0 | 0 | 0 | 0 | 0 | 0 | 0 | 0 | 0 | 0 | 0 | 0 | 0 | 0 | 0 | 0 | 0 | 0 | 0 | 0 | 0 | 0 | 0 | 0 | 0 | 0 | 0 | 0 | 0 | 0 | 0 | 0 | 0 | 0 | 0 | 0 | 0 | 0 | 0 | 0 | 0 | 0 | 0 | 0 | 0 | 0 | 0 | 0 | 0 | 0 | 0 | 0 | 0 | 0 | 0 | 0 | 0 | 0 | 0 | 0 | 0 | 0 | 0 | 0 | 0 | 36.983 | 11.4647 | 0 | 0 | 0 | 0 | 0 | 0 | 0 | 0 | 0 | 0 | 0 | 0 | 0 | 0 | 0 | 0 | 0 | 0 | 0 | 0 | 0 | 0 | 0 | 0 | 0 | 212 | 216 | TRUE
OR_Residential_LI - Single Family_Existing_Space Heating_Natural Gas_Furnace | Retrofit | OR | Residential | LI - Multi-Family | Existing | Space Heating | Gas Boiler - Pipe Insulation | ORM165 | Pipe insulated throughout home | 3.06 | 15 | 0 | 0 | 0 | 0 | 0 | 0 | 0 | 0 | 0 | 0 | 0 | 0 | 0 | 0 | 0 | 0 | 0 | 0 | 0 | 0 | 0 | 0 | 0 | 0 | 0 | 0 | 0 | 0 | 0 | 0 | 0 | 0 | 0 | 0 | 0 | 0 | 0 | 0 | 0 | 0 | 0 | 0 | 0 | 0 | 0 | 0 | 0 | 0 | 0 | 0 | 0 | 0 | 0 | 0 | 0 | 0 | 0 | 0 | 0 | 0 | 0 | 0 | 0 | 0 | 0 | 0 | 0 | 0 | 0 | 0 | 0 | 0 | 0 | 0 | 0 | 0 | 0 | 0 | 0 | 0 | 0 | 0 | 0 | 0 | 0 | 0 | 0 | 0 | 0 | 0 | 0 | 0 | 0 | 0 | 0 | 0 | 0 | 0 | 0 | 0 | 0.92329 | 0.28622 | 0 | 0 | 0 | 0 | 0 | 0 | 0 | 0 | 0 | 0 | 0 | 0 | 0 | 0 | 0 | 0 | 0 | 0 | 0 | 0 | 0 | 0 | 0 | 0 | 0 | 213 | 217 | TRUE
OR_Residential_LI - Single Family_Existing_Space Heating_Natural Gas_Furnace | Retrofit | OR | Residential | LI - Multi-Family | Existing | Space Heating | Gas Boiler - Thermostatic Radiator Valves | ORM166 | Installed | 43.19 | 15 | 0 | 0 | 0 | 0 | 0 | 0 | 0 | 0 | 0 | 0 | 0 | 0 | 0 | 0 | 0 | 0 | 0 | 0 | 0 | 0 | 0 | 0 | 0 | 0 | 0 | 0 | 0 | 0 | 0 | 0 | 0 | 0 | 0 | 0 | 0 | 0 | 0 | 0 | 0 | 0 | 0 | 0 | 0 | 0 | 0 | 0 | 0 | 0 | 0 | 0 | 0 | 0 | 0 | 0 | 0 | 0 | 0 | 0 | 0 | 0 | 0 | 0 | 0 | 0 | 0 | 0 | 0 | 0 | 0 | 0 | 0 | 0 | 0 | 0 | 0 | 0 | 0 | 0 | 0 | 0 | 0 | 0 | 0 | 0 | 0 | 0 | 0 | 0 | 0 | 0 | 0 | 0 | 0 | 0 | 0 | 0 | 0 | 0 | 0 | 0 | 13.0317 | 4.0398 | 0 | 0 | 0 | 0 | 0 | 0 | 0 | 0 | 0 | 0 | 0 | 0 | 0 | 0 | 0 | 0 | 0 | 0 | 0 | 0 | 0 | 0 | 0 | 0 | 0 | 214 | 218 | TRUE
OR_Residential_LI - Single Family_Existing_Space Heating_Natural Gas_Furnace | Retrofit | OR | Residential | LI - Multi-Family | Existing | Space Heating | Ceiling Fan - ENERGY STAR | ORM167 | Energy Star certified ceiling fan | 33.93 | 10 | 0 | 0 | 0 | 0 | 0 | 0 | 0 | 0 | 0 | 0 | 0 | 0 | 0 | 0 | 0 | 0 | 0 | 0 | 0 | 0 | 0 | 0 | 0 | 0 | 0 | 0 | 0 | 0 | 0 | 0 | 0 | 0 | 0 | 0 | 0 | 0 | 0 | 0 | 0 | 0 | 0 | 0 | 0 | 0 | 0 | 0 | 0 | 0 | 0 | 0 | 0 | 0 | 0 | 0 | 0 | 0 | 0 | 0 | 0 | 0 | 0 | 0 | 0 | 0 | 0 | 0 | 0 | 0 | 0 | 0 | 0 | 0 | 0 | 0 | 0 | 0 | 0 | 0 | 0 | 0 | 0 | 0 | 0 | 0 | 0 | 0 | 0 | 0 | 0 | 0 | 0 | 0 | 0 | 0 | 0 | 0 | 0 | 0 | 0 | 0 | 10.2377 | 3.1737 | 0 | 0 | 0 | 0 | 0 | 0 | 0 | 0 | 0 | 0 | 0 | 0 | 0 | 0 | 0 | 0 | 0 | 0 | 0 | 0 | 0 | 0 | 0 | 0 | 0 | 215 | 219 | TRUE
OR_Residential_LI - Single Family_Existing_Space Heating_Natural Gas_Furnace | Retrofit | OR | Residential | LI - Multi-Family | Existing | Water Heating | Water Heater - Drain Water Heat Recovery | ORM168 | Installed | 808.79 | 30 | 0 | 0 | 0 | 0 | 0 | 0 | 0 | 0 | 0 | 0 | 0 | 0 | 0 | 0 | 0 | 0 | 0 | 0 | 0 | 0 | 0 | 0 | 0 | 0 | 0 | 0 | 0 | 0 | 0 | 0 | 0 | 0 | 0 | 0 | 0 | 0 | 0 | 0 | 0 | 0 | 0 | 0 | 0 | 0 | 0 | 0 | 0 | 0 | 0 | 0 | 0 | 0 | 0 | 0 | 0 | 0 | 0 | 0 | 0 | 0 | 0 | 0 | 0 | 0 | 0 | 0 | 0 | 0 | 0 | 0 | 0 | 0 | 0 | 0 | 0 | 4.8084 | 4.8677 | 4.9304 | 4.9947 | 5.0593 | 5.1225 | 5.1829 | 5.2393 | 5.2902 | 5.3345 | 5.3729 | 5.4063 | 5.4353 | 5.4603 | 5.482 | 5.5007 | 5.5168 | 5.5306 | 5.5425 | 5.5527 | 5.5616 | 5.5692 | 5.5758 | 5.5815 | 5.5863 | 244.0359 | 75.6511 | 0 | 0 | 0 | 0 | 0 | 0 | 0 | 0 | 0 | 0 | 0 | 0 | 0 | 0 | 0 | 0 | 0 | 0 | 0 | 0 | 0 | 0 | 0 | 0 | 0 | 216 | 220 | TRUE
OR_Residential_LI - Single Family_Existing_Space Heating_Natural Gas_Furnace | Retrofit | OR | Residential | LI - Multi-Family | Existing | Water Heating | Water Heater - Faucet Aerators | ORM169 | Installed | 5.2 | 10 | 0 | 0 | 0 | 0 | 0 | 0 | 0 | 0 | 0 | 0 | 0 | 0 | 0 | 0 | 0 | 0 | 0 | 0 | 0 | 0 | 0 | 0 | 0 | 0 | 0 | 0 | 0 | 0 | 0 | 0 | 0 | 0 | 0 | 0 | 0 | 0 | 0 | 0 | 0 | 0 | 0 | 0 | 0 | 0 | 0 | 0 | 0 | 0 | 0 | 0 | 0 | 0 | 0 | 0 | 0 | 0 | 0 | 0 | 0 | 0 | 0 | 0 | 0 | 0 | 0 | 0 | 0 | 0 | 0 | 0 | 0 | 0 | 0 | 0 | 0 | 1.9903 | 2.0149 | 2.0408 | 2.0675 | 2.0942 | 2.1204 | 2.1454 | 2.1687 | 2.1898 | 2.2081 | 2.224 | 2.2379 | 2.2498 | 2.2602 | 2.2692 | 2.2769 | 2.2836 | 2.2893 | 2.2942 | 2.2984 | 2.3021 | 2.3053 | 2.308 | 2.3103 | 2.3123 | 1.569 | 0.48639 | 0 | 0 | 0 | 0 | 0 | 0 | 0 | 0 | 0 | 0 | 0 | 0 | 0 | 0 | 0 | 0 | 0 | 0 | 0 | 0 | 0 | 0 | 0 | 0 | 0 | 217 | 221 | TRUE
OR_Residential_LI - Single Family_Existing_Space Heating_Natural Gas_Furnace | Retrofit | OR | Residential | LI - Multi-Family | Existing | Water Heating | Water Heater - Low-Flow Showerheads | ORM170 | Installed | 19.72 | 10 | 0 | 0 | 0 | 0 | 0 | 0 | 0 | 0 | 0 | 0 | 0 | 0 | 0 | 0 | 0 | 0 | 0 | 0 | 0 | 0 | 0 | 0 | 0 | 0 | 0 | 0 | 0 | 0 | 0 | 0 | 0 | 0 | 0 | 0 | 0 | 0 | 0 | 0 | 0 | 0 | 0 | 0 | 0 | 0 | 0 | 0 | 0 | 0 | 0 | 0 | 0 | 0 | 0 | 0 | 0 | 0 | 0 | 0 | 0 | 0 | 0 | 0 | 0 | 0 | 0 | 0 | 0 | 0 | 0 | 0 | 0 | 0 | 0 | 0 | 0 | 0.96321 | 0.97509 | 0.98765 | 1.0005 | 1.0135 | 1.0261 | 1.0382 | 1.0495 | 1.0597 | 1.0686 | 1.0763 | 1.083 | 1.0888 | 1.0938 | 1.0981 | 1.1019 | 1.1051 | 1.1079 | 1.1103 | 1.1123 | 1.1141 | 1.1156 | 1.1169 | 1.1181 | 1.119 | 5.9501 | 1.8445 | 0 | 0 | 0 | 0 | 0 | 0 | 0 | 0 | 0 | 0 | 0 | 0 | 0 | 0 | 0 | 0 | 0 | 0 | 0 | 0 | 0 | 0 | 0 | 0 | 0 | 218 | 222 | TRUE
OR_Residential_LI - Single Family_Existing_Space Heating_Natural Gas_Furnace | Retrofit | OR | Residential | LI - Multi-Family | Existing | Water Heating | Water Heater - Shower Timer | ORM171 | Installed | 20 | 2 | 0 | 0 | 0 | 0 | 0 | 0 | 0 | 0 | 0 | 0 | 0 | 0 | 0 | 0 | 0 | 0 | 0 | 0 | 0 | 0 | 0 | 0 | 0 | 0 | 0 | 0 | 0 | 0 | 0 | 0 | 0 | 0 | 0 | 0 | 0 | 0 | 0 | 0 | 0 | 0 | 0 | 0 | 0 | 0 | 0 | 0 | 0 | 0 | 0 | 0 | 0 | 0 | 0 | 0 | 0 | 0 | 0 | 0 | 0 | 0 | 0 | 0 | 0 | 0 | 0 | 0 | 0 | 0 | 0 | 0 | 0 | 0 | 0 | 0 | 0 | 16.8065 | 17.0138 | 17.2328 | 17.4578 | 17.6834 | 17.9043 | 18.1156 | 18.3125 | 18.4905 | 18.6452 | 18.7798 | 18.8965 | 18.9976 | 19.0851 | 19.1608 | 19.2262 | 19.2825 | 19.3306 | 19.3722 | 19.4081 | 19.4391 | 19.4659 | 19.4888 | 19.5085 | 19.5255 | 6.0346 | 1.8707 | 0 | 0 | 0 | 0 | 0 | 0 | 0 | 0 | 0 | 0 | 0 | 0 | 0 | 0 | 0 | 0 | 0 | 0 | 0 | 0 | 0 | 0 | 0 | 0 | 0 | 219 | 223 | TRUE
OR_Residential_LI - Single Family_Existing_Space Heating_Natural Gas_Furnace | Retrofit | OR | Residential | LI - Multi-Family | Existing | Water Heating | Water Heater - Pipe Insulation | ORM172 | R-4 Insulation Installed | 3.06 | 15 | 14.3673 | 22.5092 | 44.8695 | 78.2617 | 121.3376 | 169.3104 | 214.7728 | 249.739 | 268.0596 | 267.1724 | 248.5356 | 216.749 | 177.9084 | 137.9152 | 101.2854 | 56.2979 | 24.4449 | 0 | 0 | 0 | 0 | 0 | 0 | 0 | 0 | 1.6678 | 4.2287 | 9.2548 | 17.8817 | 31.0406 | 49.1069 | 71.6643 | 97.5007 | 124.8464 | 151.7663 | 176.4989 | 197.7871 | 215.0048 | 228.1173 | 237.5296 | 242.4352 | 244.2 | 243.5919 | 243.0691 | 242.6191 | 242.2324 | 241.8997 | 241.6148 | 241.3705 | 241.1612 | 1.6678 | 2.5812 | 5.0798 | 8.7461 | 13.3871 | 18.4493 | 23.1303 | 26.6068 | 28.2839 | 27.9563 | 25.8199 | 22.3785 | 18.2706 | 14.0985 | 10.3131 | 5.7129 | 2.4733 | 0 | 0 | 0 | 0 | 0 | 0 | 0 | 0 | 1.4211 | 1.4386 | 1.4572 | 1.4762 | 1.4953 | 1.5139 | 1.5318 | 1.5485 | 1.5635 | 1.5766 | 1.588 | 1.5978 | 1.6064 | 1.6138 | 1.6202 | 1.6257 | 1.6305 | 1.6346 | 1.6381 | 1.6411 | 1.6437 | 1.646 | 1.6479 | 1.6496 | 1.651 | 0.92329 | 0.28622 | 1.7377e-05 | 2.7225e-05 | 5.427e-05 | 9.4659e-05 | 0.00014676 | 0.00020478 | 0.00025977 | 0.00030206 | 0.00032422 | 0.00032315 | 0.00030061 | 0.00026216 | 0.00021518 | 0.00016681 | 0.00012251 | 6.8093e-05 | 2.9566e-05 | 0 | 0 | 0 | 0 | 0 | 0 | 0 | 0 | 220 | 224 | TRUE
OR_Residential_LI - Single Family_Existing_Space Heating_Natural Gas_Furnace | Retrofit | OR | Residential | LI - Multi-Family | Existing | Water Heating | Water Heater - Desuperheater | ORM173 | Installed | 1449.47 | 20 | 0 | 0 | 0 | 0 | 0 | 0 | 0 | 0 | 0 | 0 | 0 | 0 | 0 | 0 | 0 | 0 | 0 | 0 | 0 | 0 | 0 | 0 | 0 | 0 | 0 | 0 | 0 | 0 | 0 | 0 | 0 | 0 | 0 | 0 | 0 | 0 | 0 | 0 | 0 | 0 | 0 | 0 | 0 | 0 | 0 | 0 | 0 | 0 | 0 | 0 | 0 | 0 | 0 | 0 | 0 | 0 | 0 | 0 | 0 | 0 | 0 | 0 | 0 | 0 | 0 | 0 | 0 | 0 | 0 | 0 | 0 | 0 | 0 | 0 | 0 | 8.5785 | 8.6843 | 8.7961 | 8.911 | 9.0261 | 9.1389 | 9.2468 | 9.3473 | 9.4381 | 9.5171 | 9.5857 | 9.6453 | 9.697 | 9.7416 | 9.7802 | 9.8136 | 9.8424 | 9.8669 | 9.8882 | 9.9065 | 9.9223 | 9.936 | 9.9477 | 9.9577 | 9.9664 | 437.3479 | 135.5779 | 0 | 0 | 0 | 0 | 0 | 0 | 0 | 0 | 0 | 0 | 0 | 0 | 0 | 0 | 0 | 0 | 0 | 0 | 0 | 0 | 0 | 0 | 0 | 0 | 0 | 221 | 225 | TRUE
OR_Residential_LI - Single Family_Existing_Space Heating_Natural Gas_Furnace | Retrofit | OR | Residential | LI - Multi-Family | Existing | Water Heating | Water Heater - Temperature Setback | ORM174 | Water Set at 120°F | 5.09 | 2 | 0 | 0 | 0 | 0 | 0 | 0 | 0 | 0 | 0 | 0 | 0 | 0 | 0 | 0 | 0 | 0 | 0 | 0 | 0 | 0 | 0 | 0 | 0 | 0 | 0 | 0 | 0 | 0 | 0 | 0 | 0 | 0 | 0 | 0 | 0 | 0 | 0 | 0 | 0 | 0 | 0 | 0 | 0 | 0 | 0 | 0 | 0 | 0 | 0 | 0 | 0 | 0 | 0 | 0 | 0 | 0 | 0 | 0 | 0 | 0 | 0 | 0 | 0 | 0 | 0 | 0 | 0 | 0 | 0 | 0 | 0 | 0 | 0 | 0 | 0 | 3.7742 | 3.8207 | 3.8699 | 3.9204 | 3.9711 | 4.0207 | 4.0681 | 4.1124 | 4.1523 | 4.1871 | 4.2173 | 4.2435 | 4.2662 | 4.2859 | 4.3029 | 4.3175 | 4.3302 | 4.341 | 4.3503 | 4.3584 | 4.3654 | 4.3714 | 4.3765 | 4.3809 | 4.3847 | 1.5358 | 0.4761 | 0 | 0 | 0 | 0 | 0 | 0 | 0 | 0 | 0 | 0 | 0 | 0 | 0 | 0 | 0 | 0 | 0 | 0 | 0 | 0 | 0 | 0 | 0 | 0 | 0 | 222 | 226 | TRUE
OR_Residential_LI - Single Family_Existing_Space Heating_Natural Gas_Furnace | Retrofit | OR | Residential | LI - Multi-Family | Existing | Water Heating | Water Heater - Tank Blanket/Insulation | ORM175 | Installed | 38.68 | 5 | 0 | 0 | 0 | 0 | 0 | 0 | 0 | 0 | 0 | 0 | 0 | 0 | 0 | 0 | 0 | 0 | 0 | 0 | 0 | 0 | 0 | 0 | 0 | 0 | 0 | 0 | 0 | 0 | 0 | 0 | 0 | 0 | 0 | 0 | 0 | 0 | 0 | 0 | 0 | 0 | 0 | 0 | 0 | 0 | 0 | 0 | 0 | 0 | 0 | 0 | 0 | 0 | 0 | 0 | 0 | 0 | 0 | 0 | 0 | 0 | 0 | 0 | 0 | 0 | 0 | 0 | 0 | 0 | 0 | 0 | 0 | 0 | 0 | 0 | 0 | 0 | 0 | 0 | 0 | 0 | 0 | 0 | 0 | 0 | 0 | 0 | 0 | 0 | 0 | 0 | 0 | 0 | 0 | 0 | 0 | 0 | 0 | 0 | 0 | 0 | 11.6709 | 3.618 | 0 | 0 | 0 | 0 | 0 | 0 | 0 | 0 | 0 | 0 | 0 | 0 | 0 | 0 | 0 | 0 | 0 | 0 | 0 | 0 | 0 | 0 | 0 | 0 | 0 | 223 | 227 | TRUE
OR_Residential_LI - Single Family_Existing_Space Heating_Natural Gas_Furnace | Retrofit | OR | Residential | LI - Multi-Family | Existing | Water Heating | Water Heater - Thermostatic Shower Restriction Valve | ORM176 | Installed | 24.46 | 10 | 0 | 32.3603 | 64.5065 | 112.5128 | 174.4406 | 243.4086 | 308.7675 | 359.0365 | 385.3751 | 384.0996 | 357.3065 | 279.2482 | 191.263 | 85.7607 | 0 | 0 | 0 | 0 | 0 | 0 | 0 | 0 | 0 | 0 | 0 | 0 | 8.6374 | 25.5126 | 54.3873 | 98.2937 | 158.3397 | 232.9233 | 317.7526 | 406.7121 | 493.2507 | 571.5724 | 630.1959 | 667.8815 | 681.4832 | 676.3672 | 672.4371 | 669.7298 | 667.9568 | 666.4179 | 665.0788 | 663.913 | 662.8953 | 662.0084 | 661.2328 | 660.5527 | 0 | 8.6374 | 16.9896 | 29.2257 | 44.673 | 61.4469 | 76.837 | 88.0941 | 93.273 | 91.7688 | 84.3279 | 65.1525 | 44.1655 | 19.6248 | 0 | 0 | 0 | 0 | 0 | 0 | 0 | 0 | 0 | 0 | 0 | 6.5313 | 6.6118 | 6.697 | 6.7844 | 6.872 | 6.9579 | 7.04 | 7.1166 | 7.1857 | 7.2458 | 7.2981 | 7.3435 | 7.3828 | 7.4168 | 7.4462 | 7.4716 | 7.4935 | 7.5122 | 7.5284 | 7.5423 | 7.5544 | 7.5648 | 7.5737 | 7.5813 | 7.5879 | 7.3803 | 2.2879 | 0 | 0.00031287 | 0.00062366 | 0.0010878 | 0.0016865 | 0.0023533 | 0.0029852 | 0.0034712 | 0.0037259 | 0.0037136 | 0.0034545 | 0.0026998 | 0.0018492 | 0.00082915 | 0 | 0 | 0 | 0 | 0 | 0 | 0 | 0 | 0 | 0 | 0 | 224 | 228 | TRUE
OR_Residential_LI - Single Family_Existing_Space Heating_Natural Gas_Furnace | Retrofit | OR | Residential | LI - Multi-Family | Existing | Water Heating | Water Heater - Timer | ORM177 | Installed | 139.02 | 7 | 0 | 0 | 0 | 0 | 0 | 0 | 0 | 0 | 0 | 0 | 0 | 0 | 0 | 0 | 0 | 0 | 0 | 0 | 0 | 0 | 0 | 0 | 0 | 0 | 0 | 0 | 0 | 0 | 0 | 0 | 0 | 0 | 0 | 0 | 0 | 0 | 0 | 0 | 0 | 0 | 0 | 0 | 0 | 0 | 0 | 0 | 0 | 0 | 0 | 0 | 0 | 0 | 0 | 0 | 0 | 0 | 0 | 0 | 0 | 0 | 0 | 0 | 0 | 0 | 0 | 0 | 0 | 0 | 0 | 0 | 0 | 0 | 0 | 0 | 0 | 21.3187 | 21.5816 | 21.8595 | 22.1448 | 22.431 | 22.7112 | 22.9793 | 23.229 | 23.4547 | 23.6511 | 23.8217 | 23.9698 | 24.0981 | 24.2091 | 24.3051 | 24.3879 | 24.4594 | 24.5205 | 24.5732 | 24.6188 | 24.6581 | 24.692 | 24.7211 | 24.7462 | 24.7676 | 41.9464 | 13.0034 | 0 | 0 | 0 | 0 | 0 | 0 | 0 | 0 | 0 | 0 | 0 | 0 | 0 | 0 | 0 | 0 | 0 | 0 | 0 | 0 | 0 | 0 | 0 | 0 | 0 | 225 | 229 | TRUE
OR_Residential_LI - Single Family_Existing_Space Heating_Natural Gas_Furnace | Lost Opportunity | OR | Residential | LI - Multi-Family | Existing | Water Heating | Water Heater - Solar System | ORM178 | Installed | 7455.26 | 30 | 0 | 0 | 0 | 0 | 0 | 0 | 0 | 0 | 0 | 0 | 0 | 0 | 0 | 0 | 0 | 0 | 0 | 0 | 0 | 0 | 0 | 0 | 0 | 0 | 0 | 0 | 0 | 0 | 0 | 0 | 0 | 0 | 0 | 0 | 0 | 0 | 0 | 0 | 0 | 0 | 0 | 0 | 0 | 0 | 0 | 0 | 0 | 0 | 0 | 0 | 0 | 0 | 0 | 0 | 0 | 0 | 0 | 0 | 0 | 0 | 0 | 0 | 0 | 0 | 0 | 0 | 0 | 0 | 0 | 0 | 0 | 0 | 0 | 0 | 0 | 35.0099 | 35.4417 | 35.898 | 36.3666 | 36.8365 | 37.2968 | 37.737 | 38.1471 | 38.5178 | 38.8402 | 39.1204 | 39.3636 | 39.5743 | 39.7566 | 39.9142 | 40.0503 | 40.1677 | 40.268 | 40.3546 | 40.4294 | 40.494 | 40.5497 | 40.5975 | 40.6386 | 40.6739 | 2249.4723 | 697.3364 | 0 | 0 | 0 | 0 | 0 | 0 | 0 | 0 | 0 | 0 | 0 | 0 | 0 | 0 | 0 | 0 | 0 | 0 | 0 | 0 | 0 | 0 | 0 | 0 | 0 | 226 | 230 | TRUE
OR_Residential_LI - Single Family_Existing_Space Heating_Natural Gas_Furnace | Lost Opportunity | OR | Residential | LI - Multi-Family | Existing | Water Heating | Water Heater - Intermittent Ignition System | ORM179 | Installed | 105 | 20 | 0 | 7.7991 | 17.275 | 33.7909 | 59.3741 | 95.0316 | 140.1984 | 192.6203 | 248.7483 | 304.5028 | 356.1261 | 400.8472 | 437.1953 | 464.954 | 484.8638 | 498.2235 | 506.5178 | 511.1481 | 513.2825 | 514.3349 | 514.6914 | 505.1889 | 494.0152 | 475.8071 | 448.5374 | 0 | 5.5849 | 17.7107 | 40.978 | 81.0628 | 143.9135 | 234.6706 | 356.6635 | 510.8287 | 695.7281 | 907.7885 | 1142.4784 | 1395.2456 | 1661.9435 | 1939.2755 | 2224.0358 | 2514.7902 | 2809.7422 | 3105.4014 | 3401.2658 | 3697.0479 | 3987.0561 | 4270.4257 | 4543.1128 | 4799.8931 | 0 | 5.5849 | 12.202 | 23.523 | 40.7059 | 64.1266 | 93.0787 | 125.8047 | 159.8663 | 192.7075 | 222.1193 | 246.7036 | 265.9657 | 280.1296 | 289.9136 | 296.1518 | 299.8507 | 301.7712 | 302.3136 | 302.3051 | 301.9648 | 295.9161 | 288.965 | 277.9702 | 261.7522 | 6.523 | 6.6034 | 6.6884 | 6.7757 | 6.8633 | 6.9491 | 7.0311 | 7.1075 | 7.1765 | 7.2366 | 7.2888 | 7.3341 | 7.3734 | 7.4074 | 7.4367 | 7.4621 | 7.484 | 7.5026 | 7.5188 | 7.5327 | 7.5447 | 7.5551 | 7.564 | 7.5717 | 7.5783 | 31.6816 | 9.8213 | 0 | 0.00032368 | 0.00071696 | 0.0014024 | 0.0024642 | 0.0039441 | 0.0058186 | 0.0079943 | 0.010324 | 0.012638 | 0.01478 | 0.016636 | 0.018145 | 0.019297 | 0.020123 | 0.020678 | 0.021022 | 0.021214 | 0.021303 | 0.021346 | 0.021361 | 0.020967 | 0.020503 | 0.019747 | 0.018616 | 227 | 231 | TRUE
OR_Residential_LI - Single Family_Existing_Space Heating_Natural Gas_Furnace | Retrofit | OR | Residential | LI - Multi-Family | Existing | Space Heating | Circulation Pump - High Efficiency | ORM180 | High efficient circulation pump | 456.73 | 11.5 | 0 | 0 | 0 | 0 | 0 | 0 | 0 | 0 | 0 | 0 | 0 | 0 | 0 | 0 | 0 | 0 | 0 | 0 | 0 | 0 | 0 | 0 | 0 | 0 | 0 | 0 | 0 | 0 | 0 | 0 | 0 | 0 | 0 | 0 | 0 | 0 | 0 | 0 | 0 | 0 | 0 | 0 | 0 | 0 | 0 | 0 | 0 | 0 | 0 | 0 | 0 | 0 | 0 | 0 | 0 | 0 | 0 | 0 | 0 | 0 | 0 | 0 | 0 | 0 | 0 | 0 | 0 | 0 | 0 | 0 | 0 | 0 | 0 | 0 | 0 | 0 | 0 | 0 | 0 | 0 | 0 | 0 | 0 | 0 | 0 | 0 | 0 | 0 | 0 | 0 | 0 | 0 | 0 | 0 | 0 | 0 | 0 | 0 | 0 | 0 | 137.8089 | 42.7208 | 0 | 0 | 0 | 0 | 0 | 0 | 0 | 0 | 0 | 0 | 0 | 0 | 0 | 0 | 0 | 0 | 0 | 0 | 0 | 0 | 0 | 0 | 0 | 0 | 0 | 228 | 232 | TRUE
OR_Residential_LI - Single Family_Existing_Space Heating_Natural Gas_Furnace | Retrofit | OR | Residential | LI - Multi-Family | Existing | Water Heating | Circulation Pump - High Efficiency | ORM181 | High efficient circulation pump | 456.73 | 11.5 | 0 | 0 | 0 | 0 | 0 | 0 | 0 | 0 | 0 | 0 | 0 | 0 | 0 | 0 | 0 | 0 | 0 | 0 | 0 | 0 | 0 | 0 | 0 | 0 | 0 | 0 | 0 | 0 | 0 | 0 | 0 | 0 | 0 | 0 | 0 | 0 | 0 | 0 | 0 | 0 | 0 | 0 | 0 | 0 | 0 | 0 | 0 | 0 | 0 | 0 | 0 | 0 | 0 | 0 | 0 | 0 | 0 | 0 | 0 | 0 | 0 | 0 | 0 | 0 | 0 | 0 | 0 | 0 | 0 | 0 | 0 | 0 | 0 | 0 | 0 | 0 | 0 | 0 | 0 | 0 | 0 | 0 | 0 | 0 | 0 | 0 | 0 | 0 | 0 | 0 | 0 | 0 | 0 | 0 | 0 | 0 | 0 | 0 | 0 | 0 | 137.8089 | 42.7208 | 0 | 0 | 0 | 0 | 0 | 0 | 0 | 0 | 0 | 0 | 0 | 0 | 0 | 0 | 0 | 0 | 0 | 0 | 0 | 0 | 0 | 0 | 0 | 0 | 0 | 229 | 233 | TRUE
OR_Residential_LI - Single Family_Existing_Space Heating_Natural Gas_Furnace | Retrofit | OR | Residential | LI - Multi-Family | Existing | Space Heating | Circulation Pump - Timer | ORM182 | Controls added | 1074.28 | 11.5 | 2.7247e-05 | 5.4464e-05 | 9.6704e-05 | 0.0001573 | 0.00023876 | 0.00034196 | 0.00046516 | 0.00060301 | 0.00074582 | 0.0008795 | 0.00098675 | 0.0010497 | 0.00099963 | 0.00089696 | 0.00071635 | 0.00048374 | 0.00021054 | 0 | 0 | 0 | 0 | 0 | 0 | 0 | 0 | 0 | 0 | 0 | 0 | 0 | 0 | 0 | 0 | 0 | 0 | 0 | 0 | 0 | 0 | 0 | 0 | 0 | 0 | 0 | 0 | 0 | 0 | 0 | 0 | 0 | 0 | 0 | 0 | 0 | 0 | 0 | 0 | 0 | 0 | 0 | 0 | 0 | 0 | 0 | 0 | 0 | 0 | 0 | 0 | 0 | 0 | 0 | 0 | 0 | 0 | 1.7792 | 1.8011 | 1.8243 | 1.8481 | 1.872 | 1.8954 | 1.9178 | 1.9386 | 1.9575 | 1.9738 | 1.9881 | 2.0004 | 2.0111 | 2.0204 | 2.0284 | 2.0353 | 2.0413 | 2.0464 | 2.0508 | 2.0546 | 2.0579 | 2.0607 | 2.0631 | 2.0652 | 2.067 | 324.142 | 100.484 | 1.157e-08 | 2.3127e-08 | 4.1063e-08 | 6.6795e-08 | 1.0138e-07 | 1.452e-07 | 1.9752e-07 | 2.5606e-07 | 3.167e-07 | 3.7346e-07 | 4.19e-07 | 4.4574e-07 | 4.2447e-07 | 3.8087e-07 | 3.0418e-07 | 2.0541e-07 | 8.9401e-08 | 0 | 0 | 0 | 0 | 0 | 0 | 0 | 0 | 230 | 234 | TRUE
OR_Residential_LI - Single Family_Existing_Space Heating_Natural Gas_Furnace | Retrofit | OR | Residential | LI - Multi-Family | Existing | Water Heating | Circulation Pump - Timer | ORM183 | Controls added | 1074.28 | 11.5 | 0.097941 | 0.19513 | 0.34531 | 0.55984 | 0.84695 | 1.209 | 1.6391 | 2.1179 | 2.6108 | 3.0685 | 3.4313 | 3.6382 | 3.4461 | 3.0758 | 2.4382 | 1.6242 | 0.67442 | 0 | 0 | 0 | 0 | 0 | 0 | 0 | 0 | 5.2355 | 15.4744 | 33.275 | 61.6386 | 103.8315 | 163.0986 | 242.2513 | 343.1376 | 466.0428 | 609.1218 | 767.7495 | 934.6298 | 1091.239 | 1229.7228 | 1338.0982 | 1408.7169 | 1435.6894 | 1432.0824 | 1428.9772 | 1426.3003 | 1423.995 | 1422.0074 | 1420.3003 | 1418.8325 | 1417.5698 | 5.2355 | 10.303 | 17.9991 | 28.7991 | 42.9988 | 60.5948 | 81.1478 | 103.6518 | 126.4537 | 147.2843 | 163.4049 | 172.0827 | 162.0508 | 143.9174 | 113.5964 | 75.4008 | 31.2153 | 0 | 0 | 0 | 0 | 0 | 0 | 0 | 0 | 1.7792 | 1.8011 | 1.8243 | 1.8481 | 1.872 | 1.8954 | 1.9178 | 1.9386 | 1.9575 | 1.9738 | 1.9881 | 2.0004 | 2.0111 | 2.0204 | 2.0284 | 2.0353 | 2.0413 | 2.0464 | 2.0508 | 2.0546 | 2.0579 | 2.0607 | 2.0631 | 2.0652 | 2.067 | 324.142 | 100.484 | 4.1588e-05 | 8.2857e-05 | 0.00014663 | 0.00023772 | 0.00035964 | 0.00051337 | 0.00069602 | 0.0008993 | 0.0011086 | 0.001303 | 0.001457 | 0.0015449 | 0.0014633 | 0.0013061 | 0.0010353 | 0.00068966 | 0.00028638 | 0 | 0 | 0 | 0 | 0 | 0 | 0 | 0 | 231 | 235 | TRUE
OR_Residential_LI - Single Family_Existing_Space Heating_Natural Gas_Furnace | Retrofit | OR | Residential | LI - Multi-Family | Existing | Water Heating | Clothes Washer - ENERGY STAR (8.0) | ORM184 | Energy Star Washer | 63.39 | 14.2 | 0 | 0 | 0 | 0 | 0 | 0 | 0 | 0 | 0 | 0 | 0 | 0 | 0 | 0 | 0 | 0 | 0 | 0 | 0 | 0 | 0 | 0 | 0 | 0 | 0 | 0 | 0 | 0 | 0 | 0 | 0 | 0 | 0 | 0 | 0 | 0 | 0 | 0 | 0 | 0 | 0 | 0 | 0 | 0 | 0 | 0 | 0 | 0 | 0 | 0 | 0 | 0 | 0 | 0 | 0 | 0 | 0 | 0 | 0 | 0 | 0 | 0 | 0 | 0 | 0 | 0 | 0 | 0 | 0 | 0 | 0 | 0 | 0 | 0 | 0 | 9.2652 | 9.3795 | 9.5003 | 9.6243 | 9.7486 | 9.8705 | 9.9869 | 10.0955 | 10.1936 | 10.2789 | 10.3531 | 10.4174 | 10.4732 | 10.5214 | 10.5631 | 10.5992 | 10.6302 | 10.6568 | 10.6797 | 10.6995 | 10.7166 | 10.7313 | 10.744 | 10.7548 | 10.7642 | 19.1266 | 5.9293 | 0 | 0 | 0 | 0 | 0 | 0 | 0 | 0 | 0 | 0 | 0 | 0 | 0 | 0 | 0 | 0 | 0 | 0 | 0 | 0 | 0 | 0 | 0 | 0 | 0 | 232 | 236 | TRUE
OR_Residential_LI - Single Family_Existing_Space Heating_Natural Gas_Furnace | Retrofit | OR | Residential | LI - Multi-Family | Existing | Appliances | Clothes Washer - ENERGY STAR (8.0) | ORM185 | Energy Star Washer | 63.39 | 14.2 | 0 | 0 | 0 | 0 | 0 | 0 | 0 | 0 | 0 | 0 | 0 | 0 | 0 | 0 | 0 | 0 | 0 | 0 | 0 | 0 | 0 | 0 | 0 | 0 | 0 | 0 | 0 | 0 | 0 | 0 | 0 | 0 | 0 | 0 | 0 | 0 | 0 | 0 | 0 | 0 | 0 | 0 | 0 | 0 | 0 | 0 | 0 | 0 | 0 | 0 | 0 | 0 | 0 | 0 | 0 | 0 | 0 | 0 | 0 | 0 | 0 | 0 | 0 | 0 | 0 | 0 | 0 | 0 | 0 | 0 | 0 | 0 | 0 | 0 | 0 | 9.2652 | 9.3795 | 9.5003 | 9.6243 | 9.7486 | 9.8705 | 9.9869 | 10.0955 | 10.1936 | 10.2789 | 10.3531 | 10.4174 | 10.4732 | 10.5214 | 10.5631 | 10.5992 | 10.6302 | 10.6568 | 10.6797 | 10.6995 | 10.7166 | 10.7313 | 10.744 | 10.7548 | 10.7642 | 19.1266 | 5.9293 | 0 | 0 | 0 | 0 | 0 | 0 | 0 | 0 | 0 | 0 | 0 | 0 | 0 | 0 | 0 | 0 | 0 | 0 | 0 | 0 | 0 | 0 | 0 | 0 | 0 | 233 | 237 | TRUE
OR_Residential_LI - Single Family_Existing_Space Heating_Natural Gas_Furnace | Retrofit | OR | Residential | LI - Multi-Family | Existing | Water Heating | Dishwasher ENERGY STAR (6.0) | ORM186 | Dishwasher meeting ENERGY STAR (6.0) specification | 80.44 | 11 | 0 | 0 | 0 | 0 | 0 | 0 | 0 | 0 | 0 | 0 | 0 | 0 | 0 | 0 | 0 | 0 | 0 | 0 | 0 | 0 | 0 | 0 | 0 | 0 | 0 | 0 | 0 | 0 | 0 | 0 | 0 | 0 | 0 | 0 | 0 | 0 | 0 | 0 | 0 | 0 | 0 | 0 | 0 | 0 | 0 | 0 | 0 | 0 | 0 | 0 | 0 | 0 | 0 | 0 | 0 | 0 | 0 | 0 | 0 | 0 | 0 | 0 | 0 | 0 | 0 | 0 | 0 | 0 | 0 | 0 | 0 | 0 | 0 | 0 | 0 | 84.4057 | 85.4467 | 86.5468 | 87.6765 | 88.8095 | 89.9193 | 90.9805 | 91.9693 | 92.8629 | 93.6402 | 94.3159 | 94.9021 | 95.41 | 95.8496 | 96.2296 | 96.5577 | 96.8407 | 97.0825 | 97.2913 | 97.4717 | 97.6274 | 97.7616 | 97.8769 | 97.976 | 98.061 | 24.2711 | 7.524 | 0 | 0 | 0 | 0 | 0 | 0 | 0 | 0 | 0 | 0 | 0 | 0 | 0 | 0 | 0 | 0 | 0 | 0 | 0 | 0 | 0 | 0 | 0 | 0 | 0 | 234 | 238 | TRUE
OR_Residential_LI - Single Family_Existing_Space Heating_Natural Gas_Furnace | Retrofit | OR | Residential | LI - Multi-Family | Existing | Miscellaneous | Pool Heater - Solar System | ORM187 | Solar thermal system installed on top of existing solar pool heater | 3564.17 | 30 | 0 | 0 | 0 | 0 | 0 | 0 | 0 | 0 | 0 | 0 | 0 | 0 | 0 | 0 | 0 | 0 | 0 | 0 | 0 | 0 | 0 | 0 | 0 | 0 | 0 | 0 | 0 | 0 | 0 | 0 | 0 | 0 | 0 | 0 | 0 | 0 | 0 | 0 | 0 | 0 | 0 | 0 | 0 | 0 | 0 | 0 | 0 | 0 | 0 | 0 | 0 | 0 | 0 | 0 | 0 | 0 | 0 | 0 | 0 | 0 | 0 | 0 | 0 | 0 | 0 | 0 | 0 | 0 | 0 | 0 | 0 | 0 | 0 | 0 | 0 | 0 | 0 | 0 | 0 | 0 | 0 | 0 | 0 | 0 | 0 | 0 | 0 | 0 | 0 | 0 | 0 | 0 | 0 | 0 | 0 | 0 | 0 | 0 | 0 | 0 | 1075.4155 | 333.3788 | 0 | 0 | 0 | 0 | 0 | 0 | 0 | 0 | 0 | 0 | 0 | 0 | 0 | 0 | 0 | 0 | 0 | 0 | 0 | 0 | 0 | 0 | 0 | 0 | 0 | 235 | 239 | TRUE
OR_Residential_LI - Single Family_Existing_Space Heating_Natural Gas_Furnace | Retrofit | OR | Residential | LI - Multi-Family | Existing | Miscellaneous | Pool Covers | ORM188 | Installed | 422.21 | 6 | 0 | 0 | 0 | 0 | 0 | 0 | 0 | 0 | 0 | 0 | 0 | 0 | 0 | 0 | 0 | 0 | 0 | 0 | 0 | 0 | 0 | 0 | 0 | 0 | 0 | 0 | 0 | 0 | 0 | 0 | 0 | 0 | 0 | 0 | 0 | 0 | 0 | 0 | 0 | 0 | 0 | 0 | 0 | 0 | 0 | 0 | 0 | 0 | 0 | 0 | 0 | 0 | 0 | 0 | 0 | 0 | 0 | 0 | 0 | 0 | 0 | 0 | 0 | 0 | 0 | 0 | 0 | 0 | 0 | 0 | 0 | 0 | 0 | 0 | 0 | 0 | 0 | 0 | 0 | 0 | 0 | 0 | 0 | 0 | 0 | 0 | 0 | 0 | 0 | 0 | 0 | 0 | 0 | 0 | 0 | 0 | 0 | 0 | 0 | 0 | 127.3932 | 39.4919 | 0 | 0 | 0 | 0 | 0 | 0 | 0 | 0 | 0 | 0 | 0 | 0 | 0 | 0 | 0 | 0 | 0 | 0 | 0 | 0 | 0 | 0 | 0 | 0 | 0 | 236 | 240 | TRUE
OR_Residential_LI - Single Family_Existing_Space Heating_Natural Gas_Furnace | Lost Opportunity | OR | Residential | LI - Multi-Family | Existing | Space Heating | ENERGY STAR Home Design | ORM189 | ENERGY STAR Home Design | 1 | 25 | 0 | 0 | 0 | 0 | 0 | 0 | 0 | 0 | 0 | 0 | 0 | 0 | 0 | 0 | 0 | 0 | 0 | 0 | 0 | 0 | 0 | 0 | 0 | 0 | 0 | 0 | 0 | 0 | 0 | 0 | 0 | 0 | 0 | 0 | 0 | 0 | 0 | 0 | 0 | 0 | 0 | 0 | 0 | 0 | 0 | 0 | 0 | 0 | 0 | 0 | 0 | 0 | 0 | 0 | 0 | 0 | 0 | 0 | 0 | 0 | 0 | 0 | 0 | 0 | 0 | 0 | 0 | 0 | 0 | 0 | 0 | 0 | 0 | 0 | 0 | 0 | 0 | 0 | 0 | 0 | 0 | 0 | 0 | 0 | 0 | 0 | 0 | 0 | 0 | 0 | 0 | 0 | 0 | 0 | 0 | 0 | 0 | 0 | 0 | 0 | 0 | 0 | 0 | 0 | 0 | 0 | 0 | 0 | 0 | 0 | 0 | 0 | 0 | 0 | 0 | 0 | 0 | 0 | 0 | 0 | 0 | 0 | 0 | 0 | 0 | 0 | 0 | 237 | 241 | TRUE
OR_Residential_LI - Single Family_Existing_Space Heating_Natural Gas_Furnace | Lost Opportunity | OR | Residential | LI - Multi-Family | Existing | Water Heating | ENERGY STAR Home Design | ORM190 | ENERGY STAR Home Design | 1 | 25 | 0 | 0 | 0 | 0 | 0 | 0 | 0 | 0 | 0 | 0 | 0 | 0 | 0 | 0 | 0 | 0 | 0 | 0 | 0 | 0 | 0 | 0 | 0 | 0 | 0 | 0 | 0 | 0 | 0 | 0 | 0 | 0 | 0 | 0 | 0 | 0 | 0 | 0 | 0 | 0 | 0 | 0 | 0 | 0 | 0 | 0 | 0 | 0 | 0 | 0 | 0 | 0 | 0 | 0 | 0 | 0 | 0 | 0 | 0 | 0 | 0 | 0 | 0 | 0 | 0 | 0 | 0 | 0 | 0 | 0 | 0 | 0 | 0 | 0 | 0 | 0 | 0 | 0 | 0 | 0 | 0 | 0 | 0 | 0 | 0 | 0 | 0 | 0 | 0 | 0 | 0 | 0 | 0 | 0 | 0 | 0 | 0 | 0 | 0 | 0 | 0 | 0 | 0 | 0 | 0 | 0 | 0 | 0 | 0 | 0 | 0 | 0 | 0 | 0 | 0 | 0 | 0 | 0 | 0 | 0 | 0 | 0 | 0 | 0 | 0 | 0 | 0 | 238 | 242 | TRUE
OR_Residential_LI - Single Family_Existing_Space Heating_Natural Gas_Furnace | Lost Opportunity | OR | Residential | LI - Multi-Family | Existing | Appliances | ENERGY STAR Home Design | ORM191 | ENERGY STAR Home Design | 1 | 25 | 0 | 0 | 0 | 0 | 0 | 0 | 0 | 0 | 0 | 0 | 0 | 0 | 0 | 0 | 0 | 0 | 0 | 0 | 0 | 0 | 0 | 0 | 0 | 0 | 0 | 0 | 0 | 0 | 0 | 0 | 0 | 0 | 0 | 0 | 0 | 0 | 0 | 0 | 0 | 0 | 0 | 0 | 0 | 0 | 0 | 0 | 0 | 0 | 0 | 0 | 0 | 0 | 0 | 0 | 0 | 0 | 0 | 0 | 0 | 0 | 0 | 0 | 0 | 0 | 0 | 0 | 0 | 0 | 0 | 0 | 0 | 0 | 0 | 0 | 0 | 0 | 0 | 0 | 0 | 0 | 0 | 0 | 0 | 0 | 0 | 0 | 0 | 0 | 0 | 0 | 0 | 0 | 0 | 0 | 0 | 0 | 0 | 0 | 0 | 0 | 0 | 0 | 0 | 0 | 0 | 0 | 0 | 0 | 0 | 0 | 0 | 0 | 0 | 0 | 0 | 0 | 0 | 0 | 0 | 0 | 0 | 0 | 0 | 0 | 0 | 0 | 0 | 239 | 243 | TRUE
OR_Residential_LI - Single Family_Existing_Space Heating_Natural Gas_Furnace | Lost Opportunity | OR | Residential | LI - Multi-Family | Existing | Space Heating | Advanced New Construction Design - Zero Net Energy | ORM192 | ZNE-Ready Home | 2.29 | 20 | 0 | 0 | 0 | 0 | 0 | 0 | 0 | 0 | 0 | 0 | 0 | 0 | 0 | 0 | 0 | 0 | 0 | 0 | 0 | 0 | 0 | 0 | 0 | 0 | 0 | 0 | 0 | 0 | 0 | 0 | 0 | 0 | 0 | 0 | 0 | 0 | 0 | 0 | 0 | 0 | 0 | 0 | 0 | 0 | 0 | 0 | 0 | 0 | 0 | 0 | 0 | 0 | 0 | 0 | 0 | 0 | 0 | 0 | 0 | 0 | 0 | 0 | 0 | 0 | 0 | 0 | 0 | 0 | 0 | 0 | 0 | 0 | 0 | 0 | 0 | 10.1694 | 10.2711 | 10.3761 | 10.4827 | 10.5893 | 10.6942 | 10.7959 | 10.8931 | 10.9844 | 11.0686 | 11.1463 | 11.2182 | 11.284 | 11.3444 | 11.3999 | 11.4509 | 11.4978 | 11.5409 | 11.5807 | 11.6175 | 11.6515 | 11.6831 | 11.7123 | 11.7395 | 11.7648 | 0.69096 | 0.2142 | 0 | 0 | 0 | 0 | 0 | 0 | 0 | 0 | 0 | 0 | 0 | 0 | 0 | 0 | 0 | 0 | 0 | 0 | 0 | 0 | 0 | 0 | 0 | 0 | 0 | 240 | 244 | TRUE
OR_Residential_LI - Single Family_Existing_Space Heating_Natural Gas_Furnace | Lost Opportunity | OR | Residential | LI - Multi-Family | Existing | Water Heating | Advanced New Construction Design - Zero Net Energy | ORM193 | ZNE-Ready Home | 2.29 | 20 | 0 | 0 | 0 | 0 | 0 | 0 | 0 | 0 | 0 | 0 | 0 | 0 | 0 | 0 | 0 | 0 | 0 | 0 | 0 | 0 | 0 | 0 | 0 | 0 | 0 | 0 | 0 | 0 | 0 | 0 | 0 | 0 | 0 | 0 | 0 | 0 | 0 | 0 | 0 | 0 | 0 | 0 | 0 | 0 | 0 | 0 | 0 | 0 | 0 | 0 | 0 | 0 | 0 | 0 | 0 | 0 | 0 | 0 | 0 | 0 | 0 | 0 | 0 | 0 | 0 | 0 | 0 | 0 | 0 | 0 | 0 | 0 | 0 | 0 | 0 | 10.1694 | 10.2711 | 10.3761 | 10.4827 | 10.5893 | 10.6942 | 10.7959 | 10.8931 | 10.9844 | 11.0686 | 11.1463 | 11.2182 | 11.284 | 11.3444 | 11.3999 | 11.4509 | 11.4978 | 11.5409 | 11.5807 | 11.6175 | 11.6515 | 11.6831 | 11.7123 | 11.7395 | 11.7648 | 0.69096 | 0.2142 | 0 | 0 | 0 | 0 | 0 | 0 | 0 | 0 | 0 | 0 | 0 | 0 | 0 | 0 | 0 | 0 | 0 | 0 | 0 | 0 | 0 | 0 | 0 | 0 | 0 | 241 | 245 | TRUE
OR_Residential_LI - Single Family_Existing_Space Heating_Natural Gas_Furnace | Lost Opportunity | OR | Residential | LI - Multi-Family | Existing | Appliances | Advanced New Construction Design - Zero Net Energy | ORM194 | ZNE-Ready Home | 2.29 | 20 | 0 | 0 | 0 | 0 | 0 | 0 | 0 | 0 | 0 | 0 | 0 | 0 | 0 | 0 | 0 | 0 | 0 | 0 | 0 | 0 | 0 | 0 | 0 | 0 | 0 | 0 | 0 | 0 | 0 | 0 | 0 | 0 | 0 | 0 | 0 | 0 | 0 | 0 | 0 | 0 | 0 | 0 | 0 | 0 | 0 | 0 | 0 | 0 | 0 | 0 | 0 | 0 | 0 | 0 | 0 | 0 | 0 | 0 | 0 | 0 | 0 | 0 | 0 | 0 | 0 | 0 | 0 | 0 | 0 | 0 | 0 | 0 | 0 | 0 | 0 | 10.1694 | 10.2711 | 10.3761 | 10.4827 | 10.5893 | 10.6942 | 10.7959 | 10.8931 | 10.9844 | 11.0686 | 11.1463 | 11.2182 | 11.284 | 11.3444 | 11.3999 | 11.4509 | 11.4978 | 11.5409 | 11.5807 | 11.6175 | 11.6515 | 11.6831 | 11.7123 | 11.7395 | 11.7648 | 0.69096 | 0.2142 | 0 | 0 | 0 | 0 | 0 | 0 | 0 | 0 | 0 | 0 | 0 | 0 | 0 | 0 | 0 | 0 | 0 | 0 | 0 | 0 | 0 | 0 | 0 | 0 | 0 | 242 | 246 | TRUE
OR_Residential_LI - Single Family_Existing_Space Heating_Natural Gas_Furnace | Retrofit | OR | Residential | LI - Multi-Family | Existing | Space Heating | Behavioral Programs | ORM195 | Program Participation | 4.42 | 2 | 0 | 8.8857 | 17.9807 | 22.951 | 32.1262 | 39.139 | 41.2895 | 28.0233 | 8.1745 | 0 | 0 | 0 | 0 | 0 | 0 | 0 | 0 | 0 | 0 | 0 | 0 | 0 | 0 | 0 | 0 | 0 | 1.7977 | 5.3774 | 9.8608 | 16.035 | 23.4127 | 31.0165 | 35.9329 | 37.0441 | 36.6496 | 36.3013 | 36.0023 | 35.749 | 35.5311 | 35.3374 | 35.1607 | 34.9971 | 34.8446 | 34.7019 | 34.5687 | 34.4439 | 34.327 | 34.2176 | 34.1152 | 34.0194 | 0 | 1.7977 | 3.5989 | 4.5429 | 6.2866 | 7.568 | 7.8872 | 5.2888 | 1.525 | 0 | 0 | 0 | 0 | 0 | 0 | 0 | 0 | 0 | 0 | 0 | 0 | 0 | 0 | 0 | 0 | 6.0141 | 6.0704 | 6.1281 | 6.1865 | 6.2448 | 6.3023 | 6.3585 | 6.4126 | 6.4642 | 6.5127 | 6.5582 | 6.601 | 6.6408 | 6.6777 | 6.7121 | 6.7441 | 6.7739 | 6.8017 | 6.8276 | 6.8518 | 6.8743 | 6.8955 | 6.9152 | 6.9338 | 6.9511 | 1.3336 | 0.41343 | 0 | 1.5524e-05 | 3.1414e-05 | 4.0097e-05 | 5.6127e-05 | 6.8379e-05 | 7.2136e-05 | 4.8959e-05 | 1.4281e-05 | 0 | 0 | 0 | 0 | 0 | 0 | 0 | 0 | 0 | 0 | 0 | 0 | 0 | 0 | 0 | 0 | 243 | 247 | TRUE
OR_Residential_LI - Single Family_Existing_Space Heating_Natural Gas_Furnace | Retrofit | OR | Residential | LI - Multi-Family | Existing | Water Heating | Behavioral Programs | ORM196 | Program Participation | 4.42 | 2 | 0 | 23.366 | 46.5773 | 57.8746 | 79.3786 | 94.5142 | 96.9916 | 60.1239 | 8.7377 | 0 | 0 | 0 | 0 | 0 | 0 | 0 | 0 | 0 | 0 | 0 | 0 | 0 | 0 | 0 | 0 | 0 | 2.0122 | 5.9395 | 10.6914 | 17.0516 | 24.4003 | 31.6498 | 35.7148 | 35.6621 | 34.934 | 34.2169 | 33.5274 | 32.8836 | 32.2954 | 31.7682 | 31.291 | 30.867 | 30.4835 | 30.1091 | 29.7424 | 29.3825 | 29.0336 | 28.6959 | 28.3723 | 28.0674 | 0 | 2.0122 | 3.9553 | 4.8409 | 6.5326 | 7.6437 | 7.6994 | 4.68 | 0.66644 | 0 | 0 | 0 | 0 | 0 | 0 | 0 | 0 | 0 | 0 | 0 | 0 | 0 | 0 | 0 | 0 | 6.0141 | 6.0704 | 6.1281 | 6.1865 | 6.2448 | 6.3023 | 6.3585 | 6.4126 | 6.4642 | 6.5127 | 6.5582 | 6.601 | 6.6408 | 6.6777 | 6.7121 | 6.7441 | 6.7739 | 6.8017 | 6.8276 | 6.8518 | 6.8743 | 6.8955 | 6.9152 | 6.9338 | 6.9511 | 1.3336 | 0.41343 | 0 | 4.0822e-05 | 8.1374e-05 | 0.00010111 | 0.00013868 | 0.00016512 | 0.00016945 | 0.00010504 | 1.5265e-05 | 0 | 0 | 0 | 0 | 0 | 0 | 0 | 0 | 0 | 0 | 0 | 0 | 0 | 0 | 0 | 0 | 244 | 248 | TRUE
OR_Residential_LI - Single Family_Existing_Space Heating_Natural Gas_Furnace | Retrofit | OR | Residential | LI - Multi-Family | Existing | Appliances | Behavioral Programs | ORM197 | Program Participation | 4.42 | 2 | 0 | 28.5348 | 56.8414 | 70.5397 | 96.6581 | 114.9652 | 117.825 | 72.7045 | 10.0073 | 0 | 0 | 0 | 0 | 0 | 0 | 0 | 0 | 0 | 0 | 0 | 0 | 0 | 0 | 0 | 0 | 0 | 0.15117 | 0.44806 | 0.81062 | 1.3012 | 1.877 | 2.4585 | 2.806 | 2.8378 | 2.8215 | 2.8071 | 2.7944 | 2.7831 | 2.7729 | 2.7638 | 2.7556 | 2.7482 | 2.7414 | 2.7351 | 2.7293 | 2.7239 | 2.7188 | 2.714 | 2.7095 | 2.7053 | 0 | 0.15117 | 0.29831 | 0.36674 | 0.49795 | 0.58711 | 0.59683 | 0.36556 | 0.04999 | 0 | 0 | 0 | 0 | 0 | 0 | 0 | 0 | 0 | 0 | 0 | 0 | 0 | 0 | 0 | 0 | 6.0141 | 6.0704 | 6.1281 | 6.1865 | 6.2448 | 6.3023 | 6.3585 | 6.4126 | 6.4642 | 6.5127 | 6.5582 | 6.601 | 6.6408 | 6.6777 | 6.7121 | 6.7441 | 6.7739 | 6.8017 | 6.8276 | 6.8518 | 6.8743 | 6.8955 | 6.9152 | 6.9338 | 6.9511 | 1.3336 | 0.41343 | 0 | 4.9852e-05 | 9.9306e-05 | 0.00012324 | 0.00016887 | 0.00020085 | 0.00020585 | 0.00012702 | 1.7483e-05 | 0 | 0 | 0 | 0 | 0 | 0 | 0 | 0 | 0 | 0 | 0 | 0 | 0 | 0 | 0 | 0 | 245 | 249 | TRUE
OR_Residential_LI - Single Family_Existing_Space Heating_Natural Gas_Furnace | Retrofit | OR | Residential | LI - Multi-Family | Existing | Miscellaneous | Behavioral Programs | ORM198 | Program Participation | 4.42 | 2 | 0 | 28.5348 | 56.8414 | 70.5397 | 96.6581 | 114.9652 | 117.825 | 72.7045 | 10.0073 | 0 | 0 | 0 | 0 | 0 | 0 | 0 | 0 | 0 | 0 | 0 | 0 | 0 | 0 | 0 | 0 | 0 | 0.018188 | 0.054419 | 0.099381 | 0.16099 | 0.23427 | 0.30937 | 0.35571 | 0.36209 | 0.36209 | 0.36209 | 0.36209 | 0.36209 | 0.36209 | 0.36209 | 0.36209 | 0.36209 | 0.36209 | 0.36209 | 0.36209 | 0.36209 | 0.36209 | 0.36209 | 0.36209 | 0.36209 | 0 | 0.018188 | 0.036231 | 0.044962 | 0.06161 | 0.073279 | 0.075102 | 0.046342 | 0.0063787 | 0 | 0 | 0 | 0 | 0 | 0 | 0 | 0 | 0 | 0 | 0 | 0 | 0 | 0 | 0 | 0 | 6.0141 | 6.0704 | 6.1281 | 6.1865 | 6.2448 | 6.3023 | 6.3585 | 6.4126 | 6.4642 | 6.5127 | 6.5582 | 6.601 | 6.6408 | 6.6777 | 6.7121 | 6.7441 | 6.7739 | 6.8017 | 6.8276 | 6.8518 | 6.8743 | 6.8955 | 6.9152 | 6.9338 | 6.9511 | 1.3336 | 0.41343 | 0 | 4.9852e-05 | 9.9306e-05 | 0.00012324 | 0.00016887 | 0.00020085 | 0.00020585 | 0.00012702 | 1.7483e-05 | 0 | 0 | 0 | 0 | 0 | 0 | 0 | 0 | 0 | 0 | 0 | 0 | 0 | 0 | 0 | 0 | 246 | 250 | TRUE
OR_Residential_LI - Single Family_Existing_Space Heating_Natural Gas_Furnace | Retrofit | OR | Residential | LI - Multi-Family | New | Space Heating | Insulation - Ceiling Installation | ORM199 | R-49 | 1.12 | 45 | 0 | 0 | 0 | 0 | 0 | 0 | 0 | 0 | 0 | 0 | 0 | 0 | 0 | 0 | 0 | 0 | 0 | 0 | 0 | 0 | 0 | 0 | 0 | 0 | 0 | 0 | 0 | 0 | 0 | 0 | 0 | 0 | 0 | 0 | 0 | 0 | 0 | 0 | 0 | 0 | 0 | 0 | 0 | 0 | 0 | 0 | 0 | 0 | 0 | 0 | 0 | 0 | 0 | 0 | 0 | 0 | 0 | 0 | 0 | 0 | 0 | 0 | 0 | 0 | 0 | 0 | 0 | 0 | 0 | 0 | 0 | 0 | 0 | 0 | 0 | 21.4967 | 7.1394 | 5.291 | 4.5856 | 4.213 | 3.98 | 3.8206 | 3.7048 | 3.6169 | 3.548 | 3.4795 | 3.4155 | 3.364 | 3.3219 | 3.2871 | 3.258 | 3.2334 | 3.2125 | 3.1946 | 3.1792 | 3.1658 | 3.1542 | 3.144 | 3.1351 | 3.1273 | 1.12 | 0.3472 | 0 | 0 | 0 | 0 | 0 | 0 | 0 | 0 | 0 | 0 | 0 | 0 | 0 | 0 | 0 | 0 | 0 | 0 | 0 | 0 | 0 | 0 | 0 | 0 | 0 | 247 | 251 | TRUE
OR_Residential_LI - Single Family_Existing_Space Heating_Natural Gas_Furnace | Retrofit | OR | Residential | LI - Multi-Family | New | Space Heating | Insulation - Ceiling Upgrade | ORM200 | R-49 | 0.57 | 45 | 0 | 0 | 0 | 0 | 0 | 0 | 0 | 0 | 0 | 0 | 0 | 0 | 0 | 0 | 0 | 0 | 0 | 0 | 0 | 0 | 0 | 0 | 0 | 0 | 0 | 0 | 0 | 0 | 0 | 0 | 0 | 0 | 0 | 0 | 0 | 0 | 0 | 0 | 0 | 0 | 0 | 0 | 0 | 0 | 0 | 0 | 0 | 0 | 0 | 0 | 0 | 0 | 0 | 0 | 0 | 0 | 0 | 0 | 0 | 0 | 0 | 0 | 0 | 0 | 0 | 0 | 0 | 0 | 0 | 0 | 0 | 0 | 0 | 0 | 0 | 10.7514 | 3.5707 | 2.6462 | 2.2935 | 2.1071 | 1.9905 | 1.9108 | 1.8529 | 1.8089 | 1.7745 | 1.7402 | 1.7082 | 1.6825 | 1.6614 | 1.644 | 1.6295 | 1.6172 | 1.6067 | 1.5978 | 1.59 | 1.5834 | 1.5775 | 1.5725 | 1.568 | 1.5641 | 0.10596 | 0.032846 | 0 | 0 | 0 | 0 | 0 | 0 | 0 | 0 | 0 | 0 | 0 | 0 | 0 | 0 | 0 | 0 | 0 | 0 | 0 | 0 | 0 | 0 | 0 | 0 | 0 | 248 | 252 | TRUE
OR_Residential_LI - Single Family_Existing_Space Heating_Natural Gas_Furnace | Retrofit | OR | Residential | LI - Multi-Family | New | Space Heating | Insulation - Radiant Barrier | ORM201 | Installed | 0.07 | 15 | 0 | 0 | 694.5746 | 1021.794 | 1416.7028 | 1960.8669 | 2497.5001 | 2918.1631 | 3108.213 | 2990.7701 | 2570.0825 | 1876.1891 | 1194.7639 | 627.7737 | 288.5934 | 113.5968 | 38.2792 | 0 | 0 | 0 | 0 | 0 | 0 | 0 | 0 | 0 | 0 | 0.26763 | 0.69927 | 1.2611 | 1.9403 | 2.667 | 3.3685 | 3.9959 | 4.5357 | 5.0126 | 5.4211 | 5.7444 | 5.9743 | 6.1139 | 6.1729 | 6.1636 | 6.0938 | 5.9763 | 5.8155 | 5.6505 | 5.4836 | 5.3167 | 5.1511 | 4.9877 | 0 | 0 | 0.26763 | 0.41629 | 0.57024 | 0.7469 | 0.87742 | 0.93532 | 0.91206 | 0.81676 | 0.67173 | 0.48307 | 0.30847 | 0.16394 | 0.076165 | 0.030122 | 0.010118 | 0 | 0 | 0 | 0 | 0 | 0 | 0 | 0 | 36.7118 | 12.1925 | 9.0359 | 7.8313 | 7.1949 | 6.797 | 6.5247 | 6.3269 | 6.1769 | 6.0591 | 5.9422 | 5.8329 | 5.7449 | 5.6731 | 5.6137 | 5.564 | 5.522 | 5.4863 | 5.4557 | 5.4294 | 5.4066 | 5.3867 | 5.3693 | 5.3541 | 5.3407 | 0.013012 | 0.0040337 | 0 | 0 | 1.184e-05 | 1.7417e-05 | 2.4149e-05 | 3.3424e-05 | 4.2572e-05 | 4.9742e-05 | 5.2982e-05 | 5.098e-05 | 4.3809e-05 | 3.1981e-05 | 2.0366e-05 | 1.0701e-05 | 4.9193e-06 | 1.9363e-06 | 6.525e-07 | 0 | 0 | 0 | 0 | 0 | 0 | 0 | 0 | 249 | 253 | TRUE
OR_Residential_LI - Single Family_Existing_Space Heating_Natural Gas_Furnace | Retrofit | OR | Residential | LI - Multi-Family | New | Space Heating | Insulation - Wall Cavity Installation | ORM202 | R-11 | 1.35 | 45 | 0 | 0 | 0 | 0 | 0 | 0 | 0 | 0 | 0 | 0 | 0 | 0 | 0 | 0 | 0 | 0 | 0 | 0 | 0 | 0 | 0 | 0 | 0 | 0 | 0 | 0 | 0 | 0 | 0 | 0 | 0 | 0 | 0 | 0 | 0 | 0 | 0 | 0 | 0 | 0 | 0 | 0 | 0 | 0 | 0 | 0 | 0 | 0 | 0 | 0 | 0 | 0 | 0 | 0 | 0 | 0 | 0 | 0 | 0 | 0 | 0 | 0 | 0 | 0 | 0 | 0 | 0 | 0 | 0 | 0 | 0 | 0 | 0 | 0 | 0 | 9.7515 | 3.2386 | 2.4001 | 2.0802 | 1.9111 | 1.8054 | 1.7331 | 1.6806 | 1.6407 | 1.6095 | 1.5784 | 1.5493 | 1.526 | 1.5069 | 1.4911 | 1.4779 | 1.4668 | 1.4573 | 1.4492 | 1.4422 | 1.4361 | 1.4308 | 1.4262 | 1.4222 | 1.4186 | 1.35 | 0.4185 | 0 | 0 | 0 | 0 | 0 | 0 | 0 | 0 | 0 | 0 | 0 | 0 | 0 | 0 | 0 | 0 | 0 | 0 | 0 | 0 | 0 | 0 | 0 | 0 | 0 | 250 | 254 | TRUE
OR_Residential_LI - Single Family_Existing_Space Heating_Natural Gas_Furnace | Retrofit | OR | Residential | LI - Multi-Family | New | Space Heating | Insulation - Wall Cavity Upgrade | ORM203 | R-11 | 1.79 | 45 | 0 | 0 | 0 | 0 | 0 | 0 | 0 | 0 | 0 | 0 | 0 | 0 | 0 | 0 | 0 | 0 | 0 | 0 | 0 | 0 | 0 | 0 | 0 | 0 | 0 | 0 | 0 | 0 | 0 | 0 | 0 | 0 | 0 | 0 | 0 | 0 | 0 | 0 | 0 | 0 | 0 | 0 | 0 | 0 | 0 | 0 | 0 | 0 | 0 | 0 | 0 | 0 | 0 | 0 | 0 | 0 | 0 | 0 | 0 | 0 | 0 | 0 | 0 | 0 | 0 | 0 | 0 | 0 | 0 | 0 | 0 | 0 | 0 | 0 | 0 | 25.6796 | 8.5286 | 6.3205 | 5.4779 | 5.0328 | 4.7544 | 4.564 | 4.4256 | 4.3207 | 4.2383 | 4.1565 | 4.08 | 4.0185 | 3.9683 | 3.9267 | 3.8919 | 3.8626 | 3.8376 | 3.8162 | 3.7978 | 3.7818 | 3.768 | 3.7558 | 3.7452 | 3.7358 | 0.5126 | 0.15891 | 0 | 0 | 0 | 0 | 0 | 0 | 0 | 0 | 0 | 0 | 0 | 0 | 0 | 0 | 0 | 0 | 0 | 0 | 0 | 0 | 0 | 0 | 0 | 0 | 0 | 251 | 255 | TRUE
OR_Residential_LI - Single Family_Existing_Space Heating_Natural Gas_Furnace | Retrofit | OR | Residential | LI - Multi-Family | New | Space Heating | Insulation - Wall Sheathing | ORM204 | Install R-5 Rigid | 1.02 | 20 | 0 | 0 | 0 | 0 | 0 | 0 | 0 | 0 | 0 | 0 | 0 | 0 | 0 | 0 | 0 | 0 | 0 | 0 | 0 | 0 | 0 | 0 | 0 | 0 | 0 | 0 | 0 | 0 | 0 | 0 | 0 | 0 | 0 | 0 | 0 | 0 | 0 | 0 | 0 | 0 | 0 | 0 | 0 | 0 | 0 | 0 | 0 | 0 | 0 | 0 | 0 | 0 | 0 | 0 | 0 | 0 | 0 | 0 | 0 | 0 | 0 | 0 | 0 | 0 | 0 | 0 | 0 | 0 | 0 | 0 | 0 | 0 | 0 | 0 | 0 | 4.224 | 1.4029 | 1.0397 | 0.90106 | 0.82784 | 0.78205 | 0.75073 | 0.72797 | 0.7107 | 0.69716 | 0.6837 | 0.67112 | 0.66101 | 0.65274 | 0.6459 | 0.64018 | 0.63535 | 0.63125 | 0.62773 | 0.6247 | 0.62207 | 0.61979 | 0.61779 | 0.61604 | 0.6145 | 0.2921 | 0.09055 | 0 | 0 | 0 | 0 | 0 | 0 | 0 | 0 | 0 | 0 | 0 | 0 | 0 | 0 | 0 | 0 | 0 | 0 | 0 | 0 | 0 | 0 | 0 | 0 | 0 | 252 | 256 | TRUE
OR_Residential_LI - Single Family_Existing_Space Heating_Natural Gas_Furnace | Retrofit | OR | Residential | LI - Multi-Family | New | Space Heating | Insulation - External Wall Sheathing - Insulated Vinyl Siding | ORM205 | Insulated Vinyl Siding, between R-2 and R-2.7 | 1.91 | 25 | 0 | 5.6534 | 13.6008 | 28.0367 | 51.7286 | 87.71 | 138.5225 | 205.3913 | 287.1219 | 379.0105 | 472.2049 | 554.0949 | 610.2224 | 627.7528 | 599.7247 | 536.8637 | 442.9015 | 329.7986 | 226.0184 | 157.7315 | 0 | 0 | 0 | 0 | 0 | 0 | 0.030071 | 0.12757 | 0.33114 | 0.68468 | 1.2212 | 1.9608 | 2.917 | 4.1136 | 5.6011 | 7.4744 | 9.8079 | 12.5362 | 15.493 | 18.3751 | 20.9078 | 22.8548 | 24.0794 | 24.6134 | 24.6303 | 23.935 | 23.2314 | 22.527 | 21.8276 | 21.1374 | 0 | 0.030071 | 0.090113 | 0.19632 | 0.35768 | 0.57361 | 0.83509 | 1.129 | 1.4443 | 1.7738 | 2.1147 | 2.4446 | 2.7 | 2.8101 | 2.7138 | 2.4414 | 2.0082 | 1.4787 | 0.99406 | 0.67517 | 0 | 0 | 0 | 0 | 0 | 36.4173 | 12.0947 | 8.9634 | 7.7684 | 7.1372 | 6.7424 | 6.4724 | 6.2762 | 6.1273 | 6.0105 | 5.8945 | 5.7861 | 5.6988 | 5.6276 | 5.5686 | 5.5193 | 5.4777 | 5.4423 | 5.412 | 5.3858 | 5.3632 | 5.3435 | 5.3263 | 5.3112 | 5.2979 | 0.54697 | 0.16956 | 0 | 4.0508e-06 | 9.7453e-06 | 2.0089e-05 | 3.7065e-05 | 6.2846e-05 | 9.9255e-05 | 0.00014717 | 0.00020573 | 0.00027157 | 0.00033835 | 0.00039702 | 0.00043724 | 0.0004498 | 0.00042972 | 0.00038468 | 0.00031735 | 0.00023631 | 0.00016195 | 0.00011302 | 0 | 0 | 0 | 0 | 0 | 253 | 257 | TRUE
OR_Residential_LI - Single Family_Existing_Space Heating_Natural Gas_Furnace | Retrofit | OR | Residential | LI - Multi-Family | New | Space Heating | Insulation - Floor Installation | ORM206 | R-30 | 0.81 | 45 | 0 | 0 | 0 | 0 | 0 | 0 | 0 | 0 | 0 | 0 | 0 | 0 | 0 | 0 | 0 | 0 | 0 | 0 | 0 | 0 | 0 | 0 | 0 | 0 | 0 | 0 | 0 | 0 | 0 | 0 | 0 | 0 | 0 | 0 | 0 | 0 | 0 | 0 | 0 | 0 | 0 | 0 | 0 | 0 | 0 | 0 | 0 | 0 | 0 | 0 | 0 | 0 | 0 | 0 | 0 | 0 | 0 | 0 | 0 | 0 | 0 | 0 | 0 | 0 | 0 | 0 | 0 | 0 | 0 | 0 | 0 | 0 | 0 | 0 | 0 | 9.5212 | 3.1621 | 2.3435 | 2.031 | 1.866 | 1.7628 | 1.6922 | 1.6409 | 1.602 | 1.5714 | 1.5411 | 1.5128 | 1.4899 | 1.4713 | 1.4559 | 1.443 | 1.4321 | 1.4229 | 1.4149 | 1.4081 | 1.4022 | 1.397 | 1.3925 | 1.3886 | 1.3851 | 0.81 | 0.2511 | 0 | 0 | 0 | 0 | 0 | 0 | 0 | 0 | 0 | 0 | 0 | 0 | 0 | 0 | 0 | 0 | 0 | 0 | 0 | 0 | 0 | 0 | 0 | 0 | 0 | 254 | 258 | TRUE
OR_Residential_LI - Single Family_Existing_Space Heating_Natural Gas_Furnace | Retrofit | OR | Residential | LI - Multi-Family | New | Space Heating | Insulation - Floor Upgrade | ORM207 | R-30 | 0.81 | 45 | 0 | 0 | 0 | 0 | 0 | 0 | 0 | 0 | 0 | 0 | 0 | 0 | 0 | 0 | 0 | 0 | 0 | 0 | 0 | 0 | 0 | 0 | 0 | 0 | 0 | 0 | 0 | 0 | 0 | 0 | 0 | 0 | 0 | 0 | 0 | 0 | 0 | 0 | 0 | 0 | 0 | 0 | 0 | 0 | 0 | 0 | 0 | 0 | 0 | 0 | 0 | 0 | 0 | 0 | 0 | 0 | 0 | 0 | 0 | 0 | 0 | 0 | 0 | 0 | 0 | 0 | 0 | 0 | 0 | 0 | 0 | 0 | 0 | 0 | 0 | 10.4716 | 3.4778 | 2.5774 | 2.2338 | 2.0523 | 1.9388 | 1.8611 | 1.8047 | 1.7619 | 1.7283 | 1.6949 | 1.6638 | 1.6387 | 1.6182 | 1.6012 | 1.5871 | 1.5751 | 1.5649 | 1.5562 | 1.5487 | 1.5422 | 1.5365 | 1.5315 | 1.5272 | 1.5234 | 0.1727 | 0.053536 | 0 | 0 | 0 | 0 | 0 | 0 | 0 | 0 | 0 | 0 | 0 | 0 | 0 | 0 | 0 | 0 | 0 | 0 | 0 | 0 | 0 | 0 | 0 | 0 | 0 | 255 | 259 | TRUE
OR_Residential_LI - Single Family_Existing_Space Heating_Natural Gas_Furnace | Retrofit | OR | Residential | LI - Multi-Family | New | Space Heating | Insulation - Basement Sidewall | ORM208 | R-11 | 1.19 | 20 | 0 | 0 | 0 | 0 | 0 | 0 | 0 | 0 | 0 | 0 | 0 | 0 | 0 | 0 | 0 | 0 | 0 | 0 | 0 | 0 | 0 | 0 | 0 | 0 | 0 | 0 | 0 | 0 | 0 | 0 | 0 | 0 | 0 | 0 | 0 | 0 | 0 | 0 | 0 | 0 | 0 | 0 | 0 | 0 | 0 | 0 | 0 | 0 | 0 | 0 | 0 | 0 | 0 | 0 | 0 | 0 | 0 | 0 | 0 | 0 | 0 | 0 | 0 | 0 | 0 | 0 | 0 | 0 | 0 | 0 | 0 | 0 | 0 | 0 | 0 | 0 | 0 | 0 | 0 | 0 | 0 | 0 | 0 | 0 | 0 | 0 | 0 | 0 | 0 | 0 | 0 | 0 | 0 | 0 | 0 | 0 | 0 | 0 | 0 | 0 | 0.34078 | 0.10564 | 0 | 0 | 0 | 0 | 0 | 0 | 0 | 0 | 0 | 0 | 0 | 0 | 0 | 0 | 0 | 0 | 0 | 0 | 0 | 0 | 0 | 0 | 0 | 0 | 0 | 256 | 260 | TRUE
OR_Residential_LI - Single Family_Existing_Space Heating_Natural Gas_Furnace | Retrofit | OR | Residential | LI - Multi-Family | New | Space Heating | Insulation - Foundation | ORM209 | R-15 | 1.03 | 70 | 0 | 0 | 0 | 0 | 0 | 0 | 0 | 0 | 0 | 0 | 0 | 0 | 0 | 0 | 0 | 0 | 0 | 0 | 0 | 0 | 0 | 0 | 0 | 0 | 0 | 0 | 0 | 0 | 0 | 0 | 0 | 0 | 0 | 0 | 0 | 0 | 0 | 0 | 0 | 0 | 0 | 0 | 0 | 0 | 0 | 0 | 0 | 0 | 0 | 0 | 0 | 0 | 0 | 0 | 0 | 0 | 0 | 0 | 0 | 0 | 0 | 0 | 0 | 0 | 0 | 0 | 0 | 0 | 0 | 0 | 0 | 0 | 0 | 0 | 0 | 0 | 0 | 0 | 0 | 0 | 0 | 0 | 0 | 0 | 0 | 0 | 0 | 0 | 0 | 0 | 0 | 0 | 0 | 0 | 0 | 0 | 0 | 0 | 0 | 0 | 0.2196 | 0.068076 | 0 | 0 | 0 | 0 | 0 | 0 | 0 | 0 | 0 | 0 | 0 | 0 | 0 | 0 | 0 | 0 | 0 | 0 | 0 | 0 | 0 | 0 | 0 | 0 | 0 | 257 | 261 | TRUE
OR_Residential_LI - Single Family_Existing_Space Heating_Natural Gas_Furnace | Retrofit | OR | Residential | LI - Multi-Family | New | Space Heating | Insulation - Ducting | ORM210 | R-8 | 2.54 | 45 | 0 | 0 | 0 | 0 | 0 | 0 | 0 | 0 | 0 | 0 | 0 | 0 | 0 | 0 | 0 | 0 | 0 | 0 | 0 | 0 | 0 | 0 | 0 | 0 | 0 | 0 | 0 | 0 | 0 | 0 | 0 | 0 | 0 | 0 | 0 | 0 | 0 | 0 | 0 | 0 | 0 | 0 | 0 | 0 | 0 | 0 | 0 | 0 | 0 | 0 | 0 | 0 | 0 | 0 | 0 | 0 | 0 | 0 | 0 | 0 | 0 | 0 | 0 | 0 | 0 | 0 | 0 | 0 | 0 | 0 | 0 | 0 | 0 | 0 | 0 | 0 | 0 | 0 | 0 | 0 | 0 | 0 | 0 | 0 | 0 | 0 | 0 | 0 | 0 | 0 | 0 | 0 | 0 | 0 | 0 | 0 | 0 | 0 | 0 | 0 | 2.54 | 0.7874 | 0 | 0 | 0 | 0 | 0 | 0 | 0 | 0 | 0 | 0 | 0 | 0 | 0 | 0 | 0 | 0 | 0 | 0 | 0 | 0 | 0 | 0 | 0 | 0 | 0 | 258 | 262 | TRUE
OR_Residential_LI - Single Family_Existing_Space Heating_Natural Gas_Furnace | Retrofit | OR | Residential | LI - Multi-Family | New | Space Heating | Ducting - Repair and Sealing | ORM211 | Sealed | 808.51 | 20 | 0 | 0 | 0 | 0 | 0 | 0 | 0 | 0 | 0 | 0 | 0 | 0 | 0 | 0 | 0 | 0 | 0 | 0 | 0 | 0 | 0 | 0 | 0 | 0 | 0 | 0 | 0 | 0 | 0 | 0 | 0 | 0 | 0 | 0 | 0 | 0 | 0 | 0 | 0 | 0 | 0 | 0 | 0 | 0 | 0 | 0 | 0 | 0 | 0 | 0 | 0 | 0 | 0 | 0 | 0 | 0 | 0 | 0 | 0 | 0 | 0 | 0 | 0 | 0 | 0 | 0 | 0 | 0 | 0 | 0 | 0 | 0 | 0 | 0 | 0 | 0 | 0 | 0 | 0 | 0 | 0 | 0 | 0 | 0 | 0 | 0 | 0 | 0 | 0 | 0 | 0 | 0 | 0 | 0 | 0 | 0 | 0 | 0 | 0 | 0 | 760.7526 | 235.8333 | 0 | 0 | 0 | 0 | 0 | 0 | 0 | 0 | 0 | 0 | 0 | 0 | 0 | 0 | 0 | 0 | 0 | 0 | 0 | 0 | 0 | 0 | 0 | 0 | 0 | 259 | 263 | TRUE
OR_Residential_LI - Single Family_Existing_Space Heating_Natural Gas_Furnace | Retrofit | OR | Residential | LI - Multi-Family | New | Space Heating | Ducting - Repair and Sealing - Aerosol | ORM212 | G.17 Aerosol Duct Sealing | 0.59 | 10 | 0 | 0 | 0 | 0 | 0 | 0 | 0 | 0 | 0 | 0 | 0 | 0 | 0 | 0 | 0 | 0 | 0 | 0 | 0 | 0 | 0 | 0 | 0 | 0 | 0 | 0 | 0 | 0 | 0 | 0 | 0 | 0 | 0 | 0 | 0 | 0 | 0 | 0 | 0 | 0 | 0 | 0 | 0 | 0 | 0 | 0 | 0 | 0 | 0 | 0 | 0 | 0 | 0 | 0 | 0 | 0 | 0 | 0 | 0 | 0 | 0 | 0 | 0 | 0 | 0 | 0 | 0 | 0 | 0 | 0 | 0 | 0 | 0 | 0 | 0 | 0 | 0 | 0 | 0 | 0 | 0 | 0 | 0 | 0 | 0 | 0 | 0 | 0 | 0 | 0 | 0 | 0 | 0 | 0 | 0 | 0 | 0 | 0 | 0 | 0 | 0.59 | 0.1829 | 0 | 0 | 0 | 0 | 0 | 0 | 0 | 0 | 0 | 0 | 0 | 0 | 0 | 0 | 0 | 0 | 0 | 0 | 0 | 0 | 0 | 0 | 0 | 0 | 0 | 260 | 264 | TRUE
OR_Residential_LI - Single Family_Existing_Space Heating_Natural Gas_Furnace | Retrofit | OR | Residential | LI - Multi-Family | New | Space Heating | Building Shell - Air Sealing (Infiltration Control) | ORM213 | 0.1 ACH Reduction | 0.73 | 15 | 0 | 0 | 0 | 0 | 0 | 0 | 0 | 0 | 0 | 0 | 0 | 0 | 0 | 0 | 0 | 0 | 0 | 0 | 0 | 0 | 0 | 0 | 0 | 0 | 0 | 0 | 0 | 0 | 0 | 0 | 0 | 0 | 0 | 0 | 0 | 0 | 0 | 0 | 0 | 0 | 0 | 0 | 0 | 0 | 0 | 0 | 0 | 0 | 0 | 0 | 0 | 0 | 0 | 0 | 0 | 0 | 0 | 0 | 0 | 0 | 0 | 0 | 0 | 0 | 0 | 0 | 0 | 0 | 0 | 0 | 0 | 0 | 0 | 0 | 0 | 79.9431 | 26.5503 | 19.6764 | 17.0533 | 15.6676 | 14.801 | 14.2082 | 13.7775 | 13.4506 | 13.1943 | 12.9396 | 12.7016 | 12.5101 | 12.3537 | 12.2243 | 12.116 | 12.0246 | 11.9469 | 11.8803 | 11.823 | 11.7733 | 11.73 | 11.6922 | 11.6591 | 11.6299 | 0.73 | 0.2263 | 0 | 0 | 0 | 0 | 0 | 0 | 0 | 0 | 0 | 0 | 0 | 0 | 0 | 0 | 0 | 0 | 0 | 0 | 0 | 0 | 0 | 0 | 0 | 0 | 0 | 261 | 265 | TRUE
OR_Residential_LI - Single Family_Existing_Space Heating_Natural Gas_Furnace | Retrofit | OR | Residential | LI - Multi-Family | New | Space Heating | Building Shell - Liquid-Applied Weather-Resistive Barrier | ORM214 | Liquid-Applied Weather-Resistant Barrier | 0.72 | 15 | 0 | 0 | 0 | 0 | 0 | 0 | 0 | 0 | 0 | 0 | 0 | 0 | 0 | 0 | 0 | 0 | 0 | 0 | 0 | 0 | 0 | 0 | 0 | 0 | 0 | 0 | 0 | 0 | 0 | 0 | 0 | 0 | 0 | 0 | 0 | 0 | 0 | 0 | 0 | 0 | 0 | 0 | 0 | 0 | 0 | 0 | 0 | 0 | 0 | 0 | 0 | 0 | 0 | 0 | 0 | 0 | 0 | 0 | 0 | 0 | 0 | 0 | 0 | 0 | 0 | 0 | 0 | 0 | 0 | 0 | 0 | 0 | 0 | 0 | 0 | 15.4007 | 5.1148 | 3.7906 | 3.2852 | 3.0183 | 2.8513 | 2.7371 | 2.6542 | 2.5912 | 2.5418 | 2.4928 | 2.4469 | 2.41 | 2.3799 | 2.355 | 2.3341 | 2.3165 | 2.3015 | 2.2887 | 2.2776 | 2.2681 | 2.2597 | 2.2525 | 2.2461 | 2.2405 | 0.21725 | 0.067346 | 0 | 0 | 0 | 0 | 0 | 0 | 0 | 0 | 0 | 0 | 0 | 0 | 0 | 0 | 0 | 0 | 0 | 0 | 0 | 0 | 0 | 0 | 0 | 0 | 0 | 262 | 266 | TRUE
OR_Residential_LI - Single Family_Existing_Space Heating_Natural Gas_Furnace | Retrofit | OR | Residential | LI - Multi-Family | New | Space Heating | Building Shell - Whole-Home Aerosol Sealing | ORM215 | Building Sealed | 386 | 20 | 0 | 0 | 0 | 0 | 0 | 0 | 0 | 0 | 0 | 0 | 0 | 0 | 0 | 0 | 0 | 0 | 0 | 0 | 0 | 0 | 0 | 0 | 0 | 0 | 0 | 0 | 0 | 0 | 0 | 0 | 0 | 0 | 0 | 0 | 0 | 0 | 0 | 0 | 0 | 0 | 0 | 0 | 0 | 0 | 0 | 0 | 0 | 0 | 0 | 0 | 0 | 0 | 0 | 0 | 0 | 0 | 0 | 0 | 0 | 0 | 0 | 0 | 0 | 0 | 0 | 0 | 0 | 0 | 0 | 0 | 0 | 0 | 0 | 0 | 0 | 12.9306 | 4.2944 | 3.1826 | 2.7583 | 2.5342 | 2.394 | 2.2981 | 2.2285 | 2.1756 | 2.1341 | 2.093 | 2.0544 | 2.0235 | 1.9982 | 1.9772 | 1.9597 | 1.945 | 1.9324 | 1.9216 | 1.9123 | 1.9043 | 1.8973 | 1.8912 | 1.8858 | 1.8811 | 116.4676 | 36.105 | 0 | 0 | 0 | 0 | 0 | 0 | 0 | 0 | 0 | 0 | 0 | 0 | 0 | 0 | 0 | 0 | 0 | 0 | 0 | 0 | 0 | 0 | 0 | 0 | 0 | 263 | 267 | TRUE
OR_Residential_LI - Single Family_Existing_Space Heating_Natural Gas_Furnace | Retrofit | OR | Residential | LI - Multi-Family | New | Space Heating | Windows - High Efficiency (Class 30) | ORM216 | Class 30 | 26.53 | 45 | 8.3341 | 15.3579 | 25.4646 | 37.4611 | 51.9393 | 71.8895 | 91.5637 | 106.9861 | 113.9537 | 109.648 | 94.2247 | 68.7851 | 43.8026 | 23.0155 | 10.5804 | 4.1647 | 1.4034 | 0.329 | 0.058008 | 0.0074508 | 0 | 0 | 0 | 0 | 0 | 0.7192 | 5.9452 | 15.9916 | 31.0493 | 51.2592 | 77.25 | 107.4796 | 139.6745 | 171.7375 | 202.4162 | 232.1247 | 260.1226 | 285.4137 | 307.5275 | 326.6901 | 343.365 | 358.0869 | 371.256 | 383.1766 | 394.0327 | 403.9528 | 413.0409 | 421.3859 | 429.0654 | 436.1471 | 0.7192 | 3.8539 | 8.2841 | 13.4285 | 19.2149 | 26.389 | 32.5857 | 36.5363 | 37.4226 | 35.0847 | 30.0925 | 22.4892 | 14.8936 | 8.207 | 3.9593 | 1.6303 | 0.57199 | 0.13897 | 0.025288 | 0.0033401 | 0 | 0 | 0 | 0 | 0 | 22.0868 | 7.3354 | 5.4362 | 4.7115 | 4.3287 | 4.0892 | 3.9255 | 3.8065 | 3.7162 | 3.6454 | 3.575 | 3.5092 | 3.4563 | 3.4131 | 3.3773 | 3.3474 | 3.3222 | 3.3007 | 3.2823 | 3.2665 | 3.2527 | 3.2408 | 3.2303 | 3.2212 | 3.2131 | 27.5112 | 8.5285 | 0.00030036 | 0.00055349 | 0.00091774 | 0.0013501 | 0.0018719 | 0.0025909 | 0.0032999 | 0.0038557 | 0.0041069 | 0.0039517 | 0.0033958 | 0.002479 | 0.0015786 | 0.00082947 | 0.00038132 | 0.00015009 | 5.0578e-05 | 1.1857e-05 | 2.0906e-06 | 2.6852e-07 | 0 | 0 | 0 | 0 | 0 | 264 | 268 | TRUE
OR_Residential_LI - Single Family_Existing_Space Heating_Natural Gas_Furnace | Retrofit | OR | Residential | LI - Multi-Family | New | Space Heating | Windows - High Efficiency (Class 22) | ORM217 | Class 22 | 30.72 | 45 | 8.3341 | 15.3579 | 25.4646 | 37.4611 | 51.9393 | 71.8895 | 91.5637 | 106.9861 | 113.9537 | 109.648 | 94.2247 | 68.7851 | 43.8026 | 23.0155 | 10.5804 | 4.1647 | 1.4034 | 0.329 | 0.058008 | 0.0074508 | 0 | 0 | 0 | 0 | 0 | 0.87448 | 7.3009 | 19.8612 | 39.0617 | 65.4401 | 100.3696 | 142.3473 | 188.5 | 235.5494 | 280.8088 | 323.745 | 362.3532 | 395.207 | 422.0874 | 444.0972 | 462.4381 | 478.1624 | 491.9515 | 504.2707 | 515.3756 | 525.4322 | 534.5702 | 542.8977 | 550.5071 | 557.4782 | 0.87448 | 4.7326 | 10.2887 | 16.8937 | 24.5308 | 34.2867 | 43.1569 | 49.3082 | 51.3275 | 48.6725 | 41.97 | 31.3276 | 20.6229 | 11.2642 | 5.3823 | 2.1956 | 0.7638 | 0.18415 | 0.03328 | 0.0043687 | 0 | 0 | 0 | 0 | 0 | 18.9302 | 6.287 | 4.6593 | 4.0381 | 3.71 | 3.5048 | 3.3644 | 3.2625 | 3.1851 | 3.1244 | 3.064 | 3.0077 | 2.9623 | 2.9253 | 2.8947 | 2.869 | 2.8474 | 2.829 | 2.8132 | 2.7996 | 2.7879 | 2.7776 | 2.7687 | 2.7608 | 2.7539 | 27.5132 | 8.5291 | 0.00030038 | 0.00055353 | 0.0009178 | 0.0013502 | 0.001872 | 0.0025911 | 0.0033002 | 0.003856 | 0.0041072 | 0.003952 | 0.0033961 | 0.0024792 | 0.0015787 | 0.00082953 | 0.00038134 | 0.00015011 | 5.0582e-05 | 1.1858e-05 | 2.0907e-06 | 2.6854e-07 | 0 | 0 | 0 | 0 | 0 | 265 | 269 | TRUE
OR_Residential_LI - Single Family_Existing_Space Heating_Natural Gas_Furnace | Retrofit | OR | Residential | LI - Multi-Family | New | Space Heating | Windows - Low-e Storm Addition | ORM218 | Low-e Storm Window | 11.24 | 20 | 23.6134 | 43.5141 | 72.1496 | 106.1399 | 147.1614 | 203.6871 | 259.4304 | 303.1272 | 322.8688 | 310.6693 | 266.97 | 194.8911 | 124.1073 | 65.2106 | 29.9779 | 11.8 | 3.9763 | 0.93215 | 0.16436 | 0.021111 | 0 | 0 | 0 | 0 | 0 | 2.0424 | 17.4826 | 48.9449 | 99.5109 | 173.2597 | 278.5629 | 416.4419 | 581.5948 | 761.7073 | 939.3156 | 1100.4695 | 1227.1925 | 1314.5734 | 1367.7181 | 1399.1559 | 1418.3908 | 1431.455 | 1441.308 | 1449.481 | 1456.5268 | 1462.6746 | 1468.067 | 1472.8119 | 1476.999 | 1480.7037 | 2.0424 | 11.3327 | 25.3549 | 43.0373 | 64.9479 | 95.1584 | 126.2571 | 152.1347 | 165.9802 | 162.8112 | 142.6639 | 106.0982 | 68.5978 | 36.5002 | 16.9571 | 6.7343 | 2.2865 | 0.53952 | 0.09566 | 0.012347 | 0 | 0 | 0 | 0 | 0 | 3.4185 | 1.1353 | 0.84139 | 0.72922 | 0.66997 | 0.63291 | 0.60756 | 0.58915 | 0.57517 | 0.56421 | 0.55332 | 0.54314 | 0.53495 | 0.52826 | 0.52273 | 0.5181 | 0.51419 | 0.51087 | 0.50802 | 0.50557 | 0.50344 | 0.50159 | 0.49998 | 0.49856 | 0.49731 | 0.81012 | 0.25114 | 2.506e-05 | 4.618e-05 | 7.657e-05 | 0.00011264 | 0.00015618 | 0.00021617 | 0.00027532 | 0.0003217 | 0.00034265 | 0.0003297 | 0.00028332 | 0.00020683 | 0.00013171 | 6.9206e-05 | 3.1814e-05 | 1.2523e-05 | 4.2199e-06 | 9.8926e-07 | 1.7442e-07 | 2.2404e-08 | 0 | 0 | 0 | 0 | 0 | 266 | 270 | TRUE
OR_Residential_LI - Single Family_Existing_Space Heating_Natural Gas_Furnace | Retrofit | OR | Residential | LI - Multi-Family | New | Space Heating | ENERGY STAR Doors - Storm and Thermal | ORM219 | R-5 Door | 619.69 | 40 | 0.078084 | 0.14389 | 0.23858 | 0.35098 | 0.48663 | 0.67355 | 0.85788 | 1.0024 | 1.0677 | 1.0273 | 0.88281 | 0.64446 | 0.4104 | 0.21564 | 0.099131 | 0.03902 | 0.013149 | 0.0030824 | 0.00054349 | 6.9808e-05 | 0 | 0 | 0 | 0 | 0 | 0.16997 | 1.4217 | 3.8759 | 7.6414 | 12.8366 | 19.7518 | 28.1098 | 37.3486 | 46.8033 | 55.9066 | 64.5141 | 72.1926 | 78.6568 | 83.8783 | 88.1039 | 91.5921 | 94.563 | 97.1565 | 99.4665 | 101.5439 | 103.4213 | 105.1239 | 106.6727 | 108.0856 | 109.3779 | 0.16997 | 0.9216 | 2.0078 | 3.3048 | 4.8119 | 6.7473 | 8.5224 | 9.7697 | 10.1987 | 9.6903 | 8.3636 | 6.2415 | 4.1045 | 2.2385 | 1.0678 | 0.43487 | 0.15105 | 0.036368 | 0.0065644 | 0.00086076 | 0 | 0 | 0 | 0 | 0 | 20.3665 | 6.764 | 5.0128 | 4.3445 | 3.9915 | 3.7707 | 3.6197 | 3.51 | 3.4267 | 3.3614 | 3.2965 | 3.2359 | 3.1871 | 3.1473 | 3.1143 | 3.0867 | 3.0634 | 3.0436 | 3.0267 | 3.012 | 2.9994 | 2.9884 | 2.9787 | 2.9703 | 2.9629 | 603.2244 | 186.9996 | 6.1704e-05 | 0.00011371 | 0.00018853 | 0.00027735 | 0.00038455 | 0.00053225 | 0.00067792 | 0.0007921 | 0.00084369 | 0.00081181 | 0.00069762 | 0.00050927 | 0.0003243 | 0.0001704 | 7.8335e-05 | 3.0835e-05 | 1.039e-05 | 2.4358e-06 | 4.2948e-07 | 5.5164e-08 | 0 | 0 | 0 | 0 | 0 | 267 | 271 | TRUE
OR_Residential_LI - Single Family_Existing_Space Heating_Natural Gas_Furnace | Lost Opportunity | OR | Residential | LI - Multi-Family | New | Space Heating | Combined Boiler + DHW System | ORM220 | Combined tankless boiler unit for space and DHW | 5368.77 | 21 | 0 | 0 | 0 | 0 | 0 | 0 | 0 | 0 | 0 | 0 | 0 | 0 | 0 | 0 | 0 | 0 | 0 | 0 | 0 | 0 | 0 | 0 | 0 | 0 | 0 | 0 | 0 | 0 | 0 | 0 | 0 | 0 | 0 | 0 | 0 | 0 | 0 | 0 | 0 | 0 | 0 | 0 | 0 | 0 | 0 | 0 | 0 | 0 | 0 | 0 | 0 | 0 | 0 | 0 | 0 | 0 | 0 | 0 | 0 | 0 | 0 | 0 | 0 | 0 | 0 | 0 | 0 | 0 | 0 | 0 | 0 | 0 | 0 | 0 | 0 | 111.0563 | 111.0106 | 110.9764 | 110.9486 | 110.9313 | 110.9187 | 110.9093 | 110.9018 | 110.8959 | 110.891 | 110.8834 | 110.876 | 110.8695 | 110.8642 | 110.86 | 110.8568 | 110.8542 | 110.8478 | 110.845 | 110.8438 | 110.8433 | 110.8434 | 110.8434 | 110.8434 | 110.8434 | 1619.9166 | 502.1742 | 0 | 0 | 0 | 0 | 0 | 0 | 0 | 0 | 0 | 0 | 0 | 0 | 0 | 0 | 0 | 0 | 0 | 0 | 0 | 0 | 0 | 0 | 0 | 0 | 0 | 268 | 272 | TRUE
OR_Residential_LI - Single Family_Existing_Space Heating_Natural Gas_Furnace | Lost Opportunity | OR | Residential | LI - Multi-Family | New | Water Heating | Combined Boiler + DHW System | ORM221 | Combined tankless boiler unit for space and DHW | 5368.77 | 21 | 0 | 0 | 0 | 0 | 0 | 0 | 0 | 0 | 0 | 0 | 0 | 0 | 0 | 0 | 0 | 0 | 0 | 0 | 0 | 0 | 0 | 0 | 0 | 0 | 0 | 0 | 0 | 0 | 0 | 0 | 0 | 0 | 0 | 0 | 0 | 0 | 0 | 0 | 0 | 0 | 0 | 0 | 0 | 0 | 0 | 0 | 0 | 0 | 0 | 0 | 0 | 0 | 0 | 0 | 0 | 0 | 0 | 0 | 0 | 0 | 0 | 0 | 0 | 0 | 0 | 0 | 0 | 0 | 0 | 0 | 0 | 0 | 0 | 0 | 0 | 111.0563 | 111.0106 | 110.9764 | 110.9486 | 110.9313 | 110.9187 | 110.9093 | 110.9018 | 110.8959 | 110.891 | 110.8834 | 110.876 | 110.8695 | 110.8642 | 110.86 | 110.8568 | 110.8542 | 110.8478 | 110.845 | 110.8438 | 110.8433 | 110.8434 | 110.8434 | 110.8434 | 110.8434 | 1619.9166 | 502.1742 | 0 | 0 | 0 | 0 | 0 | 0 | 0 | 0 | 0 | 0 | 0 | 0 | 0 | 0 | 0 | 0 | 0 | 0 | 0 | 0 | 0 | 0 | 0 | 0 | 0 | 269 | 273 | TRUE
OR_Residential_LI - Single Family_Existing_Space Heating_Natural Gas_Furnace | Retrofit | OR | Residential | LI - Multi-Family | New | Space Heating | HVAC - Energy Recovery Ventilator | ORM222 | Installed | 2148.56 | 20 | 0 | 0 | 0 | 0 | 0 | 0 | 0 | 0 | 0 | 0 | 0 | 0 | 0 | 0 | 0 | 0 | 0 | 0 | 0 | 0 | 0 | 0 | 0 | 0 | 0 | 0 | 0 | 0 | 0 | 0 | 0 | 0 | 0 | 0 | 0 | 0 | 0 | 0 | 0 | 0 | 0 | 0 | 0 | 0 | 0 | 0 | 0 | 0 | 0 | 0 | 0 | 0 | 0 | 0 | 0 | 0 | 0 | 0 | 0 | 0 | 0 | 0 | 0 | 0 | 0 | 0 | 0 | 0 | 0 | 0 | 0 | 0 | 0 | 0 | 0 | 637.738 | 211.802 | 156.9664 | 136.0405 | 124.9866 | 118.0731 | 113.3442 | 109.9085 | 107.3011 | 105.2564 | 103.2245 | 101.3254 | 99.798 | 98.5502 | 97.5177 | 96.6542 | 95.9253 | 95.3052 | 94.7741 | 94.3164 | 93.92 | 93.575 | 93.2735 | 93.0091 | 92.7764 | 648.2841 | 200.9681 | 0 | 0 | 0 | 0 | 0 | 0 | 0 | 0 | 0 | 0 | 0 | 0 | 0 | 0 | 0 | 0 | 0 | 0 | 0 | 0 | 0 | 0 | 0 | 0 | 0 | 270 | 274 | TRUE
OR_Residential_LI - Single Family_Existing_Space Heating_Natural Gas_Furnace | Retrofit | OR | Residential | LI - Multi-Family | New | Space Heating | Connected Thermostat - ENERGY STAR (1.0) | ORM223 | Networked Thermostat Installed | 299.65 | 15 | 0 | 0 | 0 | 0 | 0 | 0 | 0 | 0 | 0 | 0 | 0 | 0 | 0 | 0 | 0 | 0 | 0 | 0 | 0 | 0 | 0 | 0 | 0 | 0 | 0 | 0 | 0 | 0 | 0 | 0 | 0 | 0 | 0 | 0 | 0 | 0 | 0 | 0 | 0 | 0 | 0 | 0 | 0 | 0 | 0 | 0 | 0 | 0 | 0 | 0 | 0 | 0 | 0 | 0 | 0 | 0 | 0 | 0 | 0 | 0 | 0 | 0 | 0 | 0 | 0 | 0 | 0 | 0 | 0 | 0 | 0 | 0 | 0 | 0 | 0 | 0 | 0 | 0 | 0 | 0 | 0 | 0 | 0 | 0 | 0 | 0 | 0 | 0 | 0 | 0 | 0 | 0 | 0 | 0 | 0 | 0 | 0 | 0 | 0 | 0 | 0 | 0 | 0 | 0 | 0 | 0 | 0 | 0 | 0 | 0 | 0 | 0 | 0 | 0 | 0 | 0 | 0 | 0 | 0 | 0 | 0 | 0 | 0 | 0 | 0 | 0 | 0 | 271 | 275 | TRUE
OR_Residential_LI - Single Family_Existing_Space Heating_Natural Gas_Furnace | Retrofit | OR | Residential | LI - Multi-Family | New | Space Heating | Home Energy Management System (HEMS) | ORM224 | Networked Controls Installed | 1945.72 | 15 | 0 | 0 | 0 | 0 | 0 | 0 | 0 | 0 | 0 | 0 | 0 | 0 | 0 | 0 | 0 | 0 | 0 | 0 | 0 | 0 | 0 | 0 | 0 | 0 | 0 | 0 | 0 | 0 | 0 | 0 | 0 | 0 | 0 | 0 | 0 | 0 | 0 | 0 | 0 | 0 | 0 | 0 | 0 | 0 | 0 | 0 | 0 | 0 | 0 | 0 | 0 | 0 | 0 | 0 | 0 | 0 | 0 | 0 | 0 | 0 | 0 | 0 | 0 | 0 | 0 | 0 | 0 | 0 | 0 | 0 | 0 | 0 | 0 | 0 | 0 | 0 | 0 | 0 | 0 | 0 | 0 | 0 | 0 | 0 | 0 | 0 | 0 | 0 | 0 | 0 | 0 | 0 | 0 | 0 | 0 | 0 | 0 | 0 | 0 | 0 | 587.0812 | 181.9952 | 0 | 0 | 0 | 0 | 0 | 0 | 0 | 0 | 0 | 0 | 0 | 0 | 0 | 0 | 0 | 0 | 0 | 0 | 0 | 0 | 0 | 0 | 0 | 0 | 0 | 272 | 276 | TRUE
OR_Residential_LI - Single Family_Existing_Space Heating_Natural Gas_Furnace | Retrofit | OR | Residential | LI - Multi-Family | New | Water Heating | Home Energy Management System (HEMS) | ORM225 | Networked Controls Installed | 1945.72 | 15 | 0 | 0 | 0 | 0 | 0 | 0 | 0 | 0 | 0 | 0 | 0 | 0 | 0 | 0 | 0 | 0 | 0 | 0 | 0 | 0 | 0 | 0 | 0 | 0 | 0 | 0 | 0 | 0 | 0 | 0 | 0 | 0 | 0 | 0 | 0 | 0 | 0 | 0 | 0 | 0 | 0 | 0 | 0 | 0 | 0 | 0 | 0 | 0 | 0 | 0 | 0 | 0 | 0 | 0 | 0 | 0 | 0 | 0 | 0 | 0 | 0 | 0 | 0 | 0 | 0 | 0 | 0 | 0 | 0 | 0 | 0 | 0 | 0 | 0 | 0 | 0 | 0 | 0 | 0 | 0 | 0 | 0 | 0 | 0 | 0 | 0 | 0 | 0 | 0 | 0 | 0 | 0 | 0 | 0 | 0 | 0 | 0 | 0 | 0 | 0 | 587.0812 | 181.9952 | 0 | 0 | 0 | 0 | 0 | 0 | 0 | 0 | 0 | 0 | 0 | 0 | 0 | 0 | 0 | 0 | 0 | 0 | 0 | 0 | 0 | 0 | 0 | 0 | 0 | 273 | 277 | TRUE
OR_Residential_LI - Single Family_Existing_Space Heating_Natural Gas_Furnace | Retrofit | OR | Residential | LI - Multi-Family | New | Appliances | Home Energy Management System (HEMS) | ORM226 | Networked Controls Installed | 1945.72 | 15 | 0 | 0 | 0 | 0 | 0 | 0 | 0 | 0 | 0 | 0 | 0 | 0 | 0 | 0 | 0 | 0 | 0 | 0 | 0 | 0 | 0 | 0 | 0 | 0 | 0 | 0 | 0 | 0 | 0 | 0 | 0 | 0 | 0 | 0 | 0 | 0 | 0 | 0 | 0 | 0 | 0 | 0 | 0 | 0 | 0 | 0 | 0 | 0 | 0 | 0 | 0 | 0 | 0 | 0 | 0 | 0 | 0 | 0 | 0 | 0 | 0 | 0 | 0 | 0 | 0 | 0 | 0 | 0 | 0 | 0 | 0 | 0 | 0 | 0 | 0 | 0 | 0 | 0 | 0 | 0 | 0 | 0 | 0 | 0 | 0 | 0 | 0 | 0 | 0 | 0 | 0 | 0 | 0 | 0 | 0 | 0 | 0 | 0 | 0 | 0 | 587.0812 | 181.9952 | 0 | 0 | 0 | 0 | 0 | 0 | 0 | 0 | 0 | 0 | 0 | 0 | 0 | 0 | 0 | 0 | 0 | 0 | 0 | 0 | 0 | 0 | 0 | 0 | 0 | 274 | 278 | TRUE
OR_Residential_LI - Single Family_Existing_Space Heating_Natural Gas_Furnace | Retrofit | OR | Residential | LI - Multi-Family | New | Space Heating | Gas Furnace - Maintenance | ORM227 | Restored to nameplate 80% AFUE | 76.12 | 3 | 0 | 0 | 0 | 0 | 0 | 0 | 0 | 0 | 0 | 0 | 0 | 0 | 0 | 0 | 0 | 0 | 0 | 0 | 0 | 0 | 0 | 0 | 0 | 0 | 0 | 0 | 0 | 0 | 0 | 0 | 0 | 0 | 0 | 0 | 0 | 0 | 0 | 0 | 0 | 0 | 0 | 0 | 0 | 0 | 0 | 0 | 0 | 0 | 0 | 0 | 0 | 0 | 0 | 0 | 0 | 0 | 0 | 0 | 0 | 0 | 0 | 0 | 0 | 0 | 0 | 0 | 0 | 0 | 0 | 0 | 0 | 0 | 0 | 0 | 0 | 0 | 0 | 0 | 0 | 0 | 0 | 0 | 0 | 0 | 0 | 0 | 0 | 0 | 0 | 0 | 0 | 0 | 0 | 0 | 0 | 0 | 0 | 0 | 0 | 0 | 22.9677 | 7.12 | 0 | 0 | 0 | 0 | 0 | 0 | 0 | 0 | 0 | 0 | 0 | 0 | 0 | 0 | 0 | 0 | 0 | 0 | 0 | 0 | 0 | 0 | 0 | 0 | 0 | 275 | 279 | TRUE
OR_Residential_LI - Single Family_Existing_Space Heating_Natural Gas_Furnace | Retrofit | OR | Residential | LI - Multi-Family | New | Space Heating | Gas Boiler - Hot Water Reset | ORM228 | Reset control installed | 676.33 | 16 | 0 | 0 | 0 | 0 | 0 | 0 | 0 | 0 | 0 | 0 | 0 | 0 | 0 | 0 | 0 | 0 | 0 | 0 | 0 | 0 | 0 | 0 | 0 | 0 | 0 | 0 | 0 | 0 | 0 | 0 | 0 | 0 | 0 | 0 | 0 | 0 | 0 | 0 | 0 | 0 | 0 | 0 | 0 | 0 | 0 | 0 | 0 | 0 | 0 | 0 | 0 | 0 | 0 | 0 | 0 | 0 | 0 | 0 | 0 | 0 | 0 | 0 | 0 | 0 | 0 | 0 | 0 | 0 | 0 | 0 | 0 | 0 | 0 | 0 | 0 | 0 | 0 | 0 | 0 | 0 | 0 | 0 | 0 | 0 | 0 | 0 | 0 | 0 | 0 | 0 | 0 | 0 | 0 | 0 | 0 | 0 | 0 | 0 | 0 | 0 | 204.0688 | 63.2613 | 0 | 0 | 0 | 0 | 0 | 0 | 0 | 0 | 0 | 0 | 0 | 0 | 0 | 0 | 0 | 0 | 0 | 0 | 0 | 0 | 0 | 0 | 0 | 0 | 0 | 276 | 280 | TRUE
OR_Residential_LI - Single Family_Existing_Space Heating_Natural Gas_Furnace | Retrofit | OR | Residential | LI - Multi-Family | New | Space Heating | Gas Boiler - Steam Trap Maintenance | ORM229 | Cleaned and restored | 318.73 | 6 | 0 | 0 | 0 | 0 | 0 | 0 | 0 | 0 | 0 | 0 | 0 | 0 | 0 | 0 | 0 | 0 | 0 | 0 | 0 | 0 | 0 | 0 | 0 | 0 | 0 | 0 | 0 | 0 | 0 | 0 | 0 | 0 | 0 | 0 | 0 | 0 | 0 | 0 | 0 | 0 | 0 | 0 | 0 | 0 | 0 | 0 | 0 | 0 | 0 | 0 | 0 | 0 | 0 | 0 | 0 | 0 | 0 | 0 | 0 | 0 | 0 | 0 | 0 | 0 | 0 | 0 | 0 | 0 | 0 | 0 | 0 | 0 | 0 | 0 | 0 | 0 | 0 | 0 | 0 | 0 | 0 | 0 | 0 | 0 | 0 | 0 | 0 | 0 | 0 | 0 | 0 | 0 | 0 | 0 | 0 | 0 | 0 | 0 | 0 | 0 | 96.1703 | 29.8128 | 0 | 0 | 0 | 0 | 0 | 0 | 0 | 0 | 0 | 0 | 0 | 0 | 0 | 0 | 0 | 0 | 0 | 0 | 0 | 0 | 0 | 0 | 0 | 0 | 0 | 277 | 281 | TRUE
OR_Residential_LI - Single Family_Existing_Space Heating_Natural Gas_Furnace | Retrofit | OR | Residential | LI - Multi-Family | New | Space Heating | Gas Boiler - Maintenance | ORM230 | Restored to nameplate 80% AFUE | 122.57 | 3 | 0 | 0 | 0 | 0 | 0 | 0 | 0 | 0 | 0 | 0 | 0 | 0 | 0 | 0 | 0 | 0 | 0 | 0 | 0 | 0 | 0 | 0 | 0 | 0 | 0 | 0 | 0 | 0 | 0 | 0 | 0 | 0 | 0 | 0 | 0 | 0 | 0 | 0 | 0 | 0 | 0 | 0 | 0 | 0 | 0 | 0 | 0 | 0 | 0 | 0 | 0 | 0 | 0 | 0 | 0 | 0 | 0 | 0 | 0 | 0 | 0 | 0 | 0 | 0 | 0 | 0 | 0 | 0 | 0 | 0 | 0 | 0 | 0 | 0 | 0 | 0 | 0 | 0 | 0 | 0 | 0 | 0 | 0 | 0 | 0 | 0 | 0 | 0 | 0 | 0 | 0 | 0 | 0 | 0 | 0 | 0 | 0 | 0 | 0 | 0 | 36.983 | 11.4647 | 0 | 0 | 0 | 0 | 0 | 0 | 0 | 0 | 0 | 0 | 0 | 0 | 0 | 0 | 0 | 0 | 0 | 0 | 0 | 0 | 0 | 0 | 0 | 0 | 0 | 278 | 282 | TRUE
OR_Residential_LI - Single Family_Existing_Space Heating_Natural Gas_Furnace | Retrofit | OR | Residential | LI - Multi-Family | New | Space Heating | Gas Boiler - Pipe Insulation | ORM231 | Pipe insulated throughout home | 3.06 | 15 | 0 | 0 | 0 | 0 | 0 | 0 | 0 | 0 | 0 | 0 | 0 | 0 | 0 | 0 | 0 | 0 | 0 | 0 | 0 | 0 | 0 | 0 | 0 | 0 | 0 | 0 | 0 | 0 | 0 | 0 | 0 | 0 | 0 | 0 | 0 | 0 | 0 | 0 | 0 | 0 | 0 | 0 | 0 | 0 | 0 | 0 | 0 | 0 | 0 | 0 | 0 | 0 | 0 | 0 | 0 | 0 | 0 | 0 | 0 | 0 | 0 | 0 | 0 | 0 | 0 | 0 | 0 | 0 | 0 | 0 | 0 | 0 | 0 | 0 | 0 | 0 | 0 | 0 | 0 | 0 | 0 | 0 | 0 | 0 | 0 | 0 | 0 | 0 | 0 | 0 | 0 | 0 | 0 | 0 | 0 | 0 | 0 | 0 | 0 | 0 | 0.92329 | 0.28622 | 0 | 0 | 0 | 0 | 0 | 0 | 0 | 0 | 0 | 0 | 0 | 0 | 0 | 0 | 0 | 0 | 0 | 0 | 0 | 0 | 0 | 0 | 0 | 0 | 0 | 279 | 283 | TRUE
OR_Residential_LI - Single Family_Existing_Space Heating_Natural Gas_Furnace | Retrofit | OR | Residential | LI - Multi-Family | New | Space Heating | Gas Boiler - Thermostatic Radiator Valves | ORM232 | Installed | 43.19 | 15 | 0 | 0 | 0 | 0 | 0 | 0 | 0 | 0 | 0 | 0 | 0 | 0 | 0 | 0 | 0 | 0 | 0 | 0 | 0 | 0 | 0 | 0 | 0 | 0 | 0 | 0 | 0 | 0 | 0 | 0 | 0 | 0 | 0 | 0 | 0 | 0 | 0 | 0 | 0 | 0 | 0 | 0 | 0 | 0 | 0 | 0 | 0 | 0 | 0 | 0 | 0 | 0 | 0 | 0 | 0 | 0 | 0 | 0 | 0 | 0 | 0 | 0 | 0 | 0 | 0 | 0 | 0 | 0 | 0 | 0 | 0 | 0 | 0 | 0 | 0 | 0 | 0 | 0 | 0 | 0 | 0 | 0 | 0 | 0 | 0 | 0 | 0 | 0 | 0 | 0 | 0 | 0 | 0 | 0 | 0 | 0 | 0 | 0 | 0 | 0 | 13.0317 | 4.0398 | 0 | 0 | 0 | 0 | 0 | 0 | 0 | 0 | 0 | 0 | 0 | 0 | 0 | 0 | 0 | 0 | 0 | 0 | 0 | 0 | 0 | 0 | 0 | 0 | 0 | 280 | 284 | TRUE
OR_Residential_LI - Single Family_Existing_Space Heating_Natural Gas_Furnace | Retrofit | OR | Residential | LI - Multi-Family | New | Space Heating | Ceiling Fan - ENERGY STAR | ORM233 | Energy Star certified ceiling fan | 33.93 | 10 | 0 | 0 | 0 | 0 | 0 | 0 | 0 | 0 | 0 | 0 | 0 | 0 | 0 | 0 | 0 | 0 | 0 | 0 | 0 | 0 | 0 | 0 | 0 | 0 | 0 | 0 | 0 | 0 | 0 | 0 | 0 | 0 | 0 | 0 | 0 | 0 | 0 | 0 | 0 | 0 | 0 | 0 | 0 | 0 | 0 | 0 | 0 | 0 | 0 | 0 | 0 | 0 | 0 | 0 | 0 | 0 | 0 | 0 | 0 | 0 | 0 | 0 | 0 | 0 | 0 | 0 | 0 | 0 | 0 | 0 | 0 | 0 | 0 | 0 | 0 | 0 | 0 | 0 | 0 | 0 | 0 | 0 | 0 | 0 | 0 | 0 | 0 | 0 | 0 | 0 | 0 | 0 | 0 | 0 | 0 | 0 | 0 | 0 | 0 | 0 | 10.2377 | 3.1737 | 0 | 0 | 0 | 0 | 0 | 0 | 0 | 0 | 0 | 0 | 0 | 0 | 0 | 0 | 0 | 0 | 0 | 0 | 0 | 0 | 0 | 0 | 0 | 0 | 0 | 281 | 285 | TRUE
OR_Residential_LI - Single Family_Existing_Space Heating_Natural Gas_Furnace | Retrofit | OR | Residential | LI - Multi-Family | New | Water Heating | Water Heater - Drain Water Heat Recovery | ORM234 | Installed | 808.79 | 30 | 0 | 0 | 0 | 0 | 0 | 0 | 0 | 0 | 0 | 0 | 0 | 0 | 0 | 0 | 0 | 0 | 0 | 0 | 0 | 0 | 0 | 0 | 0 | 0 | 0 | 0 | 0 | 0 | 0 | 0 | 0 | 0 | 0 | 0 | 0 | 0 | 0 | 0 | 0 | 0 | 0 | 0 | 0 | 0 | 0 | 0 | 0 | 0 | 0 | 0 | 0 | 0 | 0 | 0 | 0 | 0 | 0 | 0 | 0 | 0 | 0 | 0 | 0 | 0 | 0 | 0 | 0 | 0 | 0 | 0 | 0 | 0 | 0 | 0 | 0 | 5.1464 | 5.1443 | 5.1427 | 5.1414 | 5.1406 | 5.14 | 5.1396 | 5.1393 | 5.139 | 5.1388 | 5.1384 | 5.1381 | 5.1378 | 5.1375 | 5.1373 | 5.1372 | 5.137 | 5.1367 | 5.1366 | 5.1366 | 5.1365 | 5.1365 | 5.1365 | 5.1365 | 5.1365 | 244.0359 | 75.6511 | 0 | 0 | 0 | 0 | 0 | 0 | 0 | 0 | 0 | 0 | 0 | 0 | 0 | 0 | 0 | 0 | 0 | 0 | 0 | 0 | 0 | 0 | 0 | 0 | 0 | 282 | 286 | TRUE
OR_Residential_LI - Single Family_Existing_Space Heating_Natural Gas_Furnace | Retrofit | OR | Residential | LI - Multi-Family | New | Water Heating | Water Heater - Faucet Aerators | ORM235 | Installed | 5.2 | 10 | 0 | 0 | 0 | 0 | 0 | 0 | 0 | 0 | 0 | 0 | 0 | 0 | 0 | 0 | 0 | 0 | 0 | 0 | 0 | 0 | 0 | 0 | 0 | 0 | 0 | 0 | 0 | 0 | 0 | 0 | 0 | 0 | 0 | 0 | 0 | 0 | 0 | 0 | 0 | 0 | 0 | 0 | 0 | 0 | 0 | 0 | 0 | 0 | 0 | 0 | 0 | 0 | 0 | 0 | 0 | 0 | 0 | 0 | 0 | 0 | 0 | 0 | 0 | 0 | 0 | 0 | 0 | 0 | 0 | 0 | 0 | 0 | 0 | 0 | 0 | 1.9476 | 1.9468 | 1.9462 | 1.9457 | 1.9454 | 1.9452 | 1.945 | 1.9449 | 1.9448 | 1.9447 | 1.9446 | 1.9445 | 1.9443 | 1.9442 | 1.9442 | 1.9441 | 1.9441 | 1.944 | 1.9439 | 1.9439 | 1.9439 | 1.9439 | 1.9439 | 1.9439 | 1.9439 | 1.569 | 0.48639 | 0 | 0 | 0 | 0 | 0 | 0 | 0 | 0 | 0 | 0 | 0 | 0 | 0 | 0 | 0 | 0 | 0 | 0 | 0 | 0 | 0 | 0 | 0 | 0 | 0 | 283 | 287 | TRUE
OR_Residential_LI - Single Family_Existing_Space Heating_Natural Gas_Furnace | Retrofit | OR | Residential | LI - Multi-Family | New | Water Heating | Water Heater - Low-Flow Showerheads | ORM236 | Installed | 19.72 | 10 | 0 | 0 | 0 | 0 | 0 | 0 | 0 | 0 | 0 | 0 | 0 | 0 | 0 | 0 | 0 | 0 | 0 | 0 | 0 | 0 | 0 | 0 | 0 | 0 | 0 | 0 | 0 | 0 | 0 | 0 | 0 | 0 | 0 | 0 | 0 | 0 | 0 | 0 | 0 | 0 | 0 | 0 | 0 | 0 | 0 | 0 | 0 | 0 | 0 | 0 | 0 | 0 | 0 | 0 | 0 | 0 | 0 | 0 | 0 | 0 | 0 | 0 | 0 | 0 | 0 | 0 | 0 | 0 | 0 | 0 | 0 | 0 | 0 | 0 | 0 | 0.73915 | 0.73885 | 0.73862 | 0.73843 | 0.73832 | 0.73824 | 0.73817 | 0.73812 | 0.73808 | 0.73805 | 0.738 | 0.73795 | 0.73791 | 0.73787 | 0.73784 | 0.73782 | 0.73781 | 0.73776 | 0.73774 | 0.73774 | 0.73773 | 0.73773 | 0.73773 | 0.73773 | 0.73773 | 5.9501 | 1.8445 | 0 | 0 | 0 | 0 | 0 | 0 | 0 | 0 | 0 | 0 | 0 | 0 | 0 | 0 | 0 | 0 | 0 | 0 | 0 | 0 | 0 | 0 | 0 | 0 | 0 | 284 | 288 | TRUE
OR_Residential_LI - Single Family_Existing_Space Heating_Natural Gas_Furnace | Retrofit | OR | Residential | LI - Multi-Family | New | Water Heating | Water Heater - Shower Timer | ORM237 | Installed | 20 | 2 | 0 | 0 | 0 | 2.0148 | 2.8146 | 1.5203 | 1.2285 | 0.71667 | 0.09902 | 0 | 0 | 0 | 0 | 0 | 0 | 0 | 0 | 0 | 0 | 0 | 0 | 0 | 0 | 0 | 0 | 0 | 0 | 0 | 0.72349 | 1.7268 | 2.2574 | 2.6749 | 2.9032 | 2.9098 | 2.88 | 2.8494 | 2.8188 | 2.7896 | 2.7626 | 2.7383 | 2.7173 | 2.6978 | 2.6798 | 2.6628 | 2.6457 | 2.6287 | 2.6119 | 2.5955 | 2.5794 | 2.5639 | 0 | 0 | 0 | 0.72349 | 1.0064 | 0.54047 | 0.43362 | 0.25083 | 0.034326 | 0 | 0 | 0 | 0 | 0 | 0 | 0 | 0 | 0 | 0 | 0 | 0 | 0 | 0 | 0 | 0 | 16.4457 | 16.439 | 16.4339 | 16.4298 | 16.4272 | 16.4253 | 16.4239 | 16.4228 | 16.422 | 16.4212 | 16.4201 | 16.419 | 16.4181 | 16.4173 | 16.4167 | 16.4162 | 16.4158 | 16.4148 | 16.4144 | 16.4142 | 16.4142 | 16.4142 | 16.4142 | 16.4142 | 16.4142 | 6.0346 | 1.8707 | 0 | 0 | 0 | 1.5927e-05 | 2.2251e-05 | 1.2018e-05 | 9.7114e-06 | 5.6655e-06 | 7.8279e-07 | 0 | 0 | 0 | 0 | 0 | 0 | 0 | 0 | 0 | 0 | 0 | 0 | 0 | 0 | 0 | 0 | 285 | 289 | TRUE
OR_Residential_LI - Single Family_Existing_Space Heating_Natural Gas_Furnace | Retrofit | OR | Residential | LI - Multi-Family | New | Water Heating | Water Heater - Pipe Insulation | ORM238 | R-4 Insulation Installed | 3.06 | 15 | 2.5081 | 5.7681 | 10.7786 | 17.1256 | 23.9244 | 30.0478 | 34.3664 | 36.1395 | 35.2081 | 31.9728 | 27.2035 | 21.7803 | 16.4715 | 11.8048 | 8.0409 | 2.711 | 0 | 0 | 0 | 0 | 0 | 0 | 0 | 0 | 0 | 0.27203 | 0.89801 | 2.0682 | 3.928 | 6.5264 | 9.7902 | 13.5234 | 17.4495 | 21.2746 | 24.7485 | 27.7053 | 30.0733 | 31.8646 | 33.1487 | 34.0237 | 34.3192 | 34.32 | 34.322 | 34.3229 | 34.3232 | 34.3234 | 34.3234 | 34.3234 | 34.3234 | 34.3234 | 0.27203 | 0.62587 | 1.1699 | 1.8593 | 2.5978 | 3.2631 | 3.7324 | 3.9252 | 3.8242 | 3.473 | 2.9551 | 2.3662 | 1.7895 | 1.2826 | 0.87367 | 0.29457 | 0 | 0 | 0 | 0 | 0 | 0 | 0 | 0 | 0 | 1.521 | 1.5204 | 1.5199 | 1.5195 | 1.5193 | 1.5191 | 1.519 | 1.5189 | 1.5188 | 1.5188 | 1.5186 | 1.5185 | 1.5185 | 1.5184 | 1.5183 | 1.5183 | 1.5182 | 1.5182 | 1.5181 | 1.5181 | 1.5181 | 1.5181 | 1.5181 | 1.5181 | 1.5181 | 0.92329 | 0.28622 | 3.0336e-06 | 6.9766e-06 | 1.3037e-05 | 2.0714e-05 | 2.8937e-05 | 3.6343e-05 | 4.1567e-05 | 4.3711e-05 | 4.2585e-05 | 3.8672e-05 | 3.2903e-05 | 2.6344e-05 | 1.9922e-05 | 1.4278e-05 | 9.7256e-06 | 3.279e-06 | 0 | 0 | 0 | 0 | 0 | 0 | 0 | 0 | 0 | 286 | 290 | TRUE
OR_Residential_LI - Single Family_Existing_Space Heating_Natural Gas_Furnace | Retrofit | OR | Residential | LI - Multi-Family | New | Water Heating | Water Heater - Desuperheater | ORM239 | Installed | 1449.47 | 20 | 0 | 0 | 0 | 0 | 0 | 0 | 0 | 0 | 0 | 0 | 0 | 0 | 0 | 0 | 0 | 0 | 0 | 0 | 0 | 0 | 0 | 0 | 0 | 0 | 0 | 0 | 0 | 0 | 0 | 0 | 0 | 0 | 0 | 0 | 0 | 0 | 0 | 0 | 0 | 0 | 0 | 0 | 0 | 0 | 0 | 0 | 0 | 0 | 0 | 0 | 0 | 0 | 0 | 0 | 0 | 0 | 0 | 0 | 0 | 0 | 0 | 0 | 0 | 0 | 0 | 0 | 0 | 0 | 0 | 0 | 0 | 0 | 0 | 0 | 0 | 9.1816 | 9.1778 | 9.175 | 9.1727 | 9.1713 | 9.1702 | 9.1694 | 9.1688 | 9.1683 | 9.1679 | 9.1673 | 9.1667 | 9.1661 | 9.1657 | 9.1654 | 9.1651 | 9.1649 | 9.1644 | 9.1641 | 9.164 | 9.164 | 9.164 | 9.164 | 9.164 | 9.164 | 437.3479 | 135.5779 | 0 | 0 | 0 | 0 | 0 | 0 | 0 | 0 | 0 | 0 | 0 | 0 | 0 | 0 | 0 | 0 | 0 | 0 | 0 | 0 | 0 | 0 | 0 | 0 | 0 | 287 | 291 | TRUE
OR_Residential_LI - Single Family_Existing_Space Heating_Natural Gas_Furnace | Retrofit | OR | Residential | LI - Multi-Family | New | Water Heating | Water Heater - Temperature Setback | ORM240 | Water Set at 120°F | 5.09 | 2 | 0 | 0 | 0 | 0 | 0 | 0 | 0 | 0 | 0 | 0 | 0 | 0 | 0 | 0 | 0 | 0 | 0 | 0 | 0 | 0 | 0 | 0 | 0 | 0 | 0 | 0 | 0 | 0 | 0 | 0 | 0 | 0 | 0 | 0 | 0 | 0 | 0 | 0 | 0 | 0 | 0 | 0 | 0 | 0 | 0 | 0 | 0 | 0 | 0 | 0 | 0 | 0 | 0 | 0 | 0 | 0 | 0 | 0 | 0 | 0 | 0 | 0 | 0 | 0 | 0 | 0 | 0 | 0 | 0 | 0 | 0 | 0 | 0 | 0 | 0 | 3.6931 | 3.6916 | 3.6905 | 3.6896 | 3.689 | 3.6886 | 3.6883 | 3.688 | 3.6878 | 3.6876 | 3.6874 | 3.6871 | 3.6869 | 3.6868 | 3.6866 | 3.6865 | 3.6864 | 3.6862 | 3.6861 | 3.6861 | 3.6861 | 3.6861 | 3.6861 | 3.6861 | 3.6861 | 1.5358 | 0.4761 | 0 | 0 | 0 | 0 | 0 | 0 | 0 | 0 | 0 | 0 | 0 | 0 | 0 | 0 | 0 | 0 | 0 | 0 | 0 | 0 | 0 | 0 | 0 | 0 | 0 | 288 | 292 | TRUE
OR_Residential_LI - Single Family_Existing_Space Heating_Natural Gas_Furnace | Retrofit | OR | Residential | LI - Multi-Family | New | Water Heating | Water Heater - Tank Blanket/Insulation | ORM241 | Installed | 38.68 | 5 | 0 | 0 | 0 | 0 | 0 | 0 | 0 | 0 | 0 | 0 | 0 | 0 | 0 | 0 | 0 | 0 | 0 | 0 | 0 | 0 | 0 | 0 | 0 | 0 | 0 | 0 | 0 | 0 | 0 | 0 | 0 | 0 | 0 | 0 | 0 | 0 | 0 | 0 | 0 | 0 | 0 | 0 | 0 | 0 | 0 | 0 | 0 | 0 | 0 | 0 | 0 | 0 | 0 | 0 | 0 | 0 | 0 | 0 | 0 | 0 | 0 | 0 | 0 | 0 | 0 | 0 | 0 | 0 | 0 | 0 | 0 | 0 | 0 | 0 | 0 | 0 | 0 | 0 | 0 | 0 | 0 | 0 | 0 | 0 | 0 | 0 | 0 | 0 | 0 | 0 | 0 | 0 | 0 | 0 | 0 | 0 | 0 | 0 | 0 | 0 | 11.6709 | 3.618 | 0 | 0 | 0 | 0 | 0 | 0 | 0 | 0 | 0 | 0 | 0 | 0 | 0 | 0 | 0 | 0 | 0 | 0 | 0 | 0 | 0 | 0 | 0 | 0 | 0 | 289 | 293 | TRUE
OR_Residential_LI - Single Family_Existing_Space Heating_Natural Gas_Furnace | Retrofit | OR | Residential | LI - Multi-Family | New | Water Heating | Water Heater - Thermostatic Shower Restriction Valve | ORM242 | Installed | 24.46 | 10 | 0.65539 | 1.5231 | 4.066 | 8.8828 | 16.5457 | 27.0146 | 39.3237 | 51.6908 | 61.9797 | 68.3454 | 69.1251 | 64.8218 | 54.9619 | 40.4721 | 22.3808 | 2.0412 | 0 | 0 | 0 | 0 | 0 | 0 | 0 | 0 | 0 | 0.23081 | 0.76721 | 2.1986 | 5.3232 | 11.1361 | 20.6113 | 34.3751 | 52.4215 | 73.9944 | 97.6986 | 121.5791 | 143.8753 | 162.694 | 176.4826 | 184.0538 | 184.6758 | 184.6942 | 184.8191 | 185.0157 | 185.1917 | 185.3507 | 185.4952 | 185.628 | 185.7502 | 185.863 | 0.23081 | 0.5364 | 1.4316 | 3.1258 | 5.8174 | 9.4876 | 13.7918 | 18.1007 | 21.6653 | 23.845 | 24.0702 | 22.5286 | 19.0687 | 14.0214 | 7.7461 | 0.70613 | 0 | 0 | 0 | 0 | 0 | 0 | 0 | 0 | 0 | 5.012 | 5.0099 | 5.0084 | 5.0071 | 5.0063 | 5.0058 | 5.0053 | 5.005 | 5.0047 | 5.0045 | 5.0042 | 5.0038 | 5.0035 | 5.0033 | 5.0031 | 5.003 | 5.0029 | 5.0026 | 5.0024 | 5.0024 | 5.0024 | 5.0024 | 5.0024 | 5.0024 | 5.0024 | 7.3803 | 2.2879 | 6.3364e-06 | 1.4726e-05 | 3.9311e-05 | 8.5881e-05 | 0.00015997 | 0.00026118 | 0.00038019 | 0.00049976 | 0.00059923 | 0.00066078 | 0.00066832 | 0.00062671 | 0.00053138 | 0.00039129 | 0.00021638 | 1.9734e-05 | 0 | 0 | 0 | 0 | 0 | 0 | 0 | 0 | 0 | 290 | 294 | TRUE
OR_Residential_LI - Single Family_Existing_Space Heating_Natural Gas_Furnace | Retrofit | OR | Residential | LI - Multi-Family | New | Water Heating | Water Heater - Timer | ORM243 | Installed | 139.02 | 7 | 0 | 0 | 0 | 0 | 0 | 0 | 0 | 0 | 0 | 0 | 0 | 0 | 0 | 0 | 0 | 0 | 0 | 0 | 0 | 0 | 0 | 0 | 0 | 0 | 0 | 0 | 0 | 0 | 0 | 0 | 0 | 0 | 0 | 0 | 0 | 0 | 0 | 0 | 0 | 0 | 0 | 0 | 0 | 0 | 0 | 0 | 0 | 0 | 0 | 0 | 0 | 0 | 0 | 0 | 0 | 0 | 0 | 0 | 0 | 0 | 0 | 0 | 0 | 0 | 0 | 0 | 0 | 0 | 0 | 0 | 0 | 0 | 0 | 0 | 0 | 20.861 | 20.8524 | 20.846 | 20.8408 | 20.8375 | 20.8352 | 20.8334 | 20.832 | 20.8309 | 20.83 | 20.8286 | 20.8272 | 20.8259 | 20.8249 | 20.8242 | 20.8235 | 20.8231 | 20.8219 | 20.8213 | 20.8211 | 20.821 | 20.821 | 20.821 | 20.821 | 20.821 | 41.9464 | 13.0034 | 0 | 0 | 0 | 0 | 0 | 0 | 0 | 0 | 0 | 0 | 0 | 0 | 0 | 0 | 0 | 0 | 0 | 0 | 0 | 0 | 0 | 0 | 0 | 0 | 0 | 291 | 295 | TRUE
OR_Residential_LI - Single Family_Existing_Space Heating_Natural Gas_Furnace | Lost Opportunity | OR | Residential | LI - Multi-Family | New | Water Heating | Water Heater - Solar System | ORM244 | Installed | 7455.26 | 30 | 0 | 0 | 0 | 0 | 0 | 0 | 0 | 0 | 0 | 0 | 0 | 0 | 0 | 0 | 0 | 0 | 0 | 0 | 0 | 0 | 0 | 0 | 0 | 0 | 0 | 0 | 0 | 0 | 0 | 0 | 0 | 0 | 0 | 0 | 0 | 0 | 0 | 0 | 0 | 0 | 0 | 0 | 0 | 0 | 0 | 0 | 0 | 0 | 0 | 0 | 0 | 0 | 0 | 0 | 0 | 0 | 0 | 0 | 0 | 0 | 0 | 0 | 0 | 0 | 0 | 0 | 0 | 0 | 0 | 0 | 0 | 0 | 0 | 0 | 0 | 27.0776 | 27.0664 | 27.0581 | 27.0513 | 27.0471 | 27.044 | 27.0417 | 27.0399 | 27.0384 | 27.0373 | 27.0354 | 27.0336 | 27.032 | 27.0307 | 27.0297 | 27.0289 | 27.0283 | 27.0267 | 27.026 | 27.0257 | 27.0256 | 27.0256 | 27.0256 | 27.0256 | 27.0256 | 2249.4723 | 697.3364 | 0 | 0 | 0 | 0 | 0 | 0 | 0 | 0 | 0 | 0 | 0 | 0 | 0 | 0 | 0 | 0 | 0 | 0 | 0 | 0 | 0 | 0 | 0 | 0 | 0 | 292 | 296 | TRUE
OR_Residential_LI - Single Family_Existing_Space Heating_Natural Gas_Furnace | Lost Opportunity | OR | Residential | LI - Multi-Family | New | Water Heating | Water Heater - Intermittent Ignition System | ORM245 | Installed | 105 | 20 | 0.096538 | 0.36708 | 1.0889 | 2.6678 | 5.6316 | 10.547 | 17.8553 | 27.7317 | 40.0061 | 54.1822 | 69.55 | 85.3448 | 100.8984 | 115.738 | 129.6182 | 142.4947 | 154.4664 | 165.7084 | 176.4168 | 186.9634 | 197.3387 | 206.8745 | 216.0457 | 224.4475 | 231.553 | 0.07153 | 0.34344 | 1.1492 | 3.1196 | 7.2665 | 15.0012 | 28.0291 | 48.1466 | 76.9938 | 115.838 | 165.4615 | 226.1399 | 297.7665 | 379.9925 | 472.3928 | 574.5762 | 685.8044 | 805.7232 | 933.996 | 1070.1438 | 1214.0425 | 1365.0825 | 1523.0015 | 1687.2364 | 1856.8417 | 0.07153 | 0.27193 | 0.80602 | 1.972 | 4.1538 | 7.7562 | 13.0826 | 20.2344 | 29.0609 | 39.1846 | 50.0942 | 61.256 | 72.2272 | 82.7142 | 92.5881 | 101.8565 | 110.5452 | 118.7864 | 126.7082 | 134.5175 | 142.2068 | 149.2931 | 156.1174 | 162.3855 | 167.714 | 6.3829 | 6.3803 | 6.3783 | 6.3767 | 6.3757 | 6.375 | 6.3745 | 6.3741 | 6.3737 | 6.3734 | 6.373 | 6.3726 | 6.3722 | 6.3719 | 6.3717 | 6.3715 | 6.3713 | 6.3709 | 6.3708 | 6.3707 | 6.3707 | 6.3707 | 6.3707 | 6.3707 | 6.3707 | 31.6816 | 9.8213 | 4.0066e-06 | 1.5235e-05 | 4.5192e-05 | 0.00011072 | 0.00023373 | 0.00043773 | 0.00074104 | 0.0011509 | 0.0016604 | 0.0022487 | 0.0028865 | 0.0035421 | 0.0041876 | 0.0048035 | 0.0053795 | 0.0059139 | 0.0064108 | 0.0068774 | 0.0073218 | 0.0077595 | 0.0081901 | 0.0085859 | 0.0089665 | 0.0093152 | 0.0096101 | 293 | 297 | TRUE
OR_Residential_LI - Single Family_Existing_Space Heating_Natural Gas_Furnace | Retrofit | OR | Residential | LI - Multi-Family | New | Space Heating | Circulation Pump - High Efficiency | ORM246 | High efficient circulation pump | 456.73 | 11.5 | 0 | 0 | 0 | 0 | 0 | 0 | 0 | 0 | 0 | 0 | 0 | 0 | 0 | 0 | 0 | 0 | 0 | 0 | 0 | 0 | 0 | 0 | 0 | 0 | 0 | 0 | 0 | 0 | 0 | 0 | 0 | 0 | 0 | 0 | 0 | 0 | 0 | 0 | 0 | 0 | 0 | 0 | 0 | 0 | 0 | 0 | 0 | 0 | 0 | 0 | 0 | 0 | 0 | 0 | 0 | 0 | 0 | 0 | 0 | 0 | 0 | 0 | 0 | 0 | 0 | 0 | 0 | 0 | 0 | 0 | 0 | 0 | 0 | 0 | 0 | 0 | 0 | 0 | 0 | 0 | 0 | 0 | 0 | 0 | 0 | 0 | 0 | 0 | 0 | 0 | 0 | 0 | 0 | 0 | 0 | 0 | 0 | 0 | 0 | 0 | 137.8089 | 42.7208 | 0 | 0 | 0 | 0 | 0 | 0 | 0 | 0 | 0 | 0 | 0 | 0 | 0 | 0 | 0 | 0 | 0 | 0 | 0 | 0 | 0 | 0 | 0 | 0 | 0 | 294 | 298 | TRUE
OR_Residential_LI - Single Family_Existing_Space Heating_Natural Gas_Furnace | Retrofit | OR | Residential | LI - Multi-Family | New | Water Heating | Circulation Pump - High Efficiency | ORM247 | High efficient circulation pump | 456.73 | 11.5 | 0 | 0 | 0 | 0 | 0 | 0 | 0 | 0 | 0 | 0 | 0 | 0 | 0 | 0 | 0 | 0 | 0 | 0 | 0 | 0 | 0 | 0 | 0 | 0 | 0 | 0 | 0 | 0 | 0 | 0 | 0 | 0 | 0 | 0 | 0 | 0 | 0 | 0 | 0 | 0 | 0 | 0 | 0 | 0 | 0 | 0 | 0 | 0 | 0 | 0 | 0 | 0 | 0 | 0 | 0 | 0 | 0 | 0 | 0 | 0 | 0 | 0 | 0 | 0 | 0 | 0 | 0 | 0 | 0 | 0 | 0 | 0 | 0 | 0 | 0 | 0 | 0 | 0 | 0 | 0 | 0 | 0 | 0 | 0 | 0 | 0 | 0 | 0 | 0 | 0 | 0 | 0 | 0 | 0 | 0 | 0 | 0 | 0 | 0 | 0 | 137.8089 | 42.7208 | 0 | 0 | 0 | 0 | 0 | 0 | 0 | 0 | 0 | 0 | 0 | 0 | 0 | 0 | 0 | 0 | 0 | 0 | 0 | 0 | 0 | 0 | 0 | 0 | 0 | 295 | 299 | TRUE
OR_Residential_LI - Single Family_Existing_Space Heating_Natural Gas_Furnace | Retrofit | OR | Residential | LI - Multi-Family | New | Space Heating | Circulation Pump - Timer | ORM248 | Controls added | 1074.28 | 11.5 | 2.7247e-05 | 5.4464e-05 | 9.6704e-05 | 0.0001573 | 0.00023876 | 0.00034196 | 0.00046516 | 0.00060301 | 0.00074582 | 0.0008795 | 0.00098675 | 0.0010497 | 0.00099963 | 0.00089696 | 0.00071635 | 0.00048374 | 0.00021054 | 0 | 0 | 0 | 0 | 0 | 0 | 0 | 0 | 0 | 0 | 0 | 0 | 0 | 0 | 0 | 0 | 0 | 0 | 0 | 0 | 0 | 0 | 0 | 0 | 0 | 0 | 0 | 0 | 0 | 0 | 0 | 0 | 0 | 0 | 0 | 0 | 0 | 0 | 0 | 0 | 0 | 0 | 0 | 0 | 0 | 0 | 0 | 0 | 0 | 0 | 0 | 0 | 0 | 0 | 0 | 0 | 0 | 0 | 3.482 | 3.4806 | 3.4795 | 3.4786 | 3.4781 | 3.4777 | 3.4774 | 3.4771 | 3.477 | 3.4768 | 3.4766 | 3.4763 | 3.4761 | 3.476 | 3.4758 | 3.4757 | 3.4756 | 3.4754 | 3.4754 | 3.4753 | 3.4753 | 3.4753 | 3.4753 | 3.4753 | 3.4753 | 324.142 | 100.484 | 1.157e-08 | 2.3127e-08 | 4.1063e-08 | 6.6795e-08 | 1.0138e-07 | 1.452e-07 | 1.9752e-07 | 2.5606e-07 | 3.167e-07 | 3.7346e-07 | 4.19e-07 | 4.4574e-07 | 4.2447e-07 | 3.8087e-07 | 3.0418e-07 | 2.0541e-07 | 8.9401e-08 | 0 | 0 | 0 | 0 | 0 | 0 | 0 | 0 | 296 | 300 | TRUE
OR_Residential_LI - Single Family_Existing_Space Heating_Natural Gas_Furnace | Retrofit | OR | Residential | LI - Multi-Family | New | Water Heating | Circulation Pump - Timer | ORM249 | Controls added | 1074.28 | 11.5 | 0.0031077 | 0.0091842 | 0.021766 | 0.044199 | 0.080333 | 0.13418 | 0.20875 | 0.30491 | 0.41989 | 0.546 | 0.67012 | 0.77461 | 0.83117 | 0.82984 | 0.75725 | 0.62642 | 0.44018 | 0.21256 | 0 | 0 | 0 | 0 | 0 | 0 | 0 | 0.084867 | 0.33572 | 0.93015 | 2.1369 | 4.3289 | 7.9882 | 13.6784 | 21.9869 | 33.4263 | 48.3016 | 66.5631 | 87.6795 | 110.3473 | 132.9899 | 153.6636 | 170.7821 | 182.8276 | 188.67 | 188.7045 | 188.7336 | 188.7589 | 188.7811 | 188.8017 | 188.8206 | 188.838 | 0.084867 | 0.25084 | 0.59445 | 1.2069 | 2.1928 | 3.6611 | 5.6935 | 8.3132 | 11.445 | 14.8803 | 18.2625 | 21.1116 | 22.6562 | 22.6238 | 20.6488 | 17.0849 | 12.0081 | 5.7999 | 0 | 0 | 0 | 0 | 0 | 0 | 0 | 3.482 | 3.4806 | 3.4795 | 3.4786 | 3.4781 | 3.4777 | 3.4774 | 3.4771 | 3.477 | 3.4768 | 3.4766 | 3.4763 | 3.4761 | 3.476 | 3.4758 | 3.4757 | 3.4756 | 3.4754 | 3.4754 | 3.4753 | 3.4753 | 3.4753 | 3.4753 | 3.4753 | 3.4753 | 324.142 | 100.484 | 1.3196e-06 | 3.8999e-06 | 9.2424e-06 | 1.8768e-05 | 3.4112e-05 | 5.6976e-05 | 8.8643e-05 | 0.00012947 | 0.0001783 | 0.00023185 | 0.00028455 | 0.00032892 | 0.00035294 | 0.00035237 | 0.00032155 | 0.00026599 | 0.00018691 | 9.0257e-05 | 0 | 0 | 0 | 0 | 0 | 0 | 0 | 297 | 301 | TRUE
OR_Residential_LI - Single Family_Existing_Space Heating_Natural Gas_Furnace | Retrofit | OR | Residential | LI - Multi-Family | New | Water Heating | Clothes Washer - ENERGY STAR (8.0) | ORM250 | Energy Star Washer | 63.39 | 14.2 | 0 | 0 | 0 | 0 | 0 | 0 | 0 | 0 | 0 | 0 | 0 | 0 | 0 | 0 | 0 | 0 | 0 | 0 | 0 | 0 | 0 | 0 | 0 | 0 | 0 | 0 | 0 | 0 | 0 | 0 | 0 | 0 | 0 | 0 | 0 | 0 | 0 | 0 | 0 | 0 | 0 | 0 | 0 | 0 | 0 | 0 | 0 | 0 | 0 | 0 | 0 | 0 | 0 | 0 | 0 | 0 | 0 | 0 | 0 | 0 | 0 | 0 | 0 | 0 | 0 | 0 | 0 | 0 | 0 | 0 | 0 | 0 | 0 | 0 | 0 | 9.0663 | 9.0626 | 9.0598 | 9.0575 | 9.0561 | 9.0551 | 9.0543 | 9.0537 | 9.0532 | 9.0528 | 9.0522 | 9.0516 | 9.0511 | 9.0507 | 9.0503 | 9.05 | 9.0498 | 9.0493 | 9.0491 | 9.049 | 9.0489 | 9.049 | 9.049 | 9.049 | 9.049 | 19.1266 | 5.9293 | 0 | 0 | 0 | 0 | 0 | 0 | 0 | 0 | 0 | 0 | 0 | 0 | 0 | 0 | 0 | 0 | 0 | 0 | 0 | 0 | 0 | 0 | 0 | 0 | 0 | 298 | 302 | TRUE
OR_Residential_LI - Single Family_Existing_Space Heating_Natural Gas_Furnace | Retrofit | OR | Residential | LI - Multi-Family | New | Appliances | Clothes Washer - ENERGY STAR (8.0) | ORM251 | Energy Star Washer | 63.39 | 14.2 | 0 | 0 | 0 | 0 | 0 | 0 | 0 | 0 | 0 | 0 | 0 | 0 | 0 | 0 | 0 | 0 | 0 | 0 | 0 | 0 | 0 | 0 | 0 | 0 | 0 | 0 | 0 | 0 | 0 | 0 | 0 | 0 | 0 | 0 | 0 | 0 | 0 | 0 | 0 | 0 | 0 | 0 | 0 | 0 | 0 | 0 | 0 | 0 | 0 | 0 | 0 | 0 | 0 | 0 | 0 | 0 | 0 | 0 | 0 | 0 | 0 | 0 | 0 | 0 | 0 | 0 | 0 | 0 | 0 | 0 | 0 | 0 | 0 | 0 | 0 | 9.0663 | 9.0626 | 9.0598 | 9.0575 | 9.0561 | 9.0551 | 9.0543 | 9.0537 | 9.0532 | 9.0528 | 9.0522 | 9.0516 | 9.0511 | 9.0507 | 9.0503 | 9.05 | 9.0498 | 9.0493 | 9.0491 | 9.049 | 9.0489 | 9.049 | 9.049 | 9.049 | 9.049 | 19.1266 | 5.9293 | 0 | 0 | 0 | 0 | 0 | 0 | 0 | 0 | 0 | 0 | 0 | 0 | 0 | 0 | 0 | 0 | 0 | 0 | 0 | 0 | 0 | 0 | 0 | 0 | 0 | 299 | 303 | TRUE
OR_Residential_LI - Single Family_Existing_Space Heating_Natural Gas_Furnace | Retrofit | OR | Residential | LI - Multi-Family | New | Water Heating | Dishwasher ENERGY STAR (6.0) | ORM252 | Dishwasher meeting ENERGY STAR (6.0) specification | 80.44 | 11 | 0 | 0 | 0 | 0 | 0 | 0 | 0 | 0 | 0 | 0 | 0 | 0 | 0 | 0 | 0 | 0 | 0 | 0 | 0 | 0 | 0 | 0 | 0 | 0 | 0 | 0 | 0 | 0 | 0 | 0 | 0 | 0 | 0 | 0 | 0 | 0 | 0 | 0 | 0 | 0 | 0 | 0 | 0 | 0 | 0 | 0 | 0 | 0 | 0 | 0 | 0 | 0 | 0 | 0 | 0 | 0 | 0 | 0 | 0 | 0 | 0 | 0 | 0 | 0 | 0 | 0 | 0 | 0 | 0 | 0 | 0 | 0 | 0 | 0 | 0 | 82.5938 | 82.5598 | 82.5344 | 82.5137 | 82.5008 | 82.4915 | 82.4844 | 82.4789 | 82.4745 | 82.4709 | 82.4653 | 82.4597 | 82.4549 | 82.4509 | 82.4478 | 82.4454 | 82.4435 | 82.4387 | 82.4366 | 82.4357 | 82.4354 | 82.4355 | 82.4355 | 82.4355 | 82.4355 | 24.2711 | 7.524 | 0 | 0 | 0 | 0 | 0 | 0 | 0 | 0 | 0 | 0 | 0 | 0 | 0 | 0 | 0 | 0 | 0 | 0 | 0 | 0 | 0 | 0 | 0 | 0 | 0 | 300 | 304 | TRUE
OR_Residential_LI - Single Family_Existing_Space Heating_Natural Gas_Furnace | Retrofit | OR | Residential | LI - Multi-Family | New | Miscellaneous | Pool Heater - Solar System | ORM253 | Solar thermal system installed on top of existing solar pool heater | 3564.17 | 30 | 0 | 0 | 0 | 0 | 0 | 0 | 0 | 0 | 0 | 0 | 0 | 0 | 0 | 0 | 0 | 0 | 0 | 0 | 0 | 0 | 0 | 0 | 0 | 0 | 0 | 0 | 0 | 0 | 0 | 0 | 0 | 0 | 0 | 0 | 0 | 0 | 0 | 0 | 0 | 0 | 0 | 0 | 0 | 0 | 0 | 0 | 0 | 0 | 0 | 0 | 0 | 0 | 0 | 0 | 0 | 0 | 0 | 0 | 0 | 0 | 0 | 0 | 0 | 0 | 0 | 0 | 0 | 0 | 0 | 0 | 0 | 0 | 0 | 0 | 0 | 0 | 0 | 0 | 0 | 0 | 0 | 0 | 0 | 0 | 0 | 0 | 0 | 0 | 0 | 0 | 0 | 0 | 0 | 0 | 0 | 0 | 0 | 0 | 0 | 0 | 1075.4155 | 333.3788 | 0 | 0 | 0 | 0 | 0 | 0 | 0 | 0 | 0 | 0 | 0 | 0 | 0 | 0 | 0 | 0 | 0 | 0 | 0 | 0 | 0 | 0 | 0 | 0 | 0 | 301 | 305 | TRUE
OR_Residential_LI - Single Family_Existing_Space Heating_Natural Gas_Furnace | Retrofit | OR | Residential | LI - Multi-Family | New | Miscellaneous | Pool Covers | ORM254 | Installed | 422.21 | 6 | 0 | 0 | 0 | 0 | 0 | 0 | 0 | 0 | 0 | 0 | 0 | 0 | 0 | 0 | 0 | 0 | 0 | 0 | 0 | 0 | 0 | 0 | 0 | 0 | 0 | 0 | 0 | 0 | 0 | 0 | 0 | 0 | 0 | 0 | 0 | 0 | 0 | 0 | 0 | 0 | 0 | 0 | 0 | 0 | 0 | 0 | 0 | 0 | 0 | 0 | 0 | 0 | 0 | 0 | 0 | 0 | 0 | 0 | 0 | 0 | 0 | 0 | 0 | 0 | 0 | 0 | 0 | 0 | 0 | 0 | 0 | 0 | 0 | 0 | 0 | 0 | 0 | 0 | 0 | 0 | 0 | 0 | 0 | 0 | 0 | 0 | 0 | 0 | 0 | 0 | 0 | 0 | 0 | 0 | 0 | 0 | 0 | 0 | 0 | 0 | 127.3932 | 39.4919 | 0 | 0 | 0 | 0 | 0 | 0 | 0 | 0 | 0 | 0 | 0 | 0 | 0 | 0 | 0 | 0 | 0 | 0 | 0 | 0 | 0 | 0 | 0 | 0 | 0 | 302 | 306 | TRUE
OR_Residential_LI - Single Family_Existing_Space Heating_Natural Gas_Furnace | Lost Opportunity | OR | Residential | LI - Multi-Family | New | Space Heating | ENERGY STAR Home Design | ORM255 | ENERGY STAR Home Design | 2117 | 25 | 0.7861 | 1.6969 | 2.6296 | 3.4673 | 4.2946 | 5.189 | 6.0959 | 7.0153 | 7.9476 | 8.893 | 9.8517 | 10.824 | 11.8102 | 12.8104 | 13.825 | 14.8542 | 15.8982 | 16.9574 | 18.032 | 19.1223 | 19.2653 | 19.4101 | 19.5567 | 19.705 | 19.8552 | 1.8661 | 17.2687 | 46.3908 | 86.2229 | 134.011 | 186.8017 | 242.227 | 300.0464 | 363.019 | 436.9242 | 531.5953 | 656.8834 | 817.2349 | 1016.4262 | 1253.8746 | 1528.6731 | 1840.3775 | 2189.538 | 2577.2386 | 3005.1105 | 3459.2535 | 3939.3703 | 4445.2998 | 4976.9919 | 5534.4943 | 1.8661 | 11.8016 | 23.8603 | 34.8447 | 44.7025 | 53.6617 | 61.1184 | 67.5201 | 73.7464 | 80.9234 | 90.5028 | 103.5087 | 119.8949 | 139.5413 | 161.8009 | 186.1384 | 212.1906 | 239.7791 | 268.8182 | 299.2943 | 315.449 | 331.4759 | 347.4174 | 363.3125 | 379.1969 | 17.4871 | 7.6078 | 5.8021 | 5.0407 | 4.6056 | 4.3122 | 4.0954 | 3.9246 | 3.7839 | 3.6639 | 3.5465 | 3.4356 | 3.3384 | 3.2515 | 3.1729 | 3.1007 | 3.0339 | 2.9714 | 2.9126 | 2.8568 | 2.8038 | 2.753 | 2.7043 | 2.6573 | 2.6119 | 0 | 0 | 0 | 0 | 0 | 0 | 0 | 0 | 0 | 0 | 0 | 0 | 0 | 0 | 0 | 0 | 0 | 0 | 0 | 0 | 0 | 0 | 0 | 0 | 0 | 0 | 0 | 303 | 307 | TRUE
OR_Residential_LI - Single Family_Existing_Space Heating_Natural Gas_Furnace | Lost Opportunity | OR | Residential | LI - Multi-Family | New | Water Heating | ENERGY STAR Home Design | ORM256 | ENERGY STAR Home Design | 2117 | 25 | 0.7861 | 1.6969 | 2.6296 | 3.4673 | 4.2946 | 5.189 | 6.0959 | 7.0153 | 7.9476 | 8.893 | 9.8517 | 10.824 | 11.8102 | 12.8104 | 13.825 | 14.8542 | 15.8982 | 16.9574 | 18.032 | 19.1223 | 19.2653 | 19.4101 | 19.5567 | 19.705 | 19.8552 | 1.0092 | 3.1887 | 6.5632 | 11.0004 | 16.4654 | 23.0127 | 30.616 | 39.2435 | 48.8637 | 59.4524 | 71.0014 | 83.5129 | 97.0124 | 111.5405 | 127.1518 | 143.9064 | 161.7584 | 180.7364 | 200.842 | 221.9918 | 243.0803 | 264.1201 | 285.1203 | 306.0956 | 327.0715 | 1.0092 | 2.1792 | 3.3757 | 4.4455 | 5.4924 | 6.6108 | 7.725 | 8.831 | 9.9265 | 11.0113 | 12.0878 | 13.1596 | 14.2325 | 15.313 | 16.4078 | 17.5227 | 18.6503 | 19.7927 | 20.9488 | 22.1093 | 22.1665 | 22.2242 | 22.2833 | 22.3445 | 22.4094 | 17.4871 | 7.6078 | 5.8021 | 5.0407 | 4.6056 | 4.3122 | 4.0954 | 3.9246 | 3.7839 | 3.6639 | 3.5465 | 3.4356 | 3.3384 | 3.2515 | 3.1729 | 3.1007 | 3.0339 | 2.9714 | 2.9126 | 2.8568 | 2.8038 | 2.753 | 2.7043 | 2.6573 | 2.6119 | 0 | 0 | 0 | 0 | 0 | 0 | 0 | 0 | 0 | 0 | 0 | 0 | 0 | 0 | 0 | 0 | 0 | 0 | 0 | 0 | 0 | 0 | 0 | 0 | 0 | 0 | 0 | 304 | 308 | TRUE
OR_Residential_LI - Single Family_Existing_Space Heating_Natural Gas_Furnace | Lost Opportunity | OR | Residential | LI - Multi-Family | New | Appliances | ENERGY STAR Home Design | ORM257 | ENERGY STAR Home Design | 2117 | 25 | 0.7861 | 1.6969 | 2.6296 | 3.4673 | 4.2946 | 5.189 | 6.0959 | 7.0153 | 7.9476 | 8.893 | 9.8517 | 10.824 | 11.8102 | 12.8104 | 13.825 | 14.8542 | 15.8982 | 16.9574 | 18.032 | 19.1223 | 19.2653 | 19.4101 | 19.5567 | 19.705 | 19.8552 | 0.1364 | 0.43048 | 0.88554 | 1.4846 | 2.2255 | 3.1191 | 4.1672 | 5.3715 | 6.7336 | 8.2554 | 9.9385 | 11.7848 | 13.796 | 15.9739 | 18.3205 | 20.8376 | 23.5279 | 26.3923 | 29.433 | 32.6523 | 35.8887 | 39.1425 | 42.4138 | 45.7029 | 49.0101 | 0.1364 | 0.2942 | 0.45546 | 0.59998 | 0.74235 | 0.89601 | 1.0515 | 1.2088 | 1.3679 | 1.529 | 1.692 | 1.857 | 2.024 | 2.193 | 2.3641 | 2.5373 | 2.7127 | 2.8902 | 3.07 | 3.252 | 3.2727 | 3.2936 | 3.3148 | 3.3362 | 3.3579 | 17.4871 | 7.6078 | 5.8021 | 5.0407 | 4.6056 | 4.3122 | 4.0954 | 3.9246 | 3.7839 | 3.6639 | 3.5465 | 3.4356 | 3.3384 | 3.2515 | 3.1729 | 3.1007 | 3.0339 | 2.9714 | 2.9126 | 2.8568 | 2.8038 | 2.753 | 2.7043 | 2.6573 | 2.6119 | 0 | 0 | 0 | 0 | 0 | 0 | 0 | 0 | 0 | 0 | 0 | 0 | 0 | 0 | 0 | 0 | 0 | 0 | 0 | 0 | 0 | 0 | 0 | 0 | 0 | 0 | 0 | 305 | 309 | TRUE
OR_Residential_LI - Single Family_Existing_Space Heating_Natural Gas_Furnace | Lost Opportunity | OR | Residential | LI - Multi-Family | New | Space Heating | Advanced New Construction Design - Zero Net Energy | ORM258 | ZNE-Ready Home | 2.29 | 20 | 0 | 0 | 0 | 0 | 0 | 0 | 0 | 0 | 0 | 0 | 0 | 0 | 0 | 0 | 0 | 0 | 0 | 0 | 0 | 0 | 0 | 0 | 0 | 0 | 0 | 0 | 0 | 0 | 0 | 0 | 0 | 0 | 0 | 0 | 0 | 0 | 0 | 0 | 0 | 0 | 0 | 0 | 0 | 0 | 0 | 0 | 0 | 0 | 0 | 0 | 0 | 0 | 0 | 0 | 0 | 0 | 0 | 0 | 0 | 0 | 0 | 0 | 0 | 0 | 0 | 0 | 0 | 0 | 0 | 0 | 0 | 0 | 0 | 0 | 0 | 9.9756 | 4.813 | 3.7876 | 3.3621 | 3.1288 | 2.9799 | 2.8766 | 2.8009 | 2.743 | 2.6973 | 2.6517 | 2.6089 | 2.5743 | 2.5459 | 2.5224 | 2.5027 | 2.4861 | 2.4719 | 2.4597 | 2.4492 | 2.4401 | 2.4321 | 2.4252 | 2.4191 | 2.4138 | 0.69096 | 0.2142 | 0 | 0 | 0 | 0 | 0 | 0 | 0 | 0 | 0 | 0 | 0 | 0 | 0 | 0 | 0 | 0 | 0 | 0 | 0 | 0 | 0 | 0 | 0 | 0 | 0 | 306 | 310 | TRUE
OR_Residential_LI - Single Family_Existing_Space Heating_Natural Gas_Furnace | Lost Opportunity | OR | Residential | LI - Multi-Family | New | Water Heating | Advanced New Construction Design - Zero Net Energy | ORM259 | ZNE-Ready Home | 2.29 | 20 | 0 | 0 | 0 | 0 | 0 | 0 | 0 | 0 | 0 | 0 | 0 | 0 | 0 | 0 | 0 | 0 | 0 | 0 | 0 | 0 | 0 | 0 | 0 | 0 | 0 | 0 | 0 | 0 | 0 | 0 | 0 | 0 | 0 | 0 | 0 | 0 | 0 | 0 | 0 | 0 | 0 | 0 | 0 | 0 | 0 | 0 | 0 | 0 | 0 | 0 | 0 | 0 | 0 | 0 | 0 | 0 | 0 | 0 | 0 | 0 | 0 | 0 | 0 | 0 | 0 | 0 | 0 | 0 | 0 | 0 | 0 | 0 | 0 | 0 | 0 | 9.9756 | 4.813 | 3.7876 | 3.3621 | 3.1288 | 2.9799 | 2.8766 | 2.8009 | 2.743 | 2.6973 | 2.6517 | 2.6089 | 2.5743 | 2.5459 | 2.5224 | 2.5027 | 2.4861 | 2.4719 | 2.4597 | 2.4492 | 2.4401 | 2.4321 | 2.4252 | 2.4191 | 2.4138 | 0.69096 | 0.2142 | 0 | 0 | 0 | 0 | 0 | 0 | 0 | 0 | 0 | 0 | 0 | 0 | 0 | 0 | 0 | 0 | 0 | 0 | 0 | 0 | 0 | 0 | 0 | 0 | 0 | 307 | 311 | TRUE
OR_Residential_LI - Single Family_Existing_Space Heating_Natural Gas_Furnace | Lost Opportunity | OR | Residential | LI - Multi-Family | New | Appliances | Advanced New Construction Design - Zero Net Energy | ORM260 | ZNE-Ready Home | 2.29 | 20 | 0 | 0 | 0 | 0 | 0 | 0 | 0 | 0 | 0 | 0 | 0 | 0 | 0 | 0 | 0 | 0 | 0 | 0 | 0 | 0 | 0 | 0 | 0 | 0 | 0 | 0 | 0 | 0 | 0 | 0 | 0 | 0 | 0 | 0 | 0 | 0 | 0 | 0 | 0 | 0 | 0 | 0 | 0 | 0 | 0 | 0 | 0 | 0 | 0 | 0 | 0 | 0 | 0 | 0 | 0 | 0 | 0 | 0 | 0 | 0 | 0 | 0 | 0 | 0 | 0 | 0 | 0 | 0 | 0 | 0 | 0 | 0 | 0 | 0 | 0 | 9.9756 | 4.813 | 3.7876 | 3.3621 | 3.1288 | 2.9799 | 2.8766 | 2.8009 | 2.743 | 2.6973 | 2.6517 | 2.6089 | 2.5743 | 2.5459 | 2.5224 | 2.5027 | 2.4861 | 2.4719 | 2.4597 | 2.4492 | 2.4401 | 2.4321 | 2.4252 | 2.4191 | 2.4138 | 0.69096 | 0.2142 | 0 | 0 | 0 | 0 | 0 | 0 | 0 | 0 | 0 | 0 | 0 | 0 | 0 | 0 | 0 | 0 | 0 | 0 | 0 | 0 | 0 | 0 | 0 | 0 | 0 | 308 | 312 | TRUE
OR_Residential_LI - Single Family_Existing_Space Heating_Natural Gas_Furnace | Retrofit | OR | Residential | LI - Multi-Family | New | Space Heating | Behavioral Programs | ORM261 | Program Participation | 4.42 | 2 | 0 | 0.41823 | 1.1334 | 2.0953 | 3.6193 | 5.3637 | 6.8873 | 7.2368 | 6.1324 | 2.6991 | 0 | 0 | 0 | 0 | 0 | 0 | 0 | 0 | 0 | 0 | 0 | 0 | 0 | 0 | 0 | 0 | 0.10814 | 0.50025 | 1.2442 | 2.4518 | 4.0382 | 5.7636 | 7.2158 | 8.1251 | 8.1805 | 7.8238 | 7.7028 | 7.7201 | 7.8054 | 7.8853 | 7.9199 | 7.8926 | 7.8013 | 7.649 | 7.4417 | 7.2291 | 7.0145 | 6.7999 | 6.5871 | 6.3773 | 0 | 0.10814 | 0.36541 | 0.71484 | 1.2213 | 1.715 | 2.0339 | 1.9518 | 1.5151 | 0.62047 | 0 | 0 | 0 | 0 | 0 | 0 | 0 | 0 | 0 | 0 | 0 | 0 | 0 | 0 | 0 | 9.6175 | 4.6484 | 3.6594 | 3.2487 | 3.0236 | 2.8798 | 2.7801 | 2.707 | 2.6511 | 2.607 | 2.5629 | 2.5216 | 2.4882 | 2.4608 | 2.4381 | 2.4191 | 2.403 | 2.3893 | 2.3775 | 2.3674 | 2.3586 | 2.3509 | 2.3442 | 2.3384 | 2.3332 | 1.3336 | 0.41343 | 0 | 7.3067e-07 | 1.9801e-06 | 3.6606e-06 | 6.3231e-06 | 9.3708e-06 | 1.2033e-05 | 1.2643e-05 | 1.0714e-05 | 4.7155e-06 | 0 | 0 | 0 | 0 | 0 | 0 | 0 | 0 | 0 | 0 | 0 | 0 | 0 | 0 | 0 | 309 | 313 | TRUE
OR_Residential_LI - Single Family_Existing_Space Heating_Natural Gas_Furnace | Retrofit | OR | Residential | LI - Multi-Family | New | Water Heating | Behavioral Programs | ORM262 | Program Participation | 4.42 | 2 | 0 | 1.0998 | 2.9359 | 5.3141 | 9.011 | 13.0922 | 16.4471 | 16.7179 | 13.423 | 4.5119 | 0 | 0 | 0 | 0 | 0 | 0 | 0 | 0 | 0 | 0 | 0 | 0 | 0 | 0 | 0 | 0 | 0.089407 | 0.32742 | 0.75636 | 1.4792 | 2.52 | 3.8112 | 5.0987 | 6.0997 | 6.3859 | 6.3175 | 6.2493 | 6.1841 | 6.1238 | 6.0699 | 6.023 | 5.9795 | 5.9393 | 5.9016 | 5.8634 | 5.8255 | 5.7883 | 5.7517 | 5.7161 | 5.6816 | 0 | 0.089407 | 0.2382 | 0.42989 | 0.72595 | 1.0489 | 1.3086 | 1.3191 | 1.0491 | 0.34902 | 0 | 0 | 0 | 0 | 0 | 0 | 0 | 0 | 0 | 0 | 0 | 0 | 0 | 0 | 0 | 9.6175 | 4.6484 | 3.6594 | 3.2487 | 3.0236 | 2.8798 | 2.7801 | 2.707 | 2.6511 | 2.607 | 2.5629 | 2.5216 | 2.4882 | 2.4608 | 2.4381 | 2.4191 | 2.403 | 2.3893 | 2.3775 | 2.3674 | 2.3586 | 2.3509 | 2.3442 | 2.3384 | 2.3332 | 1.3336 | 0.41343 | 0 | 1.9214e-06 | 5.1292e-06 | 9.2842e-06 | 1.5743e-05 | 2.2873e-05 | 2.8734e-05 | 2.9207e-05 | 2.3451e-05 | 7.8826e-06 | 0 | 0 | 0 | 0 | 0 | 0 | 0 | 0 | 0 | 0 | 0 | 0 | 0 | 0 | 0 | 310 | 314 | TRUE
OR_Residential_LI - Single Family_Existing_Space Heating_Natural Gas_Furnace | Retrofit | OR | Residential | LI - Multi-Family | New | Appliances | Behavioral Programs | ORM263 | Program Participation | 4.42 | 2 | 0 | 1.3431 | 3.5828 | 6.4788 | 10.9766 | 15.9332 | 19.9957 | 20.2929 | 16.2503 | 5.3768 | 0 | 0 | 0 | 0 | 0 | 0 | 0 | 0 | 0 | 0 | 0 | 0 | 0 | 0 | 0 | 0 | 0.0069083 | 0.02529 | 0.05844 | 0.11446 | 0.19556 | 0.29702 | 0.39958 | 0.48121 | 0.50746 | 0.50644 | 0.50541 | 0.50438 | 0.50334 | 0.5023 | 0.50127 | 0.50024 | 0.4992 | 0.49816 | 0.49712 | 0.49612 | 0.49517 | 0.49425 | 0.49336 | 0.49249 | 0 | 0.0069083 | 0.018394 | 0.033199 | 0.056136 | 0.081323 | 0.10185 | 0.10316 | 0.082441 | 0.027223 | 0 | 0 | 0 | 0 | 0 | 0 | 0 | 0 | 0 | 0 | 0 | 0 | 0 | 0 | 0 | 9.6175 | 4.6484 | 3.6594 | 3.2487 | 3.0236 | 2.8798 | 2.7801 | 2.707 | 2.6511 | 2.607 | 2.5629 | 2.5216 | 2.4882 | 2.4608 | 2.4381 | 2.4191 | 2.403 | 2.3893 | 2.3775 | 2.3674 | 2.3586 | 2.3509 | 2.3442 | 2.3384 | 2.3332 | 1.3336 | 0.41343 | 0 | 2.3464e-06 | 6.2595e-06 | 1.1319e-05 | 1.9177e-05 | 2.7837e-05 | 3.4934e-05 | 3.5453e-05 | 2.8391e-05 | 9.3936e-06 | 0 | 0 | 0 | 0 | 0 | 0 | 0 | 0 | 0 | 0 | 0 | 0 | 0 | 0 | 0 | 311 | 315 | TRUE
OR_Residential_LI - Single Family_Existing_Space Heating_Natural Gas_Furnace | Retrofit | OR | Residential | LI - Multi-Family | New | Miscellaneous | Behavioral Programs | ORM264 | Program Participation | 4.42 | 2 | 0 | 1.3431 | 3.5828 | 6.4788 | 10.9766 | 15.9332 | 19.9957 | 20.2929 | 16.2503 | 5.3768 | 0 | 0 | 0 | 0 | 0 | 0 | 0 | 0 | 0 | 0 | 0 | 0 | 0 | 0 | 0 | 0 | 0.00085606 | 0.0031398 | 0.0072694 | 0.014266 | 0.024422 | 0.037167 | 0.050102 | 0.06046 | 0.063887 | 0.063887 | 0.063887 | 0.063887 | 0.063887 | 0.063887 | 0.063887 | 0.063887 | 0.063887 | 0.063887 | 0.063887 | 0.063887 | 0.063887 | 0.063887 | 0.063887 | 0.063887 | 0 | 0.00085606 | 0.0022837 | 0.0041296 | 0.0069965 | 0.010156 | 0.012745 | 0.012935 | 0.010358 | 0.0034272 | 0 | 0 | 0 | 0 | 0 | 0 | 0 | 0 | 0 | 0 | 0 | 0 | 0 | 0 | 0 | 9.6175 | 4.6484 | 3.6594 | 3.2487 | 3.0236 | 2.8798 | 2.7801 | 2.707 | 2.6511 | 2.607 | 2.5629 | 2.5216 | 2.4882 | 2.4608 | 2.4381 | 2.4191 | 2.403 | 2.3893 | 2.3775 | 2.3674 | 2.3586 | 2.3509 | 2.3442 | 2.3384 | 2.3332 | 1.3336 | 0.41343 | 0 | 2.3464e-06 | 6.2595e-06 | 1.1319e-05 | 1.9177e-05 | 2.7837e-05 | 3.4934e-05 | 3.5453e-05 | 2.8391e-05 | 9.3936e-06 | 0 | 0 | 0 | 0 | 0 | 0 | 0 | 0 | 0 | 0 | 0 | 0 | 0 | 0 | 0 | 312 | 316 | TRUE
OR_Residential_LI - Single Family_Existing_Space Heating_Natural Gas_Furnace | Retrofit | OR | Residential | LI - Mobile Home | Existing | Space Heating | Insulation - Ceiling Installation | ORM265 | R-49 | 4.13 | 25 | 0 | 0 | 0 | 0 | 0 | 0 | 0 | 0 | 0 | 0 | 0 | 0 | 0 | 0 | 0 | 0 | 0 | 0 | 0 | 0 | 0 | 0 | 0 | 0 | 0 | 0 | 0 | 0 | 0 | 0 | 0 | 0 | 0 | 0 | 0 | 0 | 0 | 0 | 0 | 0 | 0 | 0 | 0 | 0 | 0 | 0 | 0 | 0 | 0 | 0 | 0 | 0 | 0 | 0 | 0 | 0 | 0 | 0 | 0 | 0 | 0 | 0 | 0 | 0 | 0 | 0 | 0 | 0 | 0 | 0 | 0 | 0 | 0 | 0 | 0 | 69.8766 | 70.3217 | 70.7777 | 71.2424 | 71.7139 | 72.19 | 72.6683 | 73.1467 | 73.623 | 74.0951 | 74.5569 | 75.0091 | 75.4447 | 75.8641 | 76.2676 | 76.6556 | 77.0287 | 77.3873 | 77.7319 | 78.0621 | 78.3792 | 78.6836 | 78.9757 | 79.2558 | 79.5244 | 4.13 | 1.2803 | 0 | 0 | 0 | 0 | 0 | 0 | 0 | 0 | 0 | 0 | 0 | 0 | 0 | 0 | 0 | 0 | 0 | 0 | 0 | 0 | 0 | 0 | 0 | 0 | 0 | 313 | 317 | TRUE
OR_Residential_LI - Single Family_Existing_Space Heating_Natural Gas_Furnace | Retrofit | OR | Residential | LI - Mobile Home | Existing | Space Heating | Insulation - Ceiling Upgrade | ORM266 | R-49 | 3.33 | 25 | 0 | 0 | 0 | 0 | 0 | 0 | 0 | 0 | 0 | 0 | 0 | 0 | 0 | 0 | 0 | 0 | 0 | 0 | 0 | 0 | 0 | 0 | 0 | 0 | 0 | 0 | 0 | 0 | 0 | 0 | 0 | 0 | 0 | 0 | 0 | 0 | 0 | 0 | 0 | 0 | 0 | 0 | 0 | 0 | 0 | 0 | 0 | 0 | 0 | 0 | 0 | 0 | 0 | 0 | 0 | 0 | 0 | 0 | 0 | 0 | 0 | 0 | 0 | 0 | 0 | 0 | 0 | 0 | 0 | 0 | 0 | 0 | 0 | 0 | 0 | 41.3495 | 41.6128 | 41.8827 | 42.1577 | 42.4367 | 42.7184 | 43.0015 | 43.2846 | 43.5664 | 43.8458 | 44.119 | 44.3866 | 44.6444 | 44.8926 | 45.1313 | 45.361 | 45.5817 | 45.7939 | 45.9978 | 46.1932 | 46.3809 | 46.561 | 46.7338 | 46.8996 | 47.0586 | 0.619 | 0.19189 | 0 | 0 | 0 | 0 | 0 | 0 | 0 | 0 | 0 | 0 | 0 | 0 | 0 | 0 | 0 | 0 | 0 | 0 | 0 | 0 | 0 | 0 | 0 | 0 | 0 | 314 | 318 | TRUE
OR_Residential_LI - Single Family_Existing_Space Heating_Natural Gas_Furnace | Retrofit | OR | Residential | LI - Mobile Home | Existing | Space Heating | Insulation - Radiant Barrier | ORM267 | Installed | 0.07 | 15 | 0 | 0 | 0 | 0 | 0 | 0 | 0 | 0 | 0 | 0 | 0 | 0 | 0 | 0 | 0 | 0 | 0 | 0 | 0 | 0 | 0 | 0 | 0 | 0 | 0 | 0 | 0 | 0 | 0 | 0 | 0 | 0 | 0 | 0 | 0 | 0 | 0 | 0 | 0 | 0 | 0 | 0 | 0 | 0 | 0 | 0 | 0 | 0 | 0 | 0 | 0 | 0 | 0 | 0 | 0 | 0 | 0 | 0 | 0 | 0 | 0 | 0 | 0 | 0 | 0 | 0 | 0 | 0 | 0 | 0 | 0 | 0 | 0 | 0 | 0 | 13.3147 | 13.3995 | 13.4864 | 13.5749 | 13.6648 | 13.7555 | 13.8466 | 13.9378 | 14.0285 | 14.1185 | 14.2065 | 14.2926 | 14.3757 | 14.4556 | 14.5324 | 14.6064 | 14.6775 | 14.7458 | 14.8115 | 14.8744 | 14.9348 | 14.9928 | 15.0485 | 15.1018 | 15.153 | 0.013012 | 0.0040337 | 0 | 0 | 0 | 0 | 0 | 0 | 0 | 0 | 0 | 0 | 0 | 0 | 0 | 0 | 0 | 0 | 0 | 0 | 0 | 0 | 0 | 0 | 0 | 0 | 0 | 315 | 319 | TRUE
OR_Residential_LI - Single Family_Existing_Space Heating_Natural Gas_Furnace | Retrofit | OR | Residential | LI - Mobile Home | Existing | Space Heating | Insulation - Wall Cavity Installation | ORM268 | R-11 | 1.41 | 45 | 0 | 0 | 0 | 0 | 0 | 0 | 0 | 0 | 0 | 0 | 0 | 0 | 0 | 0 | 0 | 0 | 0 | 0 | 0 | 0 | 0 | 0 | 0 | 0 | 0 | 0 | 0 | 0 | 0 | 0 | 0 | 0 | 0 | 0 | 0 | 0 | 0 | 0 | 0 | 0 | 0 | 0 | 0 | 0 | 0 | 0 | 0 | 0 | 0 | 0 | 0 | 0 | 0 | 0 | 0 | 0 | 0 | 0 | 0 | 0 | 0 | 0 | 0 | 0 | 0 | 0 | 0 | 0 | 0 | 0 | 0 | 0 | 0 | 0 | 0 | 13.7478 | 13.8354 | 13.9251 | 14.0166 | 14.1093 | 14.203 | 14.2971 | 14.3912 | 14.4849 | 14.5778 | 14.6687 | 14.7576 | 14.8433 | 14.9258 | 15.0052 | 15.0816 | 15.155 | 15.2255 | 15.2933 | 15.3583 | 15.4207 | 15.4806 | 15.538 | 15.5931 | 15.646 | 1.41 | 0.4371 | 0 | 0 | 0 | 0 | 0 | 0 | 0 | 0 | 0 | 0 | 0 | 0 | 0 | 0 | 0 | 0 | 0 | 0 | 0 | 0 | 0 | 0 | 0 | 0 | 0 | 316 | 320 | TRUE
OR_Residential_LI - Single Family_Existing_Space Heating_Natural Gas_Furnace | Retrofit | OR | Residential | LI - Mobile Home | Existing | Space Heating | Insulation - Wall Cavity Upgrade | ORM269 | R-11 | 1.79 | 45 | 0 | 0 | 0 | 0 | 0 | 0 | 0 | 0 | 0 | 0 | 0 | 0 | 0 | 0 | 0 | 0 | 0 | 0 | 0 | 0 | 0 | 0 | 0 | 0 | 0 | 0 | 0 | 0 | 0 | 0 | 0 | 0 | 0 | 0 | 0 | 0 | 0 | 0 | 0 | 0 | 0 | 0 | 0 | 0 | 0 | 0 | 0 | 0 | 0 | 0 | 0 | 0 | 0 | 0 | 0 | 0 | 0 | 0 | 0 | 0 | 0 | 0 | 0 | 0 | 0 | 0 | 0 | 0 | 0 | 0 | 0 | 0 | 0 | 0 | 0 | 16.4758 | 16.5807 | 16.6882 | 16.7978 | 16.909 | 17.0212 | 17.134 | 17.2468 | 17.3591 | 17.4704 | 17.5793 | 17.6859 | 17.7886 | 17.8875 | 17.9826 | 18.0741 | 18.1621 | 18.2467 | 18.3279 | 18.4058 | 18.4805 | 18.5523 | 18.6212 | 18.6872 | 18.7505 | 0.5126 | 0.15891 | 0 | 0 | 0 | 0 | 0 | 0 | 0 | 0 | 0 | 0 | 0 | 0 | 0 | 0 | 0 | 0 | 0 | 0 | 0 | 0 | 0 | 0 | 0 | 0 | 0 | 317 | 321 | TRUE
OR_Residential_LI - Single Family_Existing_Space Heating_Natural Gas_Furnace | Retrofit | OR | Residential | LI - Mobile Home | Existing | Space Heating | Insulation - Wall Sheathing | ORM270 | Install R-5 Rigid | 1.02 | 20 | 0 | 3396.4869 | 4150.3728 | 4811.0511 | 5479.7792 | 6397.3751 | 7008.0014 | 7148.9485 | 6727.4086 | 5774.5224 | 4462.1902 | 2948.9564 | 1709.8529 | 822.0873 | 347.3096 | 126.1141 | 39.3361 | 8.5613 | 1.4052 | 0.16843 | 0 | 0 | 0 | 0 | 0 | 0 | 27.2527 | 60.1643 | 97.8757 | 140.3472 | 189.4244 | 242.5924 | 296.1519 | 345.795 | 387.5654 | 418.9347 | 438.5924 | 448.8477 | 452.4809 | 452.6566 | 451.2934 | 449.3956 | 447.3757 | 445.403 | 443.5199 | 441.7255 | 440.0167 | 438.3895 | 436.8399 | 435.3643 | 0 | 27.2527 | 33.0872 | 38.1039 | 43.115 | 50.0027 | 54.4149 | 55.1462 | 51.5588 | 43.9739 | 33.7698 | 22.1831 | 12.7879 | 6.1143 | 2.5695 | 0.9283 | 0.28814 | 0.062422 | 0.0102 | 0.0012175 | 0 | 0 | 0 | 0 | 0 | 7.5974 | 7.6457 | 7.6953 | 7.7458 | 7.7971 | 7.8489 | 7.9009 | 7.9529 | 8.0047 | 8.056 | 8.1062 | 8.1554 | 8.2027 | 8.2483 | 8.2922 | 8.3344 | 8.375 | 8.414 | 8.4514 | 8.4873 | 8.5218 | 8.5549 | 8.5866 | 8.6171 | 8.6463 | 0.2921 | 0.09055 | 0 | 0.0012997 | 0.0015881 | 0.0018409 | 0.0020968 | 0.0024479 | 0.0026816 | 0.0027355 | 0.0025742 | 0.0022096 | 0.0017074 | 0.0011284 | 0.00065427 | 0.00031457 | 0.0001329 | 4.8257e-05 | 1.5052e-05 | 3.2759e-06 | 5.377e-07 | 6.4451e-08 | 0 | 0 | 0 | 0 | 0 | 318 | 322 | TRUE
OR_Residential_LI - Single Family_Existing_Space Heating_Natural Gas_Furnace | Retrofit | OR | Residential | LI - Mobile Home | Existing | Space Heating | Insulation - External Wall Sheathing - Insulated Vinyl Siding | ORM271 | Insulated Vinyl Siding, between R-2 and R-2.7 | 1.91 | 25 | 0 | 0 | 0 | 0 | 0 | 0 | 0 | 0 | 0 | 0 | 0 | 0 | 0 | 0 | 0 | 0 | 0 | 0 | 0 | 0 | 0 | 0 | 0 | 0 | 0 | 0 | 0 | 0 | 0 | 0 | 0 | 0 | 0 | 0 | 0 | 0 | 0 | 0 | 0 | 0 | 0 | 0 | 0 | 0 | 0 | 0 | 0 | 0 | 0 | 0 | 0 | 0 | 0 | 0 | 0 | 0 | 0 | 0 | 0 | 0 | 0 | 0 | 0 | 0 | 0 | 0 | 0 | 0 | 0 | 0 | 0 | 0 | 0 | 0 | 0 | 28.5059 | 28.6874 | 28.8735 | 29.0631 | 29.2554 | 29.4496 | 29.6447 | 29.8399 | 30.0342 | 30.2268 | 30.4152 | 30.5997 | 30.7774 | 30.9485 | 31.1131 | 31.2714 | 31.4236 | 31.5699 | 31.7104 | 31.8451 | 31.9745 | 32.0987 | 32.2178 | 32.3321 | 32.4417 | 0.54697 | 0.16956 | 0 | 0 | 0 | 0 | 0 | 0 | 0 | 0 | 0 | 0 | 0 | 0 | 0 | 0 | 0 | 0 | 0 | 0 | 0 | 0 | 0 | 0 | 0 | 0 | 0 | 319 | 323 | TRUE
OR_Residential_LI - Single Family_Existing_Space Heating_Natural Gas_Furnace | Retrofit | OR | Residential | LI - Mobile Home | Existing | Space Heating | Insulation - Floor Installation | ORM272 | R-30 | 1.47 | 25 | 0 | 0 | 0 | 0 | 0 | 0 | 0 | 0 | 0 | 0 | 0 | 0 | 0 | 0 | 0 | 0 | 0 | 0 | 0 | 0 | 0 | 0 | 0 | 0 | 0 | 0 | 0 | 0 | 0 | 0 | 0 | 0 | 0 | 0 | 0 | 0 | 0 | 0 | 0 | 0 | 0 | 0 | 0 | 0 | 0 | 0 | 0 | 0 | 0 | 0 | 0 | 0 | 0 | 0 | 0 | 0 | 0 | 0 | 0 | 0 | 0 | 0 | 0 | 0 | 0 | 0 | 0 | 0 | 0 | 0 | 0 | 0 | 0 | 0 | 0 | 20.1948 | 20.3234 | 20.4552 | 20.5895 | 20.7258 | 20.8634 | 21.0016 | 21.1399 | 21.2775 | 21.414 | 21.5474 | 21.6781 | 21.804 | 21.9252 | 22.0418 | 22.154 | 22.2618 | 22.3654 | 22.465 | 22.5604 | 22.6521 | 22.7401 | 22.8245 | 22.9054 | 22.9831 | 1.47 | 0.4557 | 0 | 0 | 0 | 0 | 0 | 0 | 0 | 0 | 0 | 0 | 0 | 0 | 0 | 0 | 0 | 0 | 0 | 0 | 0 | 0 | 0 | 0 | 0 | 0 | 0 | 320 | 324 | TRUE
OR_Residential_LI - Single Family_Existing_Space Heating_Natural Gas_Furnace | Retrofit | OR | Residential | LI - Mobile Home | Existing | Space Heating | Insulation - Floor Upgrade | ORM273 | R-30 | 2.66 | 25 | 0 | 0 | 0 | 0 | 0 | 0 | 0 | 0 | 0 | 0 | 0 | 0 | 0 | 0 | 0 | 0 | 0 | 0 | 0 | 0 | 0 | 0 | 0 | 0 | 0 | 0 | 0 | 0 | 0 | 0 | 0 | 0 | 0 | 0 | 0 | 0 | 0 | 0 | 0 | 0 | 0 | 0 | 0 | 0 | 0 | 0 | 0 | 0 | 0 | 0 | 0 | 0 | 0 | 0 | 0 | 0 | 0 | 0 | 0 | 0 | 0 | 0 | 0 | 0 | 0 | 0 | 0 | 0 | 0 | 0 | 0 | 0 | 0 | 0 | 0 | 30.4838 | 30.678 | 30.8769 | 31.0797 | 31.2854 | 31.493 | 31.7017 | 31.9104 | 32.1182 | 32.3242 | 32.5256 | 32.7229 | 32.9129 | 33.0959 | 33.2719 | 33.4412 | 33.604 | 33.7604 | 33.9107 | 34.0548 | 34.1931 | 34.3259 | 34.4533 | 34.5755 | 34.6927 | 0.56713 | 0.17581 | 0 | 0 | 0 | 0 | 0 | 0 | 0 | 0 | 0 | 0 | 0 | 0 | 0 | 0 | 0 | 0 | 0 | 0 | 0 | 0 | 0 | 0 | 0 | 0 | 0 | 321 | 325 | TRUE
OR_Residential_LI - Single Family_Existing_Space Heating_Natural Gas_Furnace | Retrofit | OR | Residential | LI - Mobile Home | Existing | Space Heating | Insulation - Basement Sidewall | ORM274 | R-11 | 2.04 | 20 | 0 | 0 | 0 | 0 | 0 | 0 | 0 | 0 | 0 | 0 | 0 | 0 | 0 | 0 | 0 | 0 | 0 | 0 | 0 | 0 | 0 | 0 | 0 | 0 | 0 | 0 | 0 | 0 | 0 | 0 | 0 | 0 | 0 | 0 | 0 | 0 | 0 | 0 | 0 | 0 | 0 | 0 | 0 | 0 | 0 | 0 | 0 | 0 | 0 | 0 | 0 | 0 | 0 | 0 | 0 | 0 | 0 | 0 | 0 | 0 | 0 | 0 | 0 | 0 | 0 | 0 | 0 | 0 | 0 | 0 | 0 | 0 | 0 | 0 | 0 | 0 | 0 | 0 | 0 | 0 | 0 | 0 | 0 | 0 | 0 | 0 | 0 | 0 | 0 | 0 | 0 | 0 | 0 | 0 | 0 | 0 | 0 | 0 | 0 | 0 | 0.58419 | 0.1811 | 0 | 0 | 0 | 0 | 0 | 0 | 0 | 0 | 0 | 0 | 0 | 0 | 0 | 0 | 0 | 0 | 0 | 0 | 0 | 0 | 0 | 0 | 0 | 0 | 0 | 322 | 326 | TRUE
OR_Residential_LI - Single Family_Existing_Space Heating_Natural Gas_Furnace | Retrofit | OR | Residential | LI - Mobile Home | Existing | Space Heating | Insulation - Foundation | ORM275 | R-15 | 1.03 | 70 | 0 | 0 | 0 | 0 | 0 | 0 | 0 | 0 | 0 | 0 | 0 | 0 | 0 | 0 | 0 | 0 | 0 | 0 | 0 | 0 | 0 | 0 | 0 | 0 | 0 | 0 | 0 | 0 | 0 | 0 | 0 | 0 | 0 | 0 | 0 | 0 | 0 | 0 | 0 | 0 | 0 | 0 | 0 | 0 | 0 | 0 | 0 | 0 | 0 | 0 | 0 | 0 | 0 | 0 | 0 | 0 | 0 | 0 | 0 | 0 | 0 | 0 | 0 | 0 | 0 | 0 | 0 | 0 | 0 | 0 | 0 | 0 | 0 | 0 | 0 | 5.3156 | 5.3495 | 5.3841 | 5.4195 | 5.4554 | 5.4916 | 5.528 | 5.5644 | 5.6006 | 5.6365 | 5.6716 | 5.706 | 5.7392 | 5.7711 | 5.8018 | 5.8313 | 5.8597 | 5.8869 | 5.9132 | 5.9383 | 5.9624 | 5.9856 | 6.0078 | 6.0291 | 6.0495 | 0.2196 | 0.068076 | 0 | 0 | 0 | 0 | 0 | 0 | 0 | 0 | 0 | 0 | 0 | 0 | 0 | 0 | 0 | 0 | 0 | 0 | 0 | 0 | 0 | 0 | 0 | 0 | 0 | 323 | 327 | TRUE
OR_Residential_LI - Single Family_Existing_Space Heating_Natural Gas_Furnace | Retrofit | OR | Residential | LI - Mobile Home | Existing | Space Heating | Insulation - Ducting | ORM276 | R-8 | 2.54 | 45 | 0 | 0 | 0 | 0 | 0 | 0 | 0 | 0 | 0 | 0 | 0 | 0 | 0 | 0 | 0 | 0 | 0 | 0 | 0 | 0 | 0 | 0 | 0 | 0 | 0 | 0 | 0 | 0 | 0 | 0 | 0 | 0 | 0 | 0 | 0 | 0 | 0 | 0 | 0 | 0 | 0 | 0 | 0 | 0 | 0 | 0 | 0 | 0 | 0 | 0 | 0 | 0 | 0 | 0 | 0 | 0 | 0 | 0 | 0 | 0 | 0 | 0 | 0 | 0 | 0 | 0 | 0 | 0 | 0 | 0 | 0 | 0 | 0 | 0 | 0 | 0 | 0 | 0 | 0 | 0 | 0 | 0 | 0 | 0 | 0 | 0 | 0 | 0 | 0 | 0 | 0 | 0 | 0 | 0 | 0 | 0 | 0 | 0 | 0 | 0 | 2.54 | 0.7874 | 0 | 0 | 0 | 0 | 0 | 0 | 0 | 0 | 0 | 0 | 0 | 0 | 0 | 0 | 0 | 0 | 0 | 0 | 0 | 0 | 0 | 0 | 0 | 0 | 0 | 324 | 328 | TRUE
OR_Residential_LI - Single Family_Existing_Space Heating_Natural Gas_Furnace | Retrofit | OR | Residential | LI - Mobile Home | Existing | Space Heating | Ducting - Repair and Sealing | ORM277 | Sealed | 808.51 | 20 | 0 | 0 | 0 | 0 | 0 | 0 | 0 | 0 | 0 | 0 | 0 | 0 | 0 | 0 | 0 | 0 | 0 | 0 | 0 | 0 | 0 | 0 | 0 | 0 | 0 | 0 | 0 | 0 | 0 | 0 | 0 | 0 | 0 | 0 | 0 | 0 | 0 | 0 | 0 | 0 | 0 | 0 | 0 | 0 | 0 | 0 | 0 | 0 | 0 | 0 | 0 | 0 | 0 | 0 | 0 | 0 | 0 | 0 | 0 | 0 | 0 | 0 | 0 | 0 | 0 | 0 | 0 | 0 | 0 | 0 | 0 | 0 | 0 | 0 | 0 | 0 | 0 | 0 | 0 | 0 | 0 | 0 | 0 | 0 | 0 | 0 | 0 | 0 | 0 | 0 | 0 | 0 | 0 | 0 | 0 | 0 | 0 | 0 | 0 | 0 | 760.7526 | 235.8333 | 0 | 0 | 0 | 0 | 0 | 0 | 0 | 0 | 0 | 0 | 0 | 0 | 0 | 0 | 0 | 0 | 0 | 0 | 0 | 0 | 0 | 0 | 0 | 0 | 0 | 325 | 329 | TRUE
OR_Residential_LI - Single Family_Existing_Space Heating_Natural Gas_Furnace | Retrofit | OR | Residential | LI - Mobile Home | Existing | Space Heating | Ducting - Repair and Sealing - Aerosol | ORM278 | G.17 Aerosol Duct Sealing | 0.59 | 10 | 0 | 0 | 0 | 0 | 0 | 0 | 0 | 0 | 0 | 0 | 0 | 0 | 0 | 0 | 0 | 0 | 0 | 0 | 0 | 0 | 0 | 0 | 0 | 0 | 0 | 0 | 0 | 0 | 0 | 0 | 0 | 0 | 0 | 0 | 0 | 0 | 0 | 0 | 0 | 0 | 0 | 0 | 0 | 0 | 0 | 0 | 0 | 0 | 0 | 0 | 0 | 0 | 0 | 0 | 0 | 0 | 0 | 0 | 0 | 0 | 0 | 0 | 0 | 0 | 0 | 0 | 0 | 0 | 0 | 0 | 0 | 0 | 0 | 0 | 0 | 0 | 0 | 0 | 0 | 0 | 0 | 0 | 0 | 0 | 0 | 0 | 0 | 0 | 0 | 0 | 0 | 0 | 0 | 0 | 0 | 0 | 0 | 0 | 0 | 0 | 0.56626 | 0.17554 | 0 | 0 | 0 | 0 | 0 | 0 | 0 | 0 | 0 | 0 | 0 | 0 | 0 | 0 | 0 | 0 | 0 | 0 | 0 | 0 | 0 | 0 | 0 | 0 | 0 | 326 | 330 | TRUE
OR_Residential_LI - Single Family_Existing_Space Heating_Natural Gas_Furnace | Retrofit | OR | Residential | LI - Mobile Home | Existing | Space Heating | Building Shell - Air Sealing (Infiltration Control) | ORM279 | 0.1 ACH Reduction | 0.73 | 25 | 0 | 0 | 0 | 0 | 0 | 0 | 0 | 0 | 0 | 0 | 0 | 0 | 0 | 0 | 0 | 0 | 0 | 0 | 0 | 0 | 0 | 0 | 0 | 0 | 0 | 0 | 0 | 0 | 0 | 0 | 0 | 0 | 0 | 0 | 0 | 0 | 0 | 0 | 0 | 0 | 0 | 0 | 0 | 0 | 0 | 0 | 0 | 0 | 0 | 0 | 0 | 0 | 0 | 0 | 0 | 0 | 0 | 0 | 0 | 0 | 0 | 0 | 0 | 0 | 0 | 0 | 0 | 0 | 0 | 0 | 0 | 0 | 0 | 0 | 0 | 33.585 | 33.7989 | 34.0181 | 34.2414 | 34.4681 | 34.6968 | 34.9268 | 35.1567 | 35.3856 | 35.6125 | 35.8345 | 36.0518 | 36.2612 | 36.4628 | 36.6567 | 36.8432 | 37.0225 | 37.1949 | 37.3605 | 37.5192 | 37.6716 | 37.8179 | 37.9583 | 38.0929 | 38.222 | 0.52407 | 0.16246 | 0 | 0 | 0 | 0 | 0 | 0 | 0 | 0 | 0 | 0 | 0 | 0 | 0 | 0 | 0 | 0 | 0 | 0 | 0 | 0 | 0 | 0 | 0 | 0 | 0 | 327 | 331 | TRUE
OR_Residential_LI - Single Family_Existing_Space Heating_Natural Gas_Furnace | Retrofit | OR | Residential | LI - Mobile Home | Existing | Space Heating | Building Shell - Liquid-Applied Weather-Resistive Barrier | ORM280 | Liquid-Applied Weather-Resistant Barrier | 0.72 | 15 | 0 | 0 | 0 | 0 | 0 | 0 | 0 | 0 | 0 | 0 | 0 | 0 | 0 | 0 | 0 | 0 | 0 | 0 | 0 | 0 | 0 | 0 | 0 | 0 | 0 | 0 | 0 | 0 | 0 | 0 | 0 | 0 | 0 | 0 | 0 | 0 | 0 | 0 | 0 | 0 | 0 | 0 | 0 | 0 | 0 | 0 | 0 | 0 | 0 | 0 | 0 | 0 | 0 | 0 | 0 | 0 | 0 | 0 | 0 | 0 | 0 | 0 | 0 | 0 | 0 | 0 | 0 | 0 | 0 | 0 | 0 | 0 | 0 | 0 | 0 | 5.5856 | 5.6211 | 5.6576 | 5.6947 | 5.7324 | 5.7705 | 5.8087 | 5.8469 | 5.885 | 5.9228 | 5.9597 | 5.9958 | 6.0306 | 6.0642 | 6.0964 | 6.1274 | 6.1573 | 6.1859 | 6.2135 | 6.2399 | 6.2652 | 6.2895 | 6.3129 | 6.3353 | 6.3567 | 0.21725 | 0.067346 | 0 | 0 | 0 | 0 | 0 | 0 | 0 | 0 | 0 | 0 | 0 | 0 | 0 | 0 | 0 | 0 | 0 | 0 | 0 | 0 | 0 | 0 | 0 | 0 | 0 | 328 | 332 | TRUE
OR_Residential_LI - Single Family_Existing_Space Heating_Natural Gas_Furnace | Retrofit | OR | Residential | LI - Mobile Home | Existing | Space Heating | Building Shell - Whole-Home Aerosol Sealing | ORM281 | Building Sealed | 386 | 20 | 0 | 0 | 0 | 0 | 0 | 0 | 0 | 0 | 0 | 0 | 0 | 0 | 0 | 0 | 0 | 0 | 0 | 0 | 0 | 0 | 0 | 0 | 0 | 0 | 0 | 0 | 0 | 0 | 0 | 0 | 0 | 0 | 0 | 0 | 0 | 0 | 0 | 0 | 0 | 0 | 0 | 0 | 0 | 0 | 0 | 0 | 0 | 0 | 0 | 0 | 0 | 0 | 0 | 0 | 0 | 0 | 0 | 0 | 0 | 0 | 0 | 0 | 0 | 0 | 0 | 0 | 0 | 0 | 0 | 0 | 0 | 0 | 0 | 0 | 0 | 4.1518 | 4.1782 | 4.2053 | 4.2329 | 4.261 | 4.2892 | 4.3177 | 4.3461 | 4.3744 | 4.4024 | 4.4299 | 4.4567 | 4.4826 | 4.5075 | 4.5315 | 4.5546 | 4.5767 | 4.598 | 4.6185 | 4.6381 | 4.657 | 4.6751 | 4.6924 | 4.7091 | 4.725 | 116.4676 | 36.105 | 0 | 0 | 0 | 0 | 0 | 0 | 0 | 0 | 0 | 0 | 0 | 0 | 0 | 0 | 0 | 0 | 0 | 0 | 0 | 0 | 0 | 0 | 0 | 0 | 0 | 329 | 333 | TRUE
OR_Residential_LI - Single Family_Existing_Space Heating_Natural Gas_Furnace | Retrofit | OR | Residential | LI - Mobile Home | Existing | Space Heating | Windows - High Efficiency (Class 30) | ORM282 | Class 30 | 25.9 | 45 | 0 | 0 | 0 | 0 | 0 | 0 | 0 | 0 | 0 | 0 | 0 | 0 | 0 | 0 | 0 | 0 | 0 | 0 | 0 | 0 | 0 | 0 | 0 | 0 | 0 | 0 | 0 | 0 | 0 | 0 | 0 | 0 | 0 | 0 | 0 | 0 | 0 | 0 | 0 | 0 | 0 | 0 | 0 | 0 | 0 | 0 | 0 | 0 | 0 | 0 | 0 | 0 | 0 | 0 | 0 | 0 | 0 | 0 | 0 | 0 | 0 | 0 | 0 | 0 | 0 | 0 | 0 | 0 | 0 | 0 | 0 | 0 | 0 | 0 | 0 | 64.1747 | 64.5834 | 65.0022 | 65.4291 | 65.8621 | 66.2993 | 66.7386 | 67.178 | 67.6154 | 68.049 | 68.4731 | 68.8884 | 69.2885 | 69.6736 | 70.0442 | 70.4006 | 70.7432 | 71.0726 | 71.389 | 71.6923 | 71.9835 | 72.263 | 72.5313 | 72.7886 | 73.0353 | 27.5128 | 8.529 | 0 | 0 | 0 | 0 | 0 | 0 | 0 | 0 | 0 | 0 | 0 | 0 | 0 | 0 | 0 | 0 | 0 | 0 | 0 | 0 | 0 | 0 | 0 | 0 | 0 | 330 | 334 | TRUE
OR_Residential_LI - Single Family_Existing_Space Heating_Natural Gas_Furnace | Retrofit | OR | Residential | LI - Mobile Home | Existing | Space Heating | Windows - High Efficiency (Class 22) | ORM283 | Class 22 | 30.09 | 45 | 0 | 0 | 0 | 0 | 0 | 0 | 0 | 0 | 0 | 0 | 0 | 0 | 0 | 0 | 0 | 0 | 0 | 0 | 0 | 0 | 0 | 0 | 0 | 0 | 0 | 0 | 0 | 0 | 0 | 0 | 0 | 0 | 0 | 0 | 0 | 0 | 0 | 0 | 0 | 0 | 0 | 0 | 0 | 0 | 0 | 0 | 0 | 0 | 0 | 0 | 0 | 0 | 0 | 0 | 0 | 0 | 0 | 0 | 0 | 0 | 0 | 0 | 0 | 0 | 0 | 0 | 0 | 0 | 0 | 0 | 0 | 0 | 0 | 0 | 0 | 54.7506 | 55.0993 | 55.4566 | 55.8208 | 56.1902 | 56.5632 | 56.938 | 57.3128 | 57.686 | 58.0559 | 58.4178 | 58.7721 | 59.1134 | 59.442 | 59.7581 | 60.0622 | 60.3545 | 60.6355 | 60.9054 | 61.1642 | 61.4127 | 61.6512 | 61.88 | 62.0995 | 62.31 | 27.5187 | 8.5308 | 0 | 0 | 0 | 0 | 0 | 0 | 0 | 0 | 0 | 0 | 0 | 0 | 0 | 0 | 0 | 0 | 0 | 0 | 0 | 0 | 0 | 0 | 0 | 0 | 0 | 331 | 335 | TRUE
OR_Residential_LI - Single Family_Existing_Space Heating_Natural Gas_Furnace | Retrofit | OR | Residential | LI - Mobile Home | Existing | Space Heating | Windows - Low-e Storm Addition | ORM284 | Low-e Storm Window | 11.25 | 20 | 0 | 0 | 0 | 0 | 0 | 0 | 0 | 0 | 0 | 0 | 0 | 0 | 0 | 0 | 0 | 0 | 0 | 0 | 0 | 0 | 0 | 0 | 0 | 0 | 0 | 0 | 0 | 0 | 0 | 0 | 0 | 0 | 0 | 0 | 0 | 0 | 0 | 0 | 0 | 0 | 0 | 0 | 0 | 0 | 0 | 0 | 0 | 0 | 0 | 0 | 0 | 0 | 0 | 0 | 0 | 0 | 0 | 0 | 0 | 0 | 0 | 0 | 0 | 0 | 0 | 0 | 0 | 0 | 0 | 0 | 0 | 0 | 0 | 0 | 0 | 8.3132 | 8.3662 | 8.4204 | 8.4757 | 8.5318 | 8.5884 | 8.6453 | 8.7023 | 8.7589 | 8.8151 | 8.87 | 8.9238 | 8.9757 | 9.0255 | 9.0736 | 9.1197 | 9.1641 | 9.2068 | 9.2478 | 9.287 | 9.3248 | 9.361 | 9.3957 | 9.4291 | 9.461 | 0.81084 | 0.25136 | 0 | 0 | 0 | 0 | 0 | 0 | 0 | 0 | 0 | 0 | 0 | 0 | 0 | 0 | 0 | 0 | 0 | 0 | 0 | 0 | 0 | 0 | 0 | 0 | 0 | 332 | 336 | TRUE
OR_Residential_LI - Single Family_Existing_Space Heating_Natural Gas_Furnace | Retrofit | OR | Residential | LI - Mobile Home | Existing | Space Heating | ENERGY STAR Doors - Storm and Thermal | ORM285 | R-5 Door | 619.69 | 40 | 0 | 0 | 0 | 0 | 0 | 0 | 0 | 0 | 0 | 0 | 0 | 0 | 0 | 0 | 0 | 0 | 0 | 0 | 0 | 0 | 0 | 0 | 0 | 0 | 0 | 0 | 0 | 0 | 0 | 0 | 0 | 0 | 0 | 0 | 0 | 0 | 0 | 0 | 0 | 0 | 0 | 0 | 0 | 0 | 0 | 0 | 0 | 0 | 0 | 0 | 0 | 0 | 0 | 0 | 0 | 0 | 0 | 0 | 0 | 0 | 0 | 0 | 0 | 0 | 0 | 0 | 0 | 0 | 0 | 0 | 0 | 0 | 0 | 0 | 0 | 20.6923 | 20.8241 | 20.9591 | 21.0967 | 21.2363 | 21.3773 | 21.519 | 21.6606 | 21.8017 | 21.9415 | 22.0782 | 22.2121 | 22.3411 | 22.4653 | 22.5848 | 22.6997 | 22.8102 | 22.9164 | 23.0184 | 23.1162 | 23.2101 | 23.3002 | 23.3867 | 23.4697 | 23.5492 | 603.2244 | 186.9996 | 0 | 0 | 0 | 0 | 0 | 0 | 0 | 0 | 0 | 0 | 0 | 0 | 0 | 0 | 0 | 0 | 0 | 0 | 0 | 0 | 0 | 0 | 0 | 0 | 0 | 333 | 337 | TRUE
OR_Residential_LI - Single Family_Existing_Space Heating_Natural Gas_Furnace | Lost Opportunity | OR | Residential | LI - Mobile Home | Existing | Space Heating | Combined Boiler + DHW System | ORM286 | Combined tankless boiler unit for space and DHW | 5368.77 | 21 | 0 | 0 | 0 | 0 | 0 | 0 | 0 | 0 | 0 | 0 | 0 | 0 | 0 | 0 | 0 | 0 | 0 | 0 | 0 | 0 | 0 | 0 | 0 | 0 | 0 | 0 | 0 | 0 | 0 | 0 | 0 | 0 | 0 | 0 | 0 | 0 | 0 | 0 | 0 | 0 | 0 | 0 | 0 | 0 | 0 | 0 | 0 | 0 | 0 | 0 | 0 | 0 | 0 | 0 | 0 | 0 | 0 | 0 | 0 | 0 | 0 | 0 | 0 | 0 | 0 | 0 | 0 | 0 | 0 | 0 | 0 | 0 | 0 | 0 | 0 | 83.3153 | 83.971 | 84.6555 | 85.3492 | 86.0375 | 86.7041 | 87.3343 | 87.9147 | 88.4328 | 88.8777 | 89.2611 | 89.5911 | 89.8752 | 90.1198 | 90.3306 | 90.5121 | 90.6683 | 90.7991 | 90.9125 | 91.0109 | 91.0963 | 91.1704 | 91.2338 | 91.2883 | 91.3351 | 1619.9166 | 502.1742 | 0 | 0 | 0 | 0 | 0 | 0 | 0 | 0 | 0 | 0 | 0 | 0 | 0 | 0 | 0 | 0 | 0 | 0 | 0 | 0 | 0 | 0 | 0 | 0 | 0 | 334 | 338 | TRUE
OR_Residential_LI - Single Family_Existing_Space Heating_Natural Gas_Furnace | Lost Opportunity | OR | Residential | LI - Mobile Home | Existing | Water Heating | Combined Boiler + DHW System | ORM287 | Combined tankless boiler unit for space and DHW | 5368.77 | 21 | 0 | 0 | 0 | 0 | 0 | 0 | 0 | 0 | 0 | 0 | 0 | 0 | 0 | 0 | 0 | 0 | 0 | 0 | 0 | 0 | 0 | 0 | 0 | 0 | 0 | 0 | 0 | 0 | 0 | 0 | 0 | 0 | 0 | 0 | 0 | 0 | 0 | 0 | 0 | 0 | 0 | 0 | 0 | 0 | 0 | 0 | 0 | 0 | 0 | 0 | 0 | 0 | 0 | 0 | 0 | 0 | 0 | 0 | 0 | 0 | 0 | 0 | 0 | 0 | 0 | 0 | 0 | 0 | 0 | 0 | 0 | 0 | 0 | 0 | 0 | 83.3153 | 83.971 | 84.6555 | 85.3492 | 86.0375 | 86.7041 | 87.3343 | 87.9147 | 88.4328 | 88.8777 | 89.2611 | 89.5911 | 89.8752 | 90.1198 | 90.3306 | 90.5121 | 90.6683 | 90.7991 | 90.9125 | 91.0109 | 91.0963 | 91.1704 | 91.2338 | 91.2883 | 91.3351 | 1619.9166 | 502.1742 | 0 | 0 | 0 | 0 | 0 | 0 | 0 | 0 | 0 | 0 | 0 | 0 | 0 | 0 | 0 | 0 | 0 | 0 | 0 | 0 | 0 | 0 | 0 | 0 | 0 | 335 | 339 | TRUE
OR_Residential_LI - Single Family_Existing_Space Heating_Natural Gas_Furnace | Retrofit | OR | Residential | LI - Mobile Home | Existing | Space Heating | HVAC - Energy Recovery Ventilator | ORM288 | Installed | 2148.56 | 20 | 0 | 0 | 0 | 0 | 0 | 0 | 0 | 0 | 0 | 0 | 0 | 0 | 0 | 0 | 0 | 0 | 0 | 0 | 0 | 0 | 0 | 0 | 0 | 0 | 0 | 0 | 0 | 0 | 0 | 0 | 0 | 0 | 0 | 0 | 0 | 0 | 0 | 0 | 0 | 0 | 0 | 0 | 0 | 0 | 0 | 0 | 0 | 0 | 0 | 0 | 0 | 0 | 0 | 0 | 0 | 0 | 0 | 0 | 0 | 0 | 0 | 0 | 0 | 0 | 0 | 0 | 0 | 0 | 0 | 0 | 0 | 0 | 0 | 0 | 0 | 204.7665 | 206.0706 | 207.4069 | 208.7689 | 210.1505 | 211.5455 | 212.9472 | 214.3492 | 215.7448 | 217.1284 | 218.4816 | 219.8067 | 221.0833 | 222.3122 | 223.4946 | 224.6317 | 225.725 | 226.7759 | 227.7855 | 228.7532 | 229.6825 | 230.5744 | 231.4303 | 232.2512 | 233.0384 | 648.2841 | 200.9681 | 0 | 0 | 0 | 0 | 0 | 0 | 0 | 0 | 0 | 0 | 0 | 0 | 0 | 0 | 0 | 0 | 0 | 0 | 0 | 0 | 0 | 0 | 0 | 0 | 0 | 336 | 340 | TRUE
OR_Residential_LI - Single Family_Existing_Space Heating_Natural Gas_Furnace | Retrofit | OR | Residential | LI - Mobile Home | Existing | Space Heating | Connected Thermostat - ENERGY STAR (1.0) | ORM289 | Networked Thermostat Installed | 299.65 | 15 | 0 | 0 | 0 | 0 | 0 | 0 | 0 | 0 | 0 | 0 | 0 | 0 | 0 | 0 | 0 | 0 | 0 | 0 | 0 | 0 | 0 | 0 | 0 | 0 | 0 | 0 | 0 | 0 | 0 | 0 | 0 | 0 | 0 | 0 | 0 | 0 | 0 | 0 | 0 | 0 | 0 | 0 | 0 | 0 | 0 | 0 | 0 | 0 | 0 | 0 | 0 | 0 | 0 | 0 | 0 | 0 | 0 | 0 | 0 | 0 | 0 | 0 | 0 | 0 | 0 | 0 | 0 | 0 | 0 | 0 | 0 | 0 | 0 | 0 | 0 | 0 | 0 | 0 | 0 | 0 | 0 | 0 | 0 | 0 | 0 | 0 | 0 | 0 | 0 | 0 | 0 | 0 | 0 | 0 | 0 | 0 | 0 | 0 | 0 | 0 | 0 | 0 | 0 | 0 | 0 | 0 | 0 | 0 | 0 | 0 | 0 | 0 | 0 | 0 | 0 | 0 | 0 | 0 | 0 | 0 | 0 | 0 | 0 | 0 | 0 | 0 | 0 | 337 | 341 | TRUE
OR_Residential_LI - Single Family_Existing_Space Heating_Natural Gas_Furnace | Retrofit | OR | Residential | LI - Mobile Home | Existing | Space Heating | Home Energy Management System (HEMS) | ORM290 | Networked Controls Installed | 1945.72 | 15 | 0 | 0 | 0 | 0 | 0 | 0 | 0 | 0 | 0 | 0 | 0 | 0 | 0 | 0 | 0 | 0 | 0 | 0 | 0 | 0 | 0 | 0 | 0 | 0 | 0 | 0 | 0 | 0 | 0 | 0 | 0 | 0 | 0 | 0 | 0 | 0 | 0 | 0 | 0 | 0 | 0 | 0 | 0 | 0 | 0 | 0 | 0 | 0 | 0 | 0 | 0 | 0 | 0 | 0 | 0 | 0 | 0 | 0 | 0 | 0 | 0 | 0 | 0 | 0 | 0 | 0 | 0 | 0 | 0 | 0 | 0 | 0 | 0 | 0 | 0 | 0 | 0 | 0 | 0 | 0 | 0 | 0 | 0 | 0 | 0 | 0 | 0 | 0 | 0 | 0 | 0 | 0 | 0 | 0 | 0 | 0 | 0 | 0 | 0 | 0 | 587.0812 | 181.9952 | 0 | 0 | 0 | 0 | 0 | 0 | 0 | 0 | 0 | 0 | 0 | 0 | 0 | 0 | 0 | 0 | 0 | 0 | 0 | 0 | 0 | 0 | 0 | 0 | 0 | 338 | 342 | TRUE
OR_Residential_LI - Single Family_Existing_Space Heating_Natural Gas_Furnace | Retrofit | OR | Residential | LI - Mobile Home | Existing | Water Heating | Home Energy Management System (HEMS) | ORM291 | Networked Controls Installed | 1945.72 | 15 | 0 | 0 | 0 | 0 | 0 | 0 | 0 | 0 | 0 | 0 | 0 | 0 | 0 | 0 | 0 | 0 | 0 | 0 | 0 | 0 | 0 | 0 | 0 | 0 | 0 | 0 | 0 | 0 | 0 | 0 | 0 | 0 | 0 | 0 | 0 | 0 | 0 | 0 | 0 | 0 | 0 | 0 | 0 | 0 | 0 | 0 | 0 | 0 | 0 | 0 | 0 | 0 | 0 | 0 | 0 | 0 | 0 | 0 | 0 | 0 | 0 | 0 | 0 | 0 | 0 | 0 | 0 | 0 | 0 | 0 | 0 | 0 | 0 | 0 | 0 | 0 | 0 | 0 | 0 | 0 | 0 | 0 | 0 | 0 | 0 | 0 | 0 | 0 | 0 | 0 | 0 | 0 | 0 | 0 | 0 | 0 | 0 | 0 | 0 | 0 | 587.0812 | 181.9952 | 0 | 0 | 0 | 0 | 0 | 0 | 0 | 0 | 0 | 0 | 0 | 0 | 0 | 0 | 0 | 0 | 0 | 0 | 0 | 0 | 0 | 0 | 0 | 0 | 0 | 339 | 343 | TRUE
OR_Residential_LI - Single Family_Existing_Space Heating_Natural Gas_Furnace | Retrofit | OR | Residential | LI - Mobile Home | Existing | Appliances | Home Energy Management System (HEMS) | ORM292 | Networked Controls Installed | 1945.72 | 15 | 0 | 0 | 0 | 0 | 0 | 0 | 0 | 0 | 0 | 0 | 0 | 0 | 0 | 0 | 0 | 0 | 0 | 0 | 0 | 0 | 0 | 0 | 0 | 0 | 0 | 0 | 0 | 0 | 0 | 0 | 0 | 0 | 0 | 0 | 0 | 0 | 0 | 0 | 0 | 0 | 0 | 0 | 0 | 0 | 0 | 0 | 0 | 0 | 0 | 0 | 0 | 0 | 0 | 0 | 0 | 0 | 0 | 0 | 0 | 0 | 0 | 0 | 0 | 0 | 0 | 0 | 0 | 0 | 0 | 0 | 0 | 0 | 0 | 0 | 0 | 0 | 0 | 0 | 0 | 0 | 0 | 0 | 0 | 0 | 0 | 0 | 0 | 0 | 0 | 0 | 0 | 0 | 0 | 0 | 0 | 0 | 0 | 0 | 0 | 0 | 587.0812 | 181.9952 | 0 | 0 | 0 | 0 | 0 | 0 | 0 | 0 | 0 | 0 | 0 | 0 | 0 | 0 | 0 | 0 | 0 | 0 | 0 | 0 | 0 | 0 | 0 | 0 | 0 | 340 | 344 | TRUE
OR_Residential_LI - Single Family_Existing_Space Heating_Natural Gas_Furnace | Retrofit | OR | Residential | LI - Mobile Home | Existing | Space Heating | Gas Furnace - Maintenance | ORM293 | Restored to nameplate 80% AFUE | 76.12 | 3 | 0 | 0 | 0 | 0 | 0 | 0 | 0 | 0 | 0 | 0 | 0 | 0 | 0 | 0 | 0 | 0 | 0 | 0 | 0 | 0 | 0 | 0 | 0 | 0 | 0 | 0 | 0 | 0 | 0 | 0 | 0 | 0 | 0 | 0 | 0 | 0 | 0 | 0 | 0 | 0 | 0 | 0 | 0 | 0 | 0 | 0 | 0 | 0 | 0 | 0 | 0 | 0 | 0 | 0 | 0 | 0 | 0 | 0 | 0 | 0 | 0 | 0 | 0 | 0 | 0 | 0 | 0 | 0 | 0 | 0 | 0 | 0 | 0 | 0 | 0 | 0 | 0 | 0 | 0 | 0 | 0 | 0 | 0 | 0 | 0 | 0 | 0 | 0 | 0 | 0 | 0 | 0 | 0 | 0 | 0 | 0 | 0 | 0 | 0 | 0 | 22.9677 | 7.12 | 0 | 0 | 0 | 0 | 0 | 0 | 0 | 0 | 0 | 0 | 0 | 0 | 0 | 0 | 0 | 0 | 0 | 0 | 0 | 0 | 0 | 0 | 0 | 0 | 0 | 341 | 345 | TRUE
OR_Residential_LI - Single Family_Existing_Space Heating_Natural Gas_Furnace | Retrofit | OR | Residential | LI - Mobile Home | Existing | Space Heating | Gas Boiler - Hot Water Reset | ORM294 | Reset control installed | 676.33 | 16 | 0 | 0 | 0 | 0 | 0 | 0 | 0 | 0 | 0 | 0 | 0 | 0 | 0 | 0 | 0 | 0 | 0 | 0 | 0 | 0 | 0 | 0 | 0 | 0 | 0 | 0 | 0 | 0 | 0 | 0 | 0 | 0 | 0 | 0 | 0 | 0 | 0 | 0 | 0 | 0 | 0 | 0 | 0 | 0 | 0 | 0 | 0 | 0 | 0 | 0 | 0 | 0 | 0 | 0 | 0 | 0 | 0 | 0 | 0 | 0 | 0 | 0 | 0 | 0 | 0 | 0 | 0 | 0 | 0 | 0 | 0 | 0 | 0 | 0 | 0 | 0 | 0 | 0 | 0 | 0 | 0 | 0 | 0 | 0 | 0 | 0 | 0 | 0 | 0 | 0 | 0 | 0 | 0 | 0 | 0 | 0 | 0 | 0 | 0 | 0 | 204.0688 | 63.2613 | 0 | 0 | 0 | 0 | 0 | 0 | 0 | 0 | 0 | 0 | 0 | 0 | 0 | 0 | 0 | 0 | 0 | 0 | 0 | 0 | 0 | 0 | 0 | 0 | 0 | 342 | 346 | TRUE
OR_Residential_LI - Single Family_Existing_Space Heating_Natural Gas_Furnace | Retrofit | OR | Residential | LI - Mobile Home | Existing | Space Heating | Gas Boiler - Steam Trap Maintenance | ORM295 | Cleaned and restored | 79.68 | 6 | 0 | 0 | 0 | 0 | 0 | 0 | 0 | 0 | 0 | 0 | 0 | 0 | 0 | 0 | 0 | 0 | 0 | 0 | 0 | 0 | 0 | 0 | 0 | 0 | 0 | 0 | 0 | 0 | 0 | 0 | 0 | 0 | 0 | 0 | 0 | 0 | 0 | 0 | 0 | 0 | 0 | 0 | 0 | 0 | 0 | 0 | 0 | 0 | 0 | 0 | 0 | 0 | 0 | 0 | 0 | 0 | 0 | 0 | 0 | 0 | 0 | 0 | 0 | 0 | 0 | 0 | 0 | 0 | 0 | 0 | 0 | 0 | 0 | 0 | 0 | 0 | 0 | 0 | 0 | 0 | 0 | 0 | 0 | 0 | 0 | 0 | 0 | 0 | 0 | 0 | 0 | 0 | 0 | 0 | 0 | 0 | 0 | 0 | 0 | 0 | 24.0418 | 7.453 | 0 | 0 | 0 | 0 | 0 | 0 | 0 | 0 | 0 | 0 | 0 | 0 | 0 | 0 | 0 | 0 | 0 | 0 | 0 | 0 | 0 | 0 | 0 | 0 | 0 | 343 | 347 | TRUE
OR_Residential_LI - Single Family_Existing_Space Heating_Natural Gas_Furnace | Retrofit | OR | Residential | LI - Mobile Home | Existing | Space Heating | Gas Boiler - Maintenance | ORM296 | Restored to nameplate 80% AFUE | 122.57 | 3 | 0 | 0 | 0 | 0 | 0 | 0 | 0 | 0 | 0 | 0 | 0 | 0 | 0 | 0 | 0 | 0 | 0 | 0 | 0 | 0 | 0 | 0 | 0 | 0 | 0 | 0 | 0 | 0 | 0 | 0 | 0 | 0 | 0 | 0 | 0 | 0 | 0 | 0 | 0 | 0 | 0 | 0 | 0 | 0 | 0 | 0 | 0 | 0 | 0 | 0 | 0 | 0 | 0 | 0 | 0 | 0 | 0 | 0 | 0 | 0 | 0 | 0 | 0 | 0 | 0 | 0 | 0 | 0 | 0 | 0 | 0 | 0 | 0 | 0 | 0 | 0 | 0 | 0 | 0 | 0 | 0 | 0 | 0 | 0 | 0 | 0 | 0 | 0 | 0 | 0 | 0 | 0 | 0 | 0 | 0 | 0 | 0 | 0 | 0 | 0 | 36.983 | 11.4647 | 0 | 0 | 0 | 0 | 0 | 0 | 0 | 0 | 0 | 0 | 0 | 0 | 0 | 0 | 0 | 0 | 0 | 0 | 0 | 0 | 0 | 0 | 0 | 0 | 0 | 344 | 348 | TRUE
OR_Residential_LI - Single Family_Existing_Space Heating_Natural Gas_Furnace | Retrofit | OR | Residential | LI - Mobile Home | Existing | Space Heating | Gas Boiler - Pipe Insulation | ORM297 | Pipe insulated throughout home | 3.06 | 15 | 0 | 0 | 0 | 0 | 0 | 0 | 0 | 0 | 0 | 0 | 0 | 0 | 0 | 0 | 0 | 0 | 0 | 0 | 0 | 0 | 0 | 0 | 0 | 0 | 0 | 0 | 0 | 0 | 0 | 0 | 0 | 0 | 0 | 0 | 0 | 0 | 0 | 0 | 0 | 0 | 0 | 0 | 0 | 0 | 0 | 0 | 0 | 0 | 0 | 0 | 0 | 0 | 0 | 0 | 0 | 0 | 0 | 0 | 0 | 0 | 0 | 0 | 0 | 0 | 0 | 0 | 0 | 0 | 0 | 0 | 0 | 0 | 0 | 0 | 0 | 0 | 0 | 0 | 0 | 0 | 0 | 0 | 0 | 0 | 0 | 0 | 0 | 0 | 0 | 0 | 0 | 0 | 0 | 0 | 0 | 0 | 0 | 0 | 0 | 0 | 0.92329 | 0.28622 | 0 | 0 | 0 | 0 | 0 | 0 | 0 | 0 | 0 | 0 | 0 | 0 | 0 | 0 | 0 | 0 | 0 | 0 | 0 | 0 | 0 | 0 | 0 | 0 | 0 | 345 | 349 | TRUE
OR_Residential_LI - Single Family_Existing_Space Heating_Natural Gas_Furnace | Retrofit | OR | Residential | LI - Mobile Home | Existing | Space Heating | Gas Boiler - Thermostatic Radiator Valves | ORM298 | Installed | 43.19 | 15 | 0 | 0 | 0 | 0 | 0 | 0 | 0 | 0 | 0 | 0 | 0 | 0 | 0 | 0 | 0 | 0 | 0 | 0 | 0 | 0 | 0 | 0 | 0 | 0 | 0 | 0 | 0 | 0 | 0 | 0 | 0 | 0 | 0 | 0 | 0 | 0 | 0 | 0 | 0 | 0 | 0 | 0 | 0 | 0 | 0 | 0 | 0 | 0 | 0 | 0 | 0 | 0 | 0 | 0 | 0 | 0 | 0 | 0 | 0 | 0 | 0 | 0 | 0 | 0 | 0 | 0 | 0 | 0 | 0 | 0 | 0 | 0 | 0 | 0 | 0 | 0 | 0 | 0 | 0 | 0 | 0 | 0 | 0 | 0 | 0 | 0 | 0 | 0 | 0 | 0 | 0 | 0 | 0 | 0 | 0 | 0 | 0 | 0 | 0 | 0 | 13.0317 | 4.0398 | 0 | 0 | 0 | 0 | 0 | 0 | 0 | 0 | 0 | 0 | 0 | 0 | 0 | 0 | 0 | 0 | 0 | 0 | 0 | 0 | 0 | 0 | 0 | 0 | 0 | 346 | 350 | TRUE
OR_Residential_LI - Single Family_Existing_Space Heating_Natural Gas_Furnace | Retrofit | OR | Residential | LI - Mobile Home | Existing | Space Heating | Ceiling Fan - ENERGY STAR | ORM299 | Energy Star certified ceiling fan | 33.93 | 10 | 0 | 0 | 0 | 0 | 0 | 0 | 0 | 0 | 0 | 0 | 0 | 0 | 0 | 0 | 0 | 0 | 0 | 0 | 0 | 0 | 0 | 0 | 0 | 0 | 0 | 0 | 0 | 0 | 0 | 0 | 0 | 0 | 0 | 0 | 0 | 0 | 0 | 0 | 0 | 0 | 0 | 0 | 0 | 0 | 0 | 0 | 0 | 0 | 0 | 0 | 0 | 0 | 0 | 0 | 0 | 0 | 0 | 0 | 0 | 0 | 0 | 0 | 0 | 0 | 0 | 0 | 0 | 0 | 0 | 0 | 0 | 0 | 0 | 0 | 0 | 0 | 0 | 0 | 0 | 0 | 0 | 0 | 0 | 0 | 0 | 0 | 0 | 0 | 0 | 0 | 0 | 0 | 0 | 0 | 0 | 0 | 0 | 0 | 0 | 0 | 10.2377 | 3.1737 | 0 | 0 | 0 | 0 | 0 | 0 | 0 | 0 | 0 | 0 | 0 | 0 | 0 | 0 | 0 | 0 | 0 | 0 | 0 | 0 | 0 | 0 | 0 | 0 | 0 | 347 | 351 | TRUE
OR_Residential_LI - Single Family_Existing_Space Heating_Natural Gas_Furnace | Retrofit | OR | Residential | LI - Mobile Home | Existing | Water Heating | Water Heater - Drain Water Heat Recovery | ORM300 | Installed | 963.1 | 30 | 0 | 0 | 0 | 0 | 0 | 0 | 0 | 0 | 0 | 0 | 0 | 0 | 0 | 0 | 0 | 0 | 0 | 0 | 0 | 0 | 0 | 0 | 0 | 0 | 0 | 0 | 0 | 0 | 0 | 0 | 0 | 0 | 0 | 0 | 0 | 0 | 0 | 0 | 0 | 0 | 0 | 0 | 0 | 0 | 0 | 0 | 0 | 0 | 0 | 0 | 0 | 0 | 0 | 0 | 0 | 0 | 0 | 0 | 0 | 0 | 0 | 0 | 0 | 0 | 0 | 0 | 0 | 0 | 0 | 0 | 0 | 0 | 0 | 0 | 0 | 4.5975 | 4.6337 | 4.6715 | 4.7097 | 4.7477 | 4.7845 | 4.8193 | 4.8513 | 4.8799 | 4.9044 | 4.9256 | 4.9438 | 4.9595 | 4.973 | 4.9846 | 4.9946 | 5.0032 | 5.0105 | 5.0167 | 5.0222 | 5.0269 | 5.031 | 5.0345 | 5.0375 | 5.04 | 290.5957 | 90.0847 | 0 | 0 | 0 | 0 | 0 | 0 | 0 | 0 | 0 | 0 | 0 | 0 | 0 | 0 | 0 | 0 | 0 | 0 | 0 | 0 | 0 | 0 | 0 | 0 | 0 | 348 | 352 | TRUE
OR_Residential_LI - Single Family_Existing_Space Heating_Natural Gas_Furnace | Retrofit | OR | Residential | LI - Mobile Home | Existing | Water Heating | Water Heater - Faucet Aerators | ORM301 | Installed | 5.2 | 10 | 0 | 0 | 0 | 0 | 0 | 0 | 0 | 0 | 0 | 0 | 0 | 0 | 0 | 0 | 0 | 0 | 0 | 0 | 0 | 0 | 0 | 0 | 0 | 0 | 0 | 0 | 0 | 0 | 0 | 0 | 0 | 0 | 0 | 0 | 0 | 0 | 0 | 0 | 0 | 0 | 0 | 0 | 0 | 0 | 0 | 0 | 0 | 0 | 0 | 0 | 0 | 0 | 0 | 0 | 0 | 0 | 0 | 0 | 0 | 0 | 0 | 0 | 0 | 0 | 0 | 0 | 0 | 0 | 0 | 0 | 0 | 0 | 0 | 0 | 0 | 1.4617 | 1.4732 | 1.4852 | 1.4974 | 1.5095 | 1.5212 | 1.5322 | 1.5424 | 1.5515 | 1.5593 | 1.566 | 1.5718 | 1.5768 | 1.5811 | 1.5848 | 1.588 | 1.5907 | 1.593 | 1.595 | 1.5967 | 1.5982 | 1.5995 | 1.6007 | 1.6016 | 1.6024 | 1.569 | 0.48639 | 0 | 0 | 0 | 0 | 0 | 0 | 0 | 0 | 0 | 0 | 0 | 0 | 0 | 0 | 0 | 0 | 0 | 0 | 0 | 0 | 0 | 0 | 0 | 0 | 0 | 349 | 353 | TRUE
OR_Residential_LI - Single Family_Existing_Space Heating_Natural Gas_Furnace | Retrofit | OR | Residential | LI - Mobile Home | Existing | Water Heating | Water Heater - Low-Flow Showerheads | ORM302 | Installed | 19.72 | 10 | 0 | 0 | 0 | 0 | 0 | 0 | 0 | 0 | 0 | 0 | 0 | 0 | 0 | 0 | 0 | 0 | 0 | 0 | 0 | 0 | 0 | 0 | 0 | 0 | 0 | 0 | 0 | 0 | 0 | 0 | 0 | 0 | 0 | 0 | 0 | 0 | 0 | 0 | 0 | 0 | 0 | 0 | 0 | 0 | 0 | 0 | 0 | 0 | 0 | 0 | 0 | 0 | 0 | 0 | 0 | 0 | 0 | 0 | 0 | 0 | 0 | 0 | 0 | 0 | 0 | 0 | 0 | 0 | 0 | 0 | 0 | 0 | 0 | 0 | 0 | 1.2374 | 1.2472 | 1.2574 | 1.2677 | 1.2779 | 1.2878 | 1.2971 | 1.3058 | 1.3135 | 1.3201 | 1.3258 | 1.3307 | 1.3349 | 1.3385 | 1.3416 | 1.3443 | 1.3467 | 1.3486 | 1.3503 | 1.3517 | 1.353 | 1.3541 | 1.3551 | 1.3559 | 1.3566 | 5.9501 | 1.8445 | 0 | 0 | 0 | 0 | 0 | 0 | 0 | 0 | 0 | 0 | 0 | 0 | 0 | 0 | 0 | 0 | 0 | 0 | 0 | 0 | 0 | 0 | 0 | 0 | 0 | 350 | 354 | TRUE
OR_Residential_LI - Single Family_Existing_Space Heating_Natural Gas_Furnace | Retrofit | OR | Residential | LI - Mobile Home | Existing | Water Heating | Water Heater - Shower Timer | ORM303 | Installed | 20 | 2 | 0 | 0 | 0 | 0 | 0 | 0 | 0 | 0 | 0 | 0 | 0 | 0 | 0 | 0 | 0 | 0 | 0 | 0 | 0 | 0 | 0 | 0 | 0 | 0 | 0 | 0 | 0 | 0 | 0 | 0 | 0 | 0 | 0 | 0 | 0 | 0 | 0 | 0 | 0 | 0 | 0 | 0 | 0 | 0 | 0 | 0 | 0 | 0 | 0 | 0 | 0 | 0 | 0 | 0 | 0 | 0 | 0 | 0 | 0 | 0 | 0 | 0 | 0 | 0 | 0 | 0 | 0 | 0 | 0 | 0 | 0 | 0 | 0 | 0 | 0 | 19.4195 | 19.5724 | 19.7319 | 19.8936 | 20.054 | 20.2094 | 20.3563 | 20.4916 | 20.6124 | 20.7161 | 20.8054 | 20.8823 | 20.9485 | 21.0056 | 21.0547 | 21.097 | 21.1334 | 21.1639 | 21.1903 | 21.2133 | 21.2332 | 21.2504 | 21.2652 | 21.2779 | 21.2888 | 6.0346 | 1.8707 | 0 | 0 | 0 | 0 | 0 | 0 | 0 | 0 | 0 | 0 | 0 | 0 | 0 | 0 | 0 | 0 | 0 | 0 | 0 | 0 | 0 | 0 | 0 | 0 | 0 | 351 | 355 | TRUE
OR_Residential_LI - Single Family_Existing_Space Heating_Natural Gas_Furnace | Retrofit | OR | Residential | LI - Mobile Home | Existing | Water Heating | Water Heater - Pipe Insulation | ORM304 | R-4 Insulation Installed | 3.06 | 15 | 2.6141 | 4.0928 | 8.1532 | 14.2114 | 22.0189 | 30.7041 | 38.9229 | 45.2298 | 48.5157 | 48.3231 | 44.9226 | 39.1512 | 32.1142 | 24.8786 | 18.2588 | 10.1163 | 4.3605 | 0 | 0 | 0 | 0 | 0 | 0 | 0 | 0 | 0.23621 | 0.6013 | 1.3215 | 2.5643 | 4.4704 | 7.102 | 10.406 | 14.2104 | 18.2573 | 22.2591 | 25.9523 | 29.1466 | 31.7445 | 33.7366 | 35.1796 | 35.9505 | 36.2506 | 36.1984 | 36.1533 | 36.1141 | 36.0803 | 36.051 | 36.0259 | 36.0044 | 35.986 | 0.23621 | 0.36694 | 0.72505 | 1.2535 | 1.9267 | 2.666 | 3.3552 | 3.8731 | 4.1302 | 4.0932 | 3.7888 | 3.2899 | 2.69 | 2.0783 | 1.5217 | 0.84143 | 0.36206 | 0 | 0 | 0 | 0 | 0 | 0 | 0 | 0 | 1.8257 | 1.8401 | 1.8551 | 1.8703 | 1.8854 | 1.9 | 1.9138 | 1.9265 | 1.9379 | 1.9476 | 1.956 | 1.9632 | 1.9695 | 1.9748 | 1.9794 | 1.9834 | 1.9868 | 1.9897 | 1.9922 | 1.9944 | 1.9962 | 1.9978 | 1.9992 | 2.0004 | 2.0015 | 0.92329 | 0.28622 | 3.1618e-06 | 4.9503e-06 | 9.8614e-06 | 1.7189e-05 | 2.6632e-05 | 3.7137e-05 | 4.7078e-05 | 5.4706e-05 | 5.868e-05 | 5.8447e-05 | 5.4334e-05 | 4.7354e-05 | 3.8843e-05 | 3.0091e-05 | 2.2084e-05 | 1.2236e-05 | 5.274e-06 | 0 | 0 | 0 | 0 | 0 | 0 | 0 | 0 | 352 | 356 | TRUE
OR_Residential_LI - Single Family_Existing_Space Heating_Natural Gas_Furnace | Retrofit | OR | Residential | LI - Mobile Home | Existing | Water Heating | Water Heater - Desuperheater | ORM305 | Installed | 1449.47 | 20 | 0 | 0 | 0 | 0 | 0 | 0 | 0 | 0 | 0 | 0 | 0 | 0 | 0 | 0 | 0 | 0 | 0 | 0 | 0 | 0 | 0 | 0 | 0 | 0 | 0 | 0 | 0 | 0 | 0 | 0 | 0 | 0 | 0 | 0 | 0 | 0 | 0 | 0 | 0 | 0 | 0 | 0 | 0 | 0 | 0 | 0 | 0 | 0 | 0 | 0 | 0 | 0 | 0 | 0 | 0 | 0 | 0 | 0 | 0 | 0 | 0 | 0 | 0 | 0 | 0 | 0 | 0 | 0 | 0 | 0 | 0 | 0 | 0 | 0 | 0 | 6.8881 | 6.9423 | 6.9989 | 7.0563 | 7.1132 | 7.1683 | 7.2204 | 7.2684 | 7.3112 | 7.348 | 7.3797 | 7.407 | 7.4304 | 7.4507 | 7.4681 | 7.4831 | 7.496 | 7.5068 | 7.5162 | 7.5243 | 7.5314 | 7.5375 | 7.5428 | 7.5473 | 7.5511 | 437.3479 | 135.5779 | 0 | 0 | 0 | 0 | 0 | 0 | 0 | 0 | 0 | 0 | 0 | 0 | 0 | 0 | 0 | 0 | 0 | 0 | 0 | 0 | 0 | 0 | 0 | 0 | 0 | 353 | 357 | TRUE
OR_Residential_LI - Single Family_Existing_Space Heating_Natural Gas_Furnace | Retrofit | OR | Residential | LI - Mobile Home | Existing | Water Heating | Water Heater - Temperature Setback | ORM306 | Water Set at 120°F | 5.09 | 2 | 0 | 0 | 0 | 0 | 0 | 0 | 0 | 0 | 0 | 0 | 0 | 0 | 0 | 0 | 0 | 0 | 0 | 0 | 0 | 0 | 0 | 0 | 0 | 0 | 0 | 0 | 0 | 0 | 0 | 0 | 0 | 0 | 0 | 0 | 0 | 0 | 0 | 0 | 0 | 0 | 0 | 0 | 0 | 0 | 0 | 0 | 0 | 0 | 0 | 0 | 0 | 0 | 0 | 0 | 0 | 0 | 0 | 0 | 0 | 0 | 0 | 0 | 0 | 0 | 0 | 0 | 0 | 0 | 0 | 0 | 0 | 0 | 0 | 0 | 0 | 4.3881 | 4.4226 | 4.4587 | 4.4952 | 4.5315 | 4.5666 | 4.5998 | 4.6304 | 4.6576 | 4.6811 | 4.7013 | 4.7186 | 4.7336 | 4.7465 | 4.7576 | 4.7672 | 4.7754 | 4.7823 | 4.7882 | 4.7934 | 4.7979 | 4.8018 | 4.8052 | 4.808 | 4.8105 | 1.5358 | 0.4761 | 0 | 0 | 0 | 0 | 0 | 0 | 0 | 0 | 0 | 0 | 0 | 0 | 0 | 0 | 0 | 0 | 0 | 0 | 0 | 0 | 0 | 0 | 0 | 0 | 0 | 354 | 358 | TRUE
OR_Residential_LI - Single Family_Existing_Space Heating_Natural Gas_Furnace | Retrofit | OR | Residential | LI - Mobile Home | Existing | Water Heating | Water Heater - Tank Blanket/Insulation | ORM307 | Installed | 38.68 | 5 | 0 | 0 | 0 | 0 | 0 | 0 | 0 | 0 | 0 | 0 | 0 | 0 | 0 | 0 | 0 | 0 | 0 | 0 | 0 | 0 | 0 | 0 | 0 | 0 | 0 | 0 | 0 | 0 | 0 | 0 | 0 | 0 | 0 | 0 | 0 | 0 | 0 | 0 | 0 | 0 | 0 | 0 | 0 | 0 | 0 | 0 | 0 | 0 | 0 | 0 | 0 | 0 | 0 | 0 | 0 | 0 | 0 | 0 | 0 | 0 | 0 | 0 | 0 | 0 | 0 | 0 | 0 | 0 | 0 | 0 | 0 | 0 | 0 | 0 | 0 | 0 | 0 | 0 | 0 | 0 | 0 | 0 | 0 | 0 | 0 | 0 | 0 | 0 | 0 | 0 | 0 | 0 | 0 | 0 | 0 | 0 | 0 | 0 | 0 | 0 | 11.6709 | 3.618 | 0 | 0 | 0 | 0 | 0 | 0 | 0 | 0 | 0 | 0 | 0 | 0 | 0 | 0 | 0 | 0 | 0 | 0 | 0 | 0 | 0 | 0 | 0 | 0 | 0 | 355 | 359 | TRUE
OR_Residential_LI - Single Family_Existing_Space Heating_Natural Gas_Furnace | Retrofit | OR | Residential | LI - Mobile Home | Existing | Water Heating | Water Heater - Thermostatic Shower Restriction Valve | ORM308 | Installed | 24.46 | 10 | 0 | 0 | 0 | 0 | 0 | 0 | 0 | 0 | 0 | 0 | 0 | 0 | 0 | 0 | 0 | 0 | 0 | 0 | 0 | 0 | 0 | 0 | 0 | 0 | 0 | 0 | 0 | 0 | 0 | 0 | 0 | 0 | 0 | 0 | 0 | 0 | 0 | 0 | 0 | 0 | 0 | 0 | 0 | 0 | 0 | 0 | 0 | 0 | 0 | 0 | 0 | 0 | 0 | 0 | 0 | 0 | 0 | 0 | 0 | 0 | 0 | 0 | 0 | 0 | 0 | 0 | 0 | 0 | 0 | 0 | 0 | 0 | 0 | 0 | 0 | 8.3908 | 8.4568 | 8.5258 | 8.5956 | 8.6649 | 8.7321 | 8.7955 | 8.854 | 8.9062 | 8.951 | 8.9896 | 9.0228 | 9.0514 | 9.0761 | 9.0973 | 9.1156 | 9.1313 | 9.1445 | 9.1559 | 9.1658 | 9.1744 | 9.1819 | 9.1883 | 9.1938 | 9.1985 | 7.3803 | 2.2879 | 0 | 0 | 0 | 0 | 0 | 0 | 0 | 0 | 0 | 0 | 0 | 0 | 0 | 0 | 0 | 0 | 0 | 0 | 0 | 0 | 0 | 0 | 0 | 0 | 0 | 356 | 360 | TRUE
OR_Residential_LI - Single Family_Existing_Space Heating_Natural Gas_Furnace | Retrofit | OR | Residential | LI - Mobile Home | Existing | Water Heating | Water Heater - Timer | ORM309 | Installed | 139.02 | 7 | 0 | 0 | 0 | 0 | 0 | 0 | 0 | 0 | 0 | 0 | 0 | 0 | 0 | 0 | 0 | 0 | 0 | 0 | 0 | 0 | 0 | 0 | 0 | 0 | 0 | 0 | 0 | 0 | 0 | 0 | 0 | 0 | 0 | 0 | 0 | 0 | 0 | 0 | 0 | 0 | 0 | 0 | 0 | 0 | 0 | 0 | 0 | 0 | 0 | 0 | 0 | 0 | 0 | 0 | 0 | 0 | 0 | 0 | 0 | 0 | 0 | 0 | 0 | 0 | 0 | 0 | 0 | 0 | 0 | 0 | 0 | 0 | 0 | 0 | 0 | 21.1593 | 21.3259 | 21.4997 | 21.6759 | 21.8507 | 22.02 | 22.18 | 22.3274 | 22.459 | 22.572 | 22.6694 | 22.7532 | 22.8253 | 22.8874 | 22.941 | 22.9871 | 23.0267 | 23.06 | 23.0888 | 23.1138 | 23.1354 | 23.1543 | 23.1704 | 23.1842 | 23.1961 | 41.9464 | 13.0034 | 0 | 0 | 0 | 0 | 0 | 0 | 0 | 0 | 0 | 0 | 0 | 0 | 0 | 0 | 0 | 0 | 0 | 0 | 0 | 0 | 0 | 0 | 0 | 0 | 0 | 357 | 361 | TRUE
OR_Residential_LI - Single Family_Existing_Space Heating_Natural Gas_Furnace | Lost Opportunity | OR | Residential | LI - Mobile Home | Existing | Water Heating | Water Heater - Solar System | ORM310 | Installed | 7455.26 | 30 | 0 | 0 | 0 | 0 | 0 | 0 | 0 | 0 | 0 | 0 | 0 | 0 | 0 | 0 | 0 | 0 | 0 | 0 | 0 | 0 | 0 | 0 | 0 | 0 | 0 | 0 | 0 | 0 | 0 | 0 | 0 | 0 | 0 | 0 | 0 | 0 | 0 | 0 | 0 | 0 | 0 | 0 | 0 | 0 | 0 | 0 | 0 | 0 | 0 | 0 | 0 | 0 | 0 | 0 | 0 | 0 | 0 | 0 | 0 | 0 | 0 | 0 | 0 | 0 | 0 | 0 | 0 | 0 | 0 | 0 | 0 | 0 | 0 | 0 | 0 | 28.111 | 28.3323 | 28.5632 | 28.7973 | 29.0295 | 29.2545 | 29.4671 | 29.6629 | 29.8377 | 29.9879 | 30.1172 | 30.2285 | 30.3244 | 30.4069 | 30.4781 | 30.5393 | 30.592 | 30.6361 | 30.6744 | 30.7076 | 30.7364 | 30.7614 | 30.7828 | 30.8012 | 30.817 | 2249.4723 | 697.3364 | 0 | 0 | 0 | 0 | 0 | 0 | 0 | 0 | 0 | 0 | 0 | 0 | 0 | 0 | 0 | 0 | 0 | 0 | 0 | 0 | 0 | 0 | 0 | 0 | 0 | 358 | 362 | TRUE
OR_Residential_LI - Single Family_Existing_Space Heating_Natural Gas_Furnace | Lost Opportunity | OR | Residential | LI - Mobile Home | Existing | Water Heating | Water Heater - Intermittent Ignition System | ORM311 | Installed | 105 | 20 | 0 | 3.0135 | 6.6704 | 13.0391 | 22.8958 | 36.6218 | 53.9918 | 74.1309 | 95.6687 | 117.0344 | 136.785 | 153.8602 | 167.7009 | 178.2307 | 185.7398 | 190.7313 | 193.7782 | 195.4202 | 196.1064 | 196.3785 | 196.3846 | 192.5917 | 188.1584 | 181.0164 | 170.3894 | 0 | 2.1851 | 6.9651 | 16.2096 | 32.2794 | 57.7382 | 94.939 | 145.6059 | 210.5418 | 289.5443 | 381.4433 | 484.4026 | 596.2506 | 714.796 | 838.0604 | 964.4255 | 1092.6454 | 1221.8784 | 1351.4568 | 1481.1341 | 1610.7658 | 1737.8387 | 1861.967 | 1981.3614 | 2093.7178 | 0 | 2.1851 | 4.7977 | 9.3015 | 16.2009 | 25.7109 | 37.6263 | 51.3107 | 65.8175 | 80.0977 | 93.1957 | 104.4263 | 113.4449 | 120.2278 | 124.9906 | 128.086 | 129.9048 | 130.8158 | 131.1105 | 131.1494 | 131.0297 | 128.3937 | 125.35 | 120.5192 | 113.385 | 6.4742 | 6.5252 | 6.5783 | 6.6322 | 6.6857 | 6.7375 | 6.7865 | 6.8316 | 6.8719 | 6.9064 | 6.9362 | 6.9619 | 6.984 | 7.003 | 7.0193 | 7.0334 | 7.0456 | 7.0558 | 7.0646 | 7.0722 | 7.0788 | 7.0846 | 7.0895 | 7.0938 | 7.0974 | 31.6816 | 9.8213 | 0 | 0.00012507 | 0.00027684 | 0.00054116 | 0.00095024 | 0.0015199 | 0.0022408 | 0.0030766 | 0.0039705 | 0.0048573 | 0.005677 | 0.0063856 | 0.0069601 | 0.0073971 | 0.0077087 | 0.0079159 | 0.0080424 | 0.0081105 | 0.008139 | 0.0081503 | 0.0081505 | 0.0079931 | 0.0078091 | 0.0075127 | 0.0070717 | 359 | 363 | TRUE
OR_Residential_LI - Single Family_Existing_Space Heating_Natural Gas_Furnace | Retrofit | OR | Residential | LI - Mobile Home | Existing | Space Heating | Circulation Pump - High Efficiency | ORM312 | High efficient circulation pump | 456.73 | 11.5 | 0 | 0 | 0 | 0 | 0 | 0 | 0 | 0 | 0 | 0 | 0 | 0 | 0 | 0 | 0 | 0 | 0 | 0 | 0 | 0 | 0 | 0 | 0 | 0 | 0 | 0 | 0 | 0 | 0 | 0 | 0 | 0 | 0 | 0 | 0 | 0 | 0 | 0 | 0 | 0 | 0 | 0 | 0 | 0 | 0 | 0 | 0 | 0 | 0 | 0 | 0 | 0 | 0 | 0 | 0 | 0 | 0 | 0 | 0 | 0 | 0 | 0 | 0 | 0 | 0 | 0 | 0 | 0 | 0 | 0 | 0 | 0 | 0 | 0 | 0 | 0 | 0 | 0 | 0 | 0 | 0 | 0 | 0 | 0 | 0 | 0 | 0 | 0 | 0 | 0 | 0 | 0 | 0 | 0 | 0 | 0 | 0 | 0 | 0 | 0 | 137.8089 | 42.7208 | 0 | 0 | 0 | 0 | 0 | 0 | 0 | 0 | 0 | 0 | 0 | 0 | 0 | 0 | 0 | 0 | 0 | 0 | 0 | 0 | 0 | 0 | 0 | 0 | 0 | 360 | 364 | TRUE
OR_Residential_LI - Single Family_Existing_Space Heating_Natural Gas_Furnace | Retrofit | OR | Residential | LI - Mobile Home | Existing | Water Heating | Circulation Pump - High Efficiency | ORM313 | High efficient circulation pump | 456.73 | 11.5 | 0 | 0 | 0 | 0 | 0 | 0 | 0 | 0 | 0 | 0 | 0 | 0 | 0 | 0 | 0 | 0 | 0 | 0 | 0 | 0 | 0 | 0 | 0 | 0 | 0 | 0 | 0 | 0 | 0 | 0 | 0 | 0 | 0 | 0 | 0 | 0 | 0 | 0 | 0 | 0 | 0 | 0 | 0 | 0 | 0 | 0 | 0 | 0 | 0 | 0 | 0 | 0 | 0 | 0 | 0 | 0 | 0 | 0 | 0 | 0 | 0 | 0 | 0 | 0 | 0 | 0 | 0 | 0 | 0 | 0 | 0 | 0 | 0 | 0 | 0 | 0 | 0 | 0 | 0 | 0 | 0 | 0 | 0 | 0 | 0 | 0 | 0 | 0 | 0 | 0 | 0 | 0 | 0 | 0 | 0 | 0 | 0 | 0 | 0 | 0 | 137.8089 | 42.7208 | 0 | 0 | 0 | 0 | 0 | 0 | 0 | 0 | 0 | 0 | 0 | 0 | 0 | 0 | 0 | 0 | 0 | 0 | 0 | 0 | 0 | 0 | 0 | 0 | 0 | 361 | 365 | TRUE
OR_Residential_LI - Single Family_Existing_Space Heating_Natural Gas_Furnace | Retrofit | OR | Residential | LI - Mobile Home | Existing | Space Heating | Circulation Pump - Timer | ORM314 | Controls added | 1074.28 | 11.5 | 0 | 0 | 0 | 0 | 0 | 0 | 0 | 0 | 0 | 0 | 0 | 0 | 0 | 0 | 0 | 0 | 0 | 0 | 0 | 0 | 0 | 0 | 0 | 0 | 0 | 0 | 0 | 0 | 0 | 0 | 0 | 0 | 0 | 0 | 0 | 0 | 0 | 0 | 0 | 0 | 0 | 0 | 0 | 0 | 0 | 0 | 0 | 0 | 0 | 0 | 0 | 0 | 0 | 0 | 0 | 0 | 0 | 0 | 0 | 0 | 0 | 0 | 0 | 0 | 0 | 0 | 0 | 0 | 0 | 0 | 0 | 0 | 0 | 0 | 0 | 1.7659 | 1.7798 | 1.7943 | 1.809 | 1.8236 | 1.8377 | 1.8511 | 1.8634 | 1.8744 | 1.8838 | 1.8919 | 1.8989 | 1.9049 | 1.9101 | 1.9146 | 1.9184 | 1.9217 | 1.9245 | 1.9269 | 1.929 | 1.9308 | 1.9324 | 1.9337 | 1.9349 | 1.9359 | 324.142 | 100.484 | 0 | 0 | 0 | 0 | 0 | 0 | 0 | 0 | 0 | 0 | 0 | 0 | 0 | 0 | 0 | 0 | 0 | 0 | 0 | 0 | 0 | 0 | 0 | 0 | 0 | 362 | 366 | TRUE
OR_Residential_LI - Single Family_Existing_Space Heating_Natural Gas_Furnace | Retrofit | OR | Residential | LI - Mobile Home | Existing | Water Heating | Circulation Pump - Timer | ORM315 | Controls added | 1074.28 | 11.5 | 0 | 0 | 0 | 0 | 0 | 0 | 0 | 0 | 0 | 0 | 0 | 0 | 0 | 0 | 0 | 0 | 0 | 0 | 0 | 0 | 0 | 0 | 0 | 0 | 0 | 0 | 0 | 0 | 0 | 0 | 0 | 0 | 0 | 0 | 0 | 0 | 0 | 0 | 0 | 0 | 0 | 0 | 0 | 0 | 0 | 0 | 0 | 0 | 0 | 0 | 0 | 0 | 0 | 0 | 0 | 0 | 0 | 0 | 0 | 0 | 0 | 0 | 0 | 0 | 0 | 0 | 0 | 0 | 0 | 0 | 0 | 0 | 0 | 0 | 0 | 1.7659 | 1.7798 | 1.7943 | 1.809 | 1.8236 | 1.8377 | 1.8511 | 1.8634 | 1.8744 | 1.8838 | 1.8919 | 1.8989 | 1.9049 | 1.9101 | 1.9146 | 1.9184 | 1.9217 | 1.9245 | 1.9269 | 1.929 | 1.9308 | 1.9324 | 1.9337 | 1.9349 | 1.9359 | 324.142 | 100.484 | 0 | 0 | 0 | 0 | 0 | 0 | 0 | 0 | 0 | 0 | 0 | 0 | 0 | 0 | 0 | 0 | 0 | 0 | 0 | 0 | 0 | 0 | 0 | 0 | 0 | 363 | 367 | TRUE
OR_Residential_LI - Single Family_Existing_Space Heating_Natural Gas_Furnace | Retrofit | OR | Residential | LI - Mobile Home | Existing | Water Heating | Clothes Washer - ENERGY STAR (8.0) | ORM316 | Energy Star Washer | 63.39 | 14.2 | 0 | 0 | 0 | 0 | 0 | 0 | 0 | 0 | 0 | 0 | 0 | 0 | 0 | 0 | 0 | 0 | 0 | 0 | 0 | 0 | 0 | 0 | 0 | 0 | 0 | 0 | 0 | 0 | 0 | 0 | 0 | 0 | 0 | 0 | 0 | 0 | 0 | 0 | 0 | 0 | 0 | 0 | 0 | 0 | 0 | 0 | 0 | 0 | 0 | 0 | 0 | 0 | 0 | 0 | 0 | 0 | 0 | 0 | 0 | 0 | 0 | 0 | 0 | 0 | 0 | 0 | 0 | 0 | 0 | 0 | 0 | 0 | 0 | 0 | 0 | 9.196 | 9.2684 | 9.3439 | 9.4205 | 9.4964 | 9.57 | 9.6396 | 9.7036 | 9.7608 | 9.8099 | 9.8522 | 9.8887 | 9.92 | 9.947 | 9.9703 | 9.9903 | 10.0076 | 10.022 | 10.0345 | 10.0454 | 10.0548 | 10.063 | 10.07 | 10.076 | 10.0812 | 19.1266 | 5.9293 | 0 | 0 | 0 | 0 | 0 | 0 | 0 | 0 | 0 | 0 | 0 | 0 | 0 | 0 | 0 | 0 | 0 | 0 | 0 | 0 | 0 | 0 | 0 | 0 | 0 | 364 | 368 | TRUE
OR_Residential_LI - Single Family_Existing_Space Heating_Natural Gas_Furnace | Retrofit | OR | Residential | LI - Mobile Home | Existing | Appliances | Clothes Washer - ENERGY STAR (8.0) | ORM317 | Energy Star Washer | 63.39 | 14.2 | 0 | 0 | 0 | 0 | 0 | 0 | 0 | 0 | 0 | 0 | 0 | 0 | 0 | 0 | 0 | 0 | 0 | 0 | 0 | 0 | 0 | 0 | 0 | 0 | 0 | 0 | 0 | 0 | 0 | 0 | 0 | 0 | 0 | 0 | 0 | 0 | 0 | 0 | 0 | 0 | 0 | 0 | 0 | 0 | 0 | 0 | 0 | 0 | 0 | 0 | 0 | 0 | 0 | 0 | 0 | 0 | 0 | 0 | 0 | 0 | 0 | 0 | 0 | 0 | 0 | 0 | 0 | 0 | 0 | 0 | 0 | 0 | 0 | 0 | 0 | 9.196 | 9.2684 | 9.3439 | 9.4205 | 9.4964 | 9.57 | 9.6396 | 9.7036 | 9.7608 | 9.8099 | 9.8522 | 9.8887 | 9.92 | 9.947 | 9.9703 | 9.9903 | 10.0076 | 10.022 | 10.0345 | 10.0454 | 10.0548 | 10.063 | 10.07 | 10.076 | 10.0812 | 19.1266 | 5.9293 | 0 | 0 | 0 | 0 | 0 | 0 | 0 | 0 | 0 | 0 | 0 | 0 | 0 | 0 | 0 | 0 | 0 | 0 | 0 | 0 | 0 | 0 | 0 | 0 | 0 | 365 | 369 | TRUE
OR_Residential_LI - Single Family_Existing_Space Heating_Natural Gas_Furnace | Retrofit | OR | Residential | LI - Mobile Home | Existing | Water Heating | Dishwasher ENERGY STAR (6.0) | ORM318 | Dishwasher meeting ENERGY STAR (6.0) specification | 80.44 | 11 | 0 | 0 | 0 | 0 | 0 | 0 | 0 | 0 | 0 | 0 | 0 | 0 | 0 | 0 | 0 | 0 | 0 | 0 | 0 | 0 | 0 | 0 | 0 | 0 | 0 | 0 | 0 | 0 | 0 | 0 | 0 | 0 | 0 | 0 | 0 | 0 | 0 | 0 | 0 | 0 | 0 | 0 | 0 | 0 | 0 | 0 | 0 | 0 | 0 | 0 | 0 | 0 | 0 | 0 | 0 | 0 | 0 | 0 | 0 | 0 | 0 | 0 | 0 | 0 | 0 | 0 | 0 | 0 | 0 | 0 | 0 | 0 | 0 | 0 | 0 | 83.7748 | 84.4342 | 85.1224 | 85.8199 | 86.512 | 87.1823 | 87.816 | 88.3996 | 88.9206 | 89.3679 | 89.7534 | 90.0852 | 90.3709 | 90.6169 | 90.8289 | 91.0113 | 91.1683 | 91.2999 | 91.4139 | 91.5129 | 91.5987 | 91.6732 | 91.737 | 91.7918 | 91.8388 | 24.2711 | 7.524 | 0 | 0 | 0 | 0 | 0 | 0 | 0 | 0 | 0 | 0 | 0 | 0 | 0 | 0 | 0 | 0 | 0 | 0 | 0 | 0 | 0 | 0 | 0 | 0 | 0 | 366 | 370 | TRUE
OR_Residential_LI - Single Family_Existing_Space Heating_Natural Gas_Furnace | Retrofit | OR | Residential | LI - Mobile Home | Existing | Miscellaneous | Pool Heater - Solar System | ORM319 | Solar thermal system installed on top of existing solar pool heater | 3564.17 | 30 | 0 | 0 | 0 | 0 | 0 | 0 | 0 | 0 | 0 | 0 | 0 | 0 | 0 | 0 | 0 | 0 | 0 | 0 | 0 | 0 | 0 | 0 | 0 | 0 | 0 | 0 | 0 | 0 | 0 | 0 | 0 | 0 | 0 | 0 | 0 | 0 | 0 | 0 | 0 | 0 | 0 | 0 | 0 | 0 | 0 | 0 | 0 | 0 | 0 | 0 | 0 | 0 | 0 | 0 | 0 | 0 | 0 | 0 | 0 | 0 | 0 | 0 | 0 | 0 | 0 | 0 | 0 | 0 | 0 | 0 | 0 | 0 | 0 | 0 | 0 | 0 | 0 | 0 | 0 | 0 | 0 | 0 | 0 | 0 | 0 | 0 | 0 | 0 | 0 | 0 | 0 | 0 | 0 | 0 | 0 | 0 | 0 | 0 | 0 | 0 | 1075.4155 | 333.3788 | 0 | 0 | 0 | 0 | 0 | 0 | 0 | 0 | 0 | 0 | 0 | 0 | 0 | 0 | 0 | 0 | 0 | 0 | 0 | 0 | 0 | 0 | 0 | 0 | 0 | 367 | 371 | TRUE
OR_Residential_LI - Single Family_Existing_Space Heating_Natural Gas_Furnace | Retrofit | OR | Residential | LI - Mobile Home | Existing | Miscellaneous | Pool Covers | ORM320 | Installed | 422.21 | 6 | 0 | 0 | 0 | 0 | 0 | 0 | 0 | 0 | 0 | 0 | 0 | 0 | 0 | 0 | 0 | 0 | 0 | 0 | 0 | 0 | 0 | 0 | 0 | 0 | 0 | 0 | 0 | 0 | 0 | 0 | 0 | 0 | 0 | 0 | 0 | 0 | 0 | 0 | 0 | 0 | 0 | 0 | 0 | 0 | 0 | 0 | 0 | 0 | 0 | 0 | 0 | 0 | 0 | 0 | 0 | 0 | 0 | 0 | 0 | 0 | 0 | 0 | 0 | 0 | 0 | 0 | 0 | 0 | 0 | 0 | 0 | 0 | 0 | 0 | 0 | 0 | 0 | 0 | 0 | 0 | 0 | 0 | 0 | 0 | 0 | 0 | 0 | 0 | 0 | 0 | 0 | 0 | 0 | 0 | 0 | 0 | 0 | 0 | 0 | 0 | 127.3932 | 39.4919 | 0 | 0 | 0 | 0 | 0 | 0 | 0 | 0 | 0 | 0 | 0 | 0 | 0 | 0 | 0 | 0 | 0 | 0 | 0 | 0 | 0 | 0 | 0 | 0 | 0 | 368 | 372 | TRUE
OR_Residential_LI - Single Family_Existing_Space Heating_Natural Gas_Furnace | Lost Opportunity | OR | Residential | LI - Mobile Home | Existing | Space Heating | ENERGY STAR Home Design | ORM321 | ENERGY STAR Home Design | 1 | 25 | 0 | 0 | 0 | 0 | 0 | 0 | 0 | 0 | 0 | 0 | 0 | 0 | 0 | 0 | 0 | 0 | 0 | 0 | 0 | 0 | 0 | 0 | 0 | 0 | 0 | 0 | 0 | 0 | 0 | 0 | 0 | 0 | 0 | 0 | 0 | 0 | 0 | 0 | 0 | 0 | 0 | 0 | 0 | 0 | 0 | 0 | 0 | 0 | 0 | 0 | 0 | 0 | 0 | 0 | 0 | 0 | 0 | 0 | 0 | 0 | 0 | 0 | 0 | 0 | 0 | 0 | 0 | 0 | 0 | 0 | 0 | 0 | 0 | 0 | 0 | 0 | 0 | 0 | 0 | 0 | 0 | 0 | 0 | 0 | 0 | 0 | 0 | 0 | 0 | 0 | 0 | 0 | 0 | 0 | 0 | 0 | 0 | 0 | 0 | 0 | 0 | 0 | 0 | 0 | 0 | 0 | 0 | 0 | 0 | 0 | 0 | 0 | 0 | 0 | 0 | 0 | 0 | 0 | 0 | 0 | 0 | 0 | 0 | 0 | 0 | 0 | 0 | 369 | 373 | TRUE
OR_Residential_LI - Single Family_Existing_Space Heating_Natural Gas_Furnace | Lost Opportunity | OR | Residential | LI - Mobile Home | Existing | Water Heating | ENERGY STAR Home Design | ORM322 | ENERGY STAR Home Design | 1 | 25 | 0 | 0 | 0 | 0 | 0 | 0 | 0 | 0 | 0 | 0 | 0 | 0 | 0 | 0 | 0 | 0 | 0 | 0 | 0 | 0 | 0 | 0 | 0 | 0 | 0 | 0 | 0 | 0 | 0 | 0 | 0 | 0 | 0 | 0 | 0 | 0 | 0 | 0 | 0 | 0 | 0 | 0 | 0 | 0 | 0 | 0 | 0 | 0 | 0 | 0 | 0 | 0 | 0 | 0 | 0 | 0 | 0 | 0 | 0 | 0 | 0 | 0 | 0 | 0 | 0 | 0 | 0 | 0 | 0 | 0 | 0 | 0 | 0 | 0 | 0 | 0 | 0 | 0 | 0 | 0 | 0 | 0 | 0 | 0 | 0 | 0 | 0 | 0 | 0 | 0 | 0 | 0 | 0 | 0 | 0 | 0 | 0 | 0 | 0 | 0 | 0 | 0 | 0 | 0 | 0 | 0 | 0 | 0 | 0 | 0 | 0 | 0 | 0 | 0 | 0 | 0 | 0 | 0 | 0 | 0 | 0 | 0 | 0 | 0 | 0 | 0 | 0 | 370 | 374 | TRUE
OR_Residential_LI - Single Family_Existing_Space Heating_Natural Gas_Furnace | Lost Opportunity | OR | Residential | LI - Mobile Home | Existing | Appliances | ENERGY STAR Home Design | ORM323 | ENERGY STAR Home Design | 1 | 25 | 0 | 0 | 0 | 0 | 0 | 0 | 0 | 0 | 0 | 0 | 0 | 0 | 0 | 0 | 0 | 0 | 0 | 0 | 0 | 0 | 0 | 0 | 0 | 0 | 0 | 0 | 0 | 0 | 0 | 0 | 0 | 0 | 0 | 0 | 0 | 0 | 0 | 0 | 0 | 0 | 0 | 0 | 0 | 0 | 0 | 0 | 0 | 0 | 0 | 0 | 0 | 0 | 0 | 0 | 0 | 0 | 0 | 0 | 0 | 0 | 0 | 0 | 0 | 0 | 0 | 0 | 0 | 0 | 0 | 0 | 0 | 0 | 0 | 0 | 0 | 0 | 0 | 0 | 0 | 0 | 0 | 0 | 0 | 0 | 0 | 0 | 0 | 0 | 0 | 0 | 0 | 0 | 0 | 0 | 0 | 0 | 0 | 0 | 0 | 0 | 0 | 0 | 0 | 0 | 0 | 0 | 0 | 0 | 0 | 0 | 0 | 0 | 0 | 0 | 0 | 0 | 0 | 0 | 0 | 0 | 0 | 0 | 0 | 0 | 0 | 0 | 0 | 371 | 375 | TRUE
OR_Residential_LI - Single Family_Existing_Space Heating_Natural Gas_Furnace | Lost Opportunity | OR | Residential | LI - Mobile Home | Existing | Space Heating | Advanced New Construction Design - Zero Net Energy | ORM324 | ZNE-Ready Home | 2.29 | 20 | 0 | 0 | 0 | 0 | 0 | 0 | 0 | 0 | 0 | 0 | 0 | 0 | 0 | 0 | 0 | 0 | 0 | 0 | 0 | 0 | 0 | 0 | 0 | 0 | 0 | 0 | 0 | 0 | 0 | 0 | 0 | 0 | 0 | 0 | 0 | 0 | 0 | 0 | 0 | 0 | 0 | 0 | 0 | 0 | 0 | 0 | 0 | 0 | 0 | 0 | 0 | 0 | 0 | 0 | 0 | 0 | 0 | 0 | 0 | 0 | 0 | 0 | 0 | 0 | 0 | 0 | 0 | 0 | 0 | 0 | 0 | 0 | 0 | 0 | 0 | 8.4159 | 8.4723 | 8.5304 | 8.5895 | 8.6491 | 8.7086 | 8.7675 | 8.8253 | 8.8814 | 8.9355 | 8.9873 | 9.0369 | 9.0839 | 9.1285 | 9.1708 | 9.211 | 9.2492 | 9.2854 | 9.3199 | 9.3527 | 9.384 | 9.4137 | 9.4421 | 9.4691 | 9.4949 | 0.69096 | 0.2142 | 0 | 0 | 0 | 0 | 0 | 0 | 0 | 0 | 0 | 0 | 0 | 0 | 0 | 0 | 0 | 0 | 0 | 0 | 0 | 0 | 0 | 0 | 0 | 0 | 0 | 372 | 376 | TRUE
OR_Residential_LI - Single Family_Existing_Space Heating_Natural Gas_Furnace | Lost Opportunity | OR | Residential | LI - Mobile Home | Existing | Water Heating | Advanced New Construction Design - Zero Net Energy | ORM325 | ZNE-Ready Home | 2.29 | 20 | 0 | 0 | 0 | 0 | 0 | 0 | 0 | 0 | 0 | 0 | 0 | 0 | 0 | 0 | 0 | 0 | 0 | 0 | 0 | 0 | 0 | 0 | 0 | 0 | 0 | 0 | 0 | 0 | 0 | 0 | 0 | 0 | 0 | 0 | 0 | 0 | 0 | 0 | 0 | 0 | 0 | 0 | 0 | 0 | 0 | 0 | 0 | 0 | 0 | 0 | 0 | 0 | 0 | 0 | 0 | 0 | 0 | 0 | 0 | 0 | 0 | 0 | 0 | 0 | 0 | 0 | 0 | 0 | 0 | 0 | 0 | 0 | 0 | 0 | 0 | 8.4159 | 8.4723 | 8.5304 | 8.5895 | 8.6491 | 8.7086 | 8.7675 | 8.8253 | 8.8814 | 8.9355 | 8.9873 | 9.0369 | 9.0839 | 9.1285 | 9.1708 | 9.211 | 9.2492 | 9.2854 | 9.3199 | 9.3527 | 9.384 | 9.4137 | 9.4421 | 9.4691 | 9.4949 | 0.69096 | 0.2142 | 0 | 0 | 0 | 0 | 0 | 0 | 0 | 0 | 0 | 0 | 0 | 0 | 0 | 0 | 0 | 0 | 0 | 0 | 0 | 0 | 0 | 0 | 0 | 0 | 0 | 373 | 377 | TRUE
OR_Residential_LI - Single Family_Existing_Space Heating_Natural Gas_Furnace | Lost Opportunity | OR | Residential | LI - Mobile Home | Existing | Appliances | Advanced New Construction Design - Zero Net Energy | ORM326 | ZNE-Ready Home | 2.29 | 20 | 0 | 0 | 0 | 0 | 0 | 0 | 0 | 0 | 0 | 0 | 0 | 0 | 0 | 0 | 0 | 0 | 0 | 0 | 0 | 0 | 0 | 0 | 0 | 0 | 0 | 0 | 0 | 0 | 0 | 0 | 0 | 0 | 0 | 0 | 0 | 0 | 0 | 0 | 0 | 0 | 0 | 0 | 0 | 0 | 0 | 0 | 0 | 0 | 0 | 0 | 0 | 0 | 0 | 0 | 0 | 0 | 0 | 0 | 0 | 0 | 0 | 0 | 0 | 0 | 0 | 0 | 0 | 0 | 0 | 0 | 0 | 0 | 0 | 0 | 0 | 8.4159 | 8.4723 | 8.5304 | 8.5895 | 8.6491 | 8.7086 | 8.7675 | 8.8253 | 8.8814 | 8.9355 | 8.9873 | 9.0369 | 9.0839 | 9.1285 | 9.1708 | 9.211 | 9.2492 | 9.2854 | 9.3199 | 9.3527 | 9.384 | 9.4137 | 9.4421 | 9.4691 | 9.4949 | 0.69096 | 0.2142 | 0 | 0 | 0 | 0 | 0 | 0 | 0 | 0 | 0 | 0 | 0 | 0 | 0 | 0 | 0 | 0 | 0 | 0 | 0 | 0 | 0 | 0 | 0 | 0 | 0 | 374 | 378 | TRUE
OR_Residential_LI - Single Family_Existing_Space Heating_Natural Gas_Furnace | Retrofit | OR | Residential | LI - Mobile Home | Existing | Space Heating | Behavioral Programs | ORM327 | Program Participation | 4.42 | 2 | 0 | 11.2577 | 22.4832 | 28.0318 | 38.5465 | 46.0301 | 47.4039 | 29.7479 | 4.9316 | 0 | 0 | 0 | 0 | 0 | 0 | 0 | 0 | 0 | 0 | 0 | 0 | 0 | 0 | 0 | 0 | 0 | 3.4496 | 10.2685 | 18.6686 | 30.1035 | 43.6008 | 57.3065 | 65.6293 | 66.6019 | 66.1419 | 65.7047 | 65.2903 | 64.9025 | 64.5383 | 64.1942 | 63.868 | 63.5579 | 63.2628 | 62.9819 | 62.7149 | 62.4607 | 62.2185 | 61.9879 | 61.7683 | 61.5592 | 0 | 3.4496 | 6.8424 | 8.4716 | 11.5669 | 13.7134 | 14.0207 | 8.7353 | 1.4379 | 0 | 0 | 0 | 0 | 0 | 0 | 0 | 0 | 0 | 0 | 0 | 0 | 0 | 0 | 0 | 0 | 4.2683 | 4.2971 | 4.3268 | 4.3571 | 4.3875 | 4.4179 | 4.4478 | 4.4771 | 4.5055 | 4.5327 | 4.5587 | 4.5835 | 4.6069 | 4.629 | 4.65 | 4.6698 | 4.6887 | 4.7065 | 4.7234 | 4.7395 | 4.7548 | 4.7693 | 4.7832 | 4.7964 | 4.8089 | 1.3336 | 0.41343 | 0 | 1.9668e-05 | 3.928e-05 | 4.8974e-05 | 6.7344e-05 | 8.0418e-05 | 8.2818e-05 | 5.1972e-05 | 8.6158e-06 | 0 | 0 | 0 | 0 | 0 | 0 | 0 | 0 | 0 | 0 | 0 | 0 | 0 | 0 | 0 | 0 | 375 | 379 | TRUE
OR_Residential_LI - Single Family_Existing_Space Heating_Natural Gas_Furnace | Retrofit | OR | Residential | LI - Mobile Home | Existing | Water Heating | Behavioral Programs | ORM328 | Program Participation | 4.42 | 2 | 0 | 9.0283 | 17.9849 | 22.3204 | 30.5862 | 36.381 | 37.2882 | 23.0136 | 3.1757 | 0 | 0 | 0 | 0 | 0 | 0 | 0 | 0 | 0 | 0 | 0 | 0 | 0 | 0 | 0 | 0 | 0 | 0.9732 | 2.8876 | 5.2283 | 8.3952 | 12.1072 | 15.8435 | 18.0503 | 18.2064 | 18.0417 | 17.8789 | 17.7177 | 17.5583 | 17.401 | 17.2461 | 17.0942 | 16.9454 | 16.8001 | 16.6571 | 16.516 | 16.3766 | 16.2409 | 16.1089 | 15.9822 | 15.8625 | 0 | 0.9732 | 1.9225 | 2.3655 | 3.2129 | 3.7873 | 3.8465 | 2.3522 | 0.3216 | 0 | 0 | 0 | 0 | 0 | 0 | 0 | 0 | 0 | 0 | 0 | 0 | 0 | 0 | 0 | 0 | 4.2683 | 4.2971 | 4.3268 | 4.3571 | 4.3875 | 4.4179 | 4.4478 | 4.4771 | 4.5055 | 4.5327 | 4.5587 | 4.5835 | 4.6069 | 4.629 | 4.65 | 4.6698 | 4.6887 | 4.7065 | 4.7234 | 4.7395 | 4.7548 | 4.7693 | 4.7832 | 4.7964 | 4.8089 | 1.3336 | 0.41343 | 0 | 1.5773e-05 | 3.1421e-05 | 3.8995e-05 | 5.3436e-05 | 6.356e-05 | 6.5145e-05 | 4.0206e-05 | 5.5481e-06 | 0 | 0 | 0 | 0 | 0 | 0 | 0 | 0 | 0 | 0 | 0 | 0 | 0 | 0 | 0 | 0 | 376 | 380 | TRUE
OR_Residential_LI - Single Family_Existing_Space Heating_Natural Gas_Furnace | Retrofit | OR | Residential | LI - Mobile Home | Existing | Appliances | Behavioral Programs | ORM329 | Program Participation | 4.42 | 2 | 0 | 14.1592 | 28.2051 | 35.0023 | 47.9624 | 57.0465 | 58.4656 | 36.0765 | 4.9657 | 0 | 0 | 0 | 0 | 0 | 0 | 0 | 0 | 0 | 0 | 0 | 0 | 0 | 0 | 0 | 0 | 0 | 0.037845 | 0.11248 | 0.20409 | 0.32853 | 0.47523 | 0.62407 | 0.71384 | 0.72322 | 0.7201 | 0.71724 | 0.71458 | 0.71211 | 0.70979 | 0.7076 | 0.70553 | 0.70357 | 0.70169 | 0.69988 | 0.69813 | 0.69644 | 0.6948 | 0.6932 | 0.69164 | 0.69012 | 0 | 0.037845 | 0.074888 | 0.092333 | 0.12573 | 0.14865 | 0.1515 | 0.092998 | 0.01274 | 0 | 0 | 0 | 0 | 0 | 0 | 0 | 0 | 0 | 0 | 0 | 0 | 0 | 0 | 0 | 0 | 4.2683 | 4.2971 | 4.3268 | 4.3571 | 4.3875 | 4.4179 | 4.4478 | 4.4771 | 4.5055 | 4.5327 | 4.5587 | 4.5835 | 4.6069 | 4.629 | 4.65 | 4.6698 | 4.6887 | 4.7065 | 4.7234 | 4.7395 | 4.7548 | 4.7693 | 4.7832 | 4.7964 | 4.8089 | 1.3336 | 0.41343 | 0 | 2.4737e-05 | 4.9276e-05 | 6.1152e-05 | 8.3794e-05 | 9.9665e-05 | 0.00010214 | 6.3028e-05 | 8.6754e-06 | 0 | 0 | 0 | 0 | 0 | 0 | 0 | 0 | 0 | 0 | 0 | 0 | 0 | 0 | 0 | 0 | 377 | 381 | TRUE
OR_Residential_LI - Single Family_Existing_Space Heating_Natural Gas_Furnace | Retrofit | OR | Residential | LI - Mobile Home | Existing | Miscellaneous | Behavioral Programs | ORM330 | Program Participation | 4.42 | 2 | 0 | 14.1592 | 28.2051 | 35.0023 | 47.9624 | 57.0465 | 58.4656 | 36.0765 | 4.9657 | 0 | 0 | 0 | 0 | 0 | 0 | 0 | 0 | 0 | 0 | 0 | 0 | 0 | 0 | 0 | 0 | 0 | 0.0011909 | 0.0035631 | 0.0065071 | 0.010541 | 0.015339 | 0.020256 | 0.023291 | 0.023708 | 0.023708 | 0.023708 | 0.023708 | 0.023708 | 0.023708 | 0.023708 | 0.023708 | 0.023708 | 0.023708 | 0.023708 | 0.023708 | 0.023708 | 0.023708 | 0.023708 | 0.023708 | 0.023708 | 0 | 0.0011909 | 0.0023722 | 0.0029439 | 0.004034 | 0.004798 | 0.0049174 | 0.0030343 | 0.00041765 | 0 | 0 | 0 | 0 | 0 | 0 | 0 | 0 | 0 | 0 | 0 | 0 | 0 | 0 | 0 | 0 | 4.2683 | 4.2971 | 4.3268 | 4.3571 | 4.3875 | 4.4179 | 4.4478 | 4.4771 | 4.5055 | 4.5327 | 4.5587 | 4.5835 | 4.6069 | 4.629 | 4.65 | 4.6698 | 4.6887 | 4.7065 | 4.7234 | 4.7395 | 4.7548 | 4.7693 | 4.7832 | 4.7964 | 4.8089 | 1.3336 | 0.41343 | 0 | 2.4737e-05 | 4.9276e-05 | 6.1152e-05 | 8.3794e-05 | 9.9665e-05 | 0.00010214 | 6.3028e-05 | 8.6754e-06 | 0 | 0 | 0 | 0 | 0 | 0 | 0 | 0 | 0 | 0 | 0 | 0 | 0 | 0 | 0 | 0 | 378 | 382 | TRUE
OR_Residential_LI - Single Family_Existing_Space Heating_Natural Gas_Furnace | Retrofit | OR | Residential | LI - Mobile Home | New | Space Heating | Insulation - Ceiling Installation | ORM331 | R-49 | 4.13 | 25 | 0 | 0 | 0 | 0 | 0 | 0 | 0 | 0 | 0 | 0 | 0 | 0 | 0 | 0 | 0 | 0 | 0 | 0 | 0 | 0 | 0 | 0 | 0 | 0 | 0 | 0 | 0 | 0 | 0 | 0 | 0 | 0 | 0 | 0 | 0 | 0 | 0 | 0 | 0 | 0 | 0 | 0 | 0 | 0 | 0 | 0 | 0 | 0 | 0 | 0 | 0 | 0 | 0 | 0 | 0 | 0 | 0 | 0 | 0 | 0 | 0 | 0 | 0 | 0 | 0 | 0 | 0 | 0 | 0 | 0 | 0 | 0 | 0 | 0 | 0 | 73.3145 | 63.7237 | 59.6359 | 57.4463 | 56.0801 | 55.1336 | 54.4391 | 53.9078 | 53.4883 | 53.1487 | 52.7885 | 52.4379 | 52.1471 | 51.9031 | 51.6963 | 51.5195 | 51.3673 | 51.2353 | 51.1203 | 51.0194 | 50.9307 | 50.8523 | 50.7827 | 50.7208 | 50.6656 | 4.13 | 1.2803 | 0 | 0 | 0 | 0 | 0 | 0 | 0 | 0 | 0 | 0 | 0 | 0 | 0 | 0 | 0 | 0 | 0 | 0 | 0 | 0 | 0 | 0 | 0 | 0 | 0 | 379 | 383 | TRUE
OR_Residential_LI - Single Family_Existing_Space Heating_Natural Gas_Furnace | Retrofit | OR | Residential | LI - Mobile Home | New | Space Heating | Insulation - Ceiling Upgrade | ORM332 | R-49 | 3.33 | 25 | 0 | 0 | 0 | 0 | 0 | 0 | 0 | 0 | 0 | 0 | 0 | 0 | 0 | 0 | 0 | 0 | 0 | 0 | 0 | 0 | 0 | 0 | 0 | 0 | 0 | 0 | 0 | 0 | 0 | 0 | 0 | 0 | 0 | 0 | 0 | 0 | 0 | 0 | 0 | 0 | 0 | 0 | 0 | 0 | 0 | 0 | 0 | 0 | 0 | 0 | 0 | 0 | 0 | 0 | 0 | 0 | 0 | 0 | 0 | 0 | 0 | 0 | 0 | 0 | 0 | 0 | 0 | 0 | 0 | 0 | 0 | 0 | 0 | 0 | 0 | 43.3838 | 37.7085 | 35.2895 | 33.9938 | 33.1854 | 32.6253 | 32.2143 | 31.8999 | 31.6517 | 31.4507 | 31.2376 | 31.0301 | 30.858 | 30.7136 | 30.5913 | 30.4867 | 30.3966 | 30.3185 | 30.2504 | 30.1907 | 30.1382 | 30.0918 | 30.0507 | 30.014 | 29.9813 | 0.619 | 0.19189 | 0 | 0 | 0 | 0 | 0 | 0 | 0 | 0 | 0 | 0 | 0 | 0 | 0 | 0 | 0 | 0 | 0 | 0 | 0 | 0 | 0 | 0 | 0 | 0 | 0 | 380 | 384 | TRUE
OR_Residential_LI - Single Family_Existing_Space Heating_Natural Gas_Furnace | Retrofit | OR | Residential | LI - Mobile Home | New | Space Heating | Insulation - Radiant Barrier | ORM333 | Installed | 0.07 | 15 | 0 | 0 | 0 | 0 | 0 | 0 | 0 | 0 | 0 | 0 | 0 | 0 | 0 | 0 | 0 | 0 | 0 | 0 | 0 | 0 | 0 | 0 | 0 | 0 | 0 | 0 | 0 | 0 | 0 | 0 | 0 | 0 | 0 | 0 | 0 | 0 | 0 | 0 | 0 | 0 | 0 | 0 | 0 | 0 | 0 | 0 | 0 | 0 | 0 | 0 | 0 | 0 | 0 | 0 | 0 | 0 | 0 | 0 | 0 | 0 | 0 | 0 | 0 | 0 | 0 | 0 | 0 | 0 | 0 | 0 | 0 | 0 | 0 | 0 | 0 | 12.6364 | 10.9833 | 10.2787 | 9.9013 | 9.6659 | 9.5027 | 9.383 | 9.2914 | 9.2191 | 9.1606 | 9.0985 | 9.0381 | 8.988 | 8.9459 | 8.9103 | 8.8798 | 8.8536 | 8.8308 | 8.811 | 8.7936 | 8.7783 | 8.7648 | 8.7528 | 8.7421 | 8.7326 | 0.013012 | 0.0040337 | 0 | 0 | 0 | 0 | 0 | 0 | 0 | 0 | 0 | 0 | 0 | 0 | 0 | 0 | 0 | 0 | 0 | 0 | 0 | 0 | 0 | 0 | 0 | 0 | 0 | 381 | 385 | TRUE
OR_Residential_LI - Single Family_Existing_Space Heating_Natural Gas_Furnace | Retrofit | OR | Residential | LI - Mobile Home | New | Space Heating | Insulation - Wall Cavity Installation | ORM334 | R-11 | 1.41 | 45 | 0 | 0 | 0 | 0 | 0 | 0 | 0 | 0 | 0 | 0 | 0 | 0 | 0 | 0 | 0 | 0 | 0 | 0 | 0 | 0 | 0 | 0 | 0 | 0 | 0 | 0 | 0 | 0 | 0 | 0 | 0 | 0 | 0 | 0 | 0 | 0 | 0 | 0 | 0 | 0 | 0 | 0 | 0 | 0 | 0 | 0 | 0 | 0 | 0 | 0 | 0 | 0 | 0 | 0 | 0 | 0 | 0 | 0 | 0 | 0 | 0 | 0 | 0 | 0 | 0 | 0 | 0 | 0 | 0 | 0 | 0 | 0 | 0 | 0 | 0 | 14.4242 | 12.5373 | 11.733 | 11.3022 | 11.0334 | 10.8472 | 10.7106 | 10.6061 | 10.5235 | 10.4567 | 10.3858 | 10.3169 | 10.2596 | 10.2116 | 10.171 | 10.1362 | 10.1062 | 10.0803 | 10.0576 | 10.0378 | 10.0203 | 10.0049 | 9.9912 | 9.979 | 9.9682 | 1.41 | 0.4371 | 0 | 0 | 0 | 0 | 0 | 0 | 0 | 0 | 0 | 0 | 0 | 0 | 0 | 0 | 0 | 0 | 0 | 0 | 0 | 0 | 0 | 0 | 0 | 0 | 0 | 382 | 386 | TRUE
OR_Residential_LI - Single Family_Existing_Space Heating_Natural Gas_Furnace | Retrofit | OR | Residential | LI - Mobile Home | New | Space Heating | Insulation - Wall Cavity Upgrade | ORM335 | R-11 | 1.79 | 45 | 0 | 0 | 0 | 0 | 0 | 0 | 0 | 0 | 0 | 0 | 0 | 0 | 0 | 0 | 0 | 0 | 0 | 0 | 0 | 0 | 0 | 0 | 0 | 0 | 0 | 0 | 0 | 0 | 0 | 0 | 0 | 0 | 0 | 0 | 0 | 0 | 0 | 0 | 0 | 0 | 0 | 0 | 0 | 0 | 0 | 0 | 0 | 0 | 0 | 0 | 0 | 0 | 0 | 0 | 0 | 0 | 0 | 0 | 0 | 0 | 0 | 0 | 0 | 0 | 0 | 0 | 0 | 0 | 0 | 0 | 0 | 0 | 0 | 0 | 0 | 15.6364 | 13.5909 | 12.719 | 12.252 | 11.9607 | 11.7588 | 11.6107 | 11.4974 | 11.4079 | 11.3355 | 11.2586 | 11.1839 | 11.1218 | 11.0698 | 11.0257 | 10.988 | 10.9555 | 10.9274 | 10.9028 | 10.8813 | 10.8624 | 10.8457 | 10.8309 | 10.8176 | 10.8059 | 0.5126 | 0.15891 | 0 | 0 | 0 | 0 | 0 | 0 | 0 | 0 | 0 | 0 | 0 | 0 | 0 | 0 | 0 | 0 | 0 | 0 | 0 | 0 | 0 | 0 | 0 | 0 | 0 | 383 | 387 | TRUE
OR_Residential_LI - Single Family_Existing_Space Heating_Natural Gas_Furnace | Retrofit | OR | Residential | LI - Mobile Home | New | Space Heating | Insulation - Wall Sheathing | ORM336 | Install R-5 Rigid | 1.02 | 20 | 0 | 0 | 0 | 0 | 0 | 0 | 0 | 0 | 0 | 0 | 0 | 0 | 0 | 0 | 0 | 0 | 0 | 0 | 0 | 0 | 0 | 0 | 0 | 0 | 0 | 0 | 0 | 0 | 0 | 0 | 0 | 0 | 0 | 0 | 0 | 0 | 0 | 0 | 0 | 0 | 0 | 0 | 0 | 0 | 0 | 0 | 0 | 0 | 0 | 0 | 0 | 0 | 0 | 0 | 0 | 0 | 0 | 0 | 0 | 0 | 0 | 0 | 0 | 0 | 0 | 0 | 0 | 0 | 0 | 0 | 0 | 0 | 0 | 0 | 0 | 10.0716 | 8.7541 | 8.1925 | 7.8917 | 7.704 | 7.574 | 7.4786 | 7.4056 | 7.348 | 7.3013 | 7.2518 | 7.2037 | 7.1637 | 7.1302 | 7.1018 | 7.0775 | 7.0566 | 7.0385 | 7.0227 | 7.0088 | 6.9966 | 6.9858 | 6.9763 | 6.9678 | 6.9602 | 0.2921 | 0.09055 | 0 | 0 | 0 | 0 | 0 | 0 | 0 | 0 | 0 | 0 | 0 | 0 | 0 | 0 | 0 | 0 | 0 | 0 | 0 | 0 | 0 | 0 | 0 | 0 | 0 | 384 | 388 | TRUE
OR_Residential_LI - Single Family_Existing_Space Heating_Natural Gas_Furnace | Retrofit | OR | Residential | LI - Mobile Home | New | Space Heating | Insulation - External Wall Sheathing - Insulated Vinyl Siding | ORM337 | Insulated Vinyl Siding, between R-2 and R-2.7 | 1.91 | 25 | 0 | 0 | 0 | 0 | 0 | 0 | 0 | 0 | 0 | 0 | 0 | 0 | 0 | 0 | 0 | 0 | 0 | 0 | 0 | 0 | 0 | 0 | 0 | 0 | 0 | 0 | 0 | 0 | 0 | 0 | 0 | 0 | 0 | 0 | 0 | 0 | 0 | 0 | 0 | 0 | 0 | 0 | 0 | 0 | 0 | 0 | 0 | 0 | 0 | 0 | 0 | 0 | 0 | 0 | 0 | 0 | 0 | 0 | 0 | 0 | 0 | 0 | 0 | 0 | 0 | 0 | 0 | 0 | 0 | 0 | 0 | 0 | 0 | 0 | 0 | 27.0537 | 23.5146 | 22.0061 | 21.1981 | 20.694 | 20.3447 | 20.0885 | 19.8924 | 19.7376 | 19.6123 | 19.4794 | 19.35 | 19.2427 | 19.1527 | 19.0764 | 19.0111 | 18.9549 | 18.9062 | 18.8638 | 18.8266 | 18.7938 | 18.7649 | 18.7392 | 18.7164 | 18.696 | 0.54697 | 0.16956 | 0 | 0 | 0 | 0 | 0 | 0 | 0 | 0 | 0 | 0 | 0 | 0 | 0 | 0 | 0 | 0 | 0 | 0 | 0 | 0 | 0 | 0 | 0 | 0 | 0 | 385 | 389 | TRUE
OR_Residential_LI - Single Family_Existing_Space Heating_Natural Gas_Furnace | Retrofit | OR | Residential | LI - Mobile Home | New | Space Heating | Insulation - Floor Installation | ORM338 | R-30 | 1.47 | 25 | 0 | 0 | 0 | 0 | 0 | 0 | 0 | 0 | 0 | 0 | 0 | 0 | 0 | 0 | 0 | 0 | 0 | 0 | 0 | 0 | 0 | 0 | 0 | 0 | 0 | 0 | 0 | 0 | 0 | 0 | 0 | 0 | 0 | 0 | 0 | 0 | 0 | 0 | 0 | 0 | 0 | 0 | 0 | 0 | 0 | 0 | 0 | 0 | 0 | 0 | 0 | 0 | 0 | 0 | 0 | 0 | 0 | 0 | 0 | 0 | 0 | 0 | 0 | 0 | 0 | 0 | 0 | 0 | 0 | 0 | 0 | 0 | 0 | 0 | 0 | 21.1884 | 18.4166 | 17.2351 | 16.6023 | 16.2075 | 15.9339 | 15.7332 | 15.5797 | 15.4585 | 15.3603 | 15.2562 | 15.1549 | 15.0708 | 15.0003 | 14.9406 | 14.8895 | 14.8455 | 14.8073 | 14.7741 | 14.7449 | 14.7193 | 14.6966 | 14.6765 | 14.6586 | 14.6427 | 1.47 | 0.4557 | 0 | 0 | 0 | 0 | 0 | 0 | 0 | 0 | 0 | 0 | 0 | 0 | 0 | 0 | 0 | 0 | 0 | 0 | 0 | 0 | 0 | 0 | 0 | 0 | 0 | 386 | 390 | TRUE
OR_Residential_LI - Single Family_Existing_Space Heating_Natural Gas_Furnace | Retrofit | OR | Residential | LI - Mobile Home | New | Space Heating | Insulation - Floor Upgrade | ORM339 | R-30 | 2.66 | 25 | 0 | 0 | 0 | 0 | 0 | 0 | 0 | 0 | 0 | 0 | 0 | 0 | 0 | 0 | 0 | 0 | 0 | 0 | 0 | 0 | 0 | 0 | 0 | 0 | 0 | 0 | 0 | 0 | 0 | 0 | 0 | 0 | 0 | 0 | 0 | 0 | 0 | 0 | 0 | 0 | 0 | 0 | 0 | 0 | 0 | 0 | 0 | 0 | 0 | 0 | 0 | 0 | 0 | 0 | 0 | 0 | 0 | 0 | 0 | 0 | 0 | 0 | 0 | 0 | 0 | 0 | 0 | 0 | 0 | 0 | 0 | 0 | 0 | 0 | 0 | 31.9836 | 27.7996 | 26.0163 | 25.0611 | 24.4651 | 24.0521 | 23.7492 | 23.5174 | 23.3344 | 23.1862 | 23.0291 | 22.8761 | 22.7493 | 22.6428 | 22.5526 | 22.4755 | 22.4091 | 22.3515 | 22.3013 | 22.2573 | 22.2186 | 22.1844 | 22.1541 | 22.1271 | 22.103 | 0.56713 | 0.17581 | 0 | 0 | 0 | 0 | 0 | 0 | 0 | 0 | 0 | 0 | 0 | 0 | 0 | 0 | 0 | 0 | 0 | 0 | 0 | 0 | 0 | 0 | 0 | 0 | 0 | 387 | 391 | TRUE
OR_Residential_LI - Single Family_Existing_Space Heating_Natural Gas_Furnace | Retrofit | OR | Residential | LI - Mobile Home | New | Space Heating | Insulation - Basement Sidewall | ORM340 | R-11 | 2.04 | 20 | 0 | 0 | 0 | 0 | 0 | 0 | 0 | 0 | 0 | 0 | 0 | 0 | 0 | 0 | 0 | 0 | 0 | 0 | 0 | 0 | 0 | 0 | 0 | 0 | 0 | 0 | 0 | 0 | 0 | 0 | 0 | 0 | 0 | 0 | 0 | 0 | 0 | 0 | 0 | 0 | 0 | 0 | 0 | 0 | 0 | 0 | 0 | 0 | 0 | 0 | 0 | 0 | 0 | 0 | 0 | 0 | 0 | 0 | 0 | 0 | 0 | 0 | 0 | 0 | 0 | 0 | 0 | 0 | 0 | 0 | 0 | 0 | 0 | 0 | 0 | 0 | 0 | 0 | 0 | 0 | 0 | 0 | 0 | 0 | 0 | 0 | 0 | 0 | 0 | 0 | 0 | 0 | 0 | 0 | 0 | 0 | 0 | 0 | 0 | 0 | 0.58419 | 0.1811 | 0 | 0 | 0 | 0 | 0 | 0 | 0 | 0 | 0 | 0 | 0 | 0 | 0 | 0 | 0 | 0 | 0 | 0 | 0 | 0 | 0 | 0 | 0 | 0 | 0 | 388 | 392 | TRUE
OR_Residential_LI - Single Family_Existing_Space Heating_Natural Gas_Furnace | Retrofit | OR | Residential | LI - Mobile Home | New | Space Heating | Insulation - Foundation | ORM341 | R-15 | 1.03 | 70 | 0 | 0 | 0 | 0 | 0 | 0 | 0 | 0 | 0 | 0 | 0 | 0 | 0 | 0 | 0 | 0 | 0 | 0 | 0 | 0 | 0 | 0 | 0 | 0 | 0 | 0 | 0 | 0 | 0 | 0 | 0 | 0 | 0 | 0 | 0 | 0 | 0 | 0 | 0 | 0 | 0 | 0 | 0 | 0 | 0 | 0 | 0 | 0 | 0 | 0 | 0 | 0 | 0 | 0 | 0 | 0 | 0 | 0 | 0 | 0 | 0 | 0 | 0 | 0 | 0 | 0 | 0 | 0 | 0 | 0 | 0 | 0 | 0 | 0 | 0 | 4.6565 | 4.0473 | 3.7877 | 3.6486 | 3.5619 | 3.5017 | 3.4576 | 3.4239 | 3.3973 | 3.3757 | 3.3528 | 3.3305 | 3.3121 | 3.2966 | 3.2834 | 3.2722 | 3.2625 | 3.2542 | 3.2468 | 3.2404 | 3.2348 | 3.2298 | 3.2254 | 3.2215 | 3.218 | 0.2196 | 0.068076 | 0 | 0 | 0 | 0 | 0 | 0 | 0 | 0 | 0 | 0 | 0 | 0 | 0 | 0 | 0 | 0 | 0 | 0 | 0 | 0 | 0 | 0 | 0 | 0 | 0 | 389 | 393 | TRUE
OR_Residential_LI - Single Family_Existing_Space Heating_Natural Gas_Furnace | Retrofit | OR | Residential | LI - Mobile Home | New | Space Heating | Insulation - Ducting | ORM342 | R-8 | 2.54 | 45 | 0 | 0 | 0 | 0 | 0 | 0 | 0 | 0 | 0 | 0 | 0 | 0 | 0 | 0 | 0 | 0 | 0 | 0 | 0 | 0 | 0 | 0 | 0 | 0 | 0 | 0 | 0 | 0 | 0 | 0 | 0 | 0 | 0 | 0 | 0 | 0 | 0 | 0 | 0 | 0 | 0 | 0 | 0 | 0 | 0 | 0 | 0 | 0 | 0 | 0 | 0 | 0 | 0 | 0 | 0 | 0 | 0 | 0 | 0 | 0 | 0 | 0 | 0 | 0 | 0 | 0 | 0 | 0 | 0 | 0 | 0 | 0 | 0 | 0 | 0 | 0 | 0 | 0 | 0 | 0 | 0 | 0 | 0 | 0 | 0 | 0 | 0 | 0 | 0 | 0 | 0 | 0 | 0 | 0 | 0 | 0 | 0 | 0 | 0 | 0 | 2.54 | 0.7874 | 0 | 0 | 0 | 0 | 0 | 0 | 0 | 0 | 0 | 0 | 0 | 0 | 0 | 0 | 0 | 0 | 0 | 0 | 0 | 0 | 0 | 0 | 0 | 0 | 0 | 390 | 394 | TRUE
OR_Residential_LI - Single Family_Existing_Space Heating_Natural Gas_Furnace | Retrofit | OR | Residential | LI - Mobile Home | New | Space Heating | Ducting - Repair and Sealing | ORM343 | Sealed | 808.51 | 20 | 0 | 0 | 0 | 0 | 0 | 0 | 0 | 0 | 0 | 0 | 0 | 0 | 0 | 0 | 0 | 0 | 0 | 0 | 0 | 0 | 0 | 0 | 0 | 0 | 0 | 0 | 0 | 0 | 0 | 0 | 0 | 0 | 0 | 0 | 0 | 0 | 0 | 0 | 0 | 0 | 0 | 0 | 0 | 0 | 0 | 0 | 0 | 0 | 0 | 0 | 0 | 0 | 0 | 0 | 0 | 0 | 0 | 0 | 0 | 0 | 0 | 0 | 0 | 0 | 0 | 0 | 0 | 0 | 0 | 0 | 0 | 0 | 0 | 0 | 0 | 0 | 0 | 0 | 0 | 0 | 0 | 0 | 0 | 0 | 0 | 0 | 0 | 0 | 0 | 0 | 0 | 0 | 0 | 0 | 0 | 0 | 0 | 0 | 0 | 0 | 760.7526 | 235.8333 | 0 | 0 | 0 | 0 | 0 | 0 | 0 | 0 | 0 | 0 | 0 | 0 | 0 | 0 | 0 | 0 | 0 | 0 | 0 | 0 | 0 | 0 | 0 | 0 | 0 | 391 | 395 | TRUE
OR_Residential_LI - Single Family_Existing_Space Heating_Natural Gas_Furnace | Retrofit | OR | Residential | LI - Mobile Home | New | Space Heating | Ducting - Repair and Sealing - Aerosol | ORM344 | G.17 Aerosol Duct Sealing | 0.59 | 10 | 0 | 0 | 0 | 0 | 0 | 0 | 0 | 0 | 0 | 0 | 0 | 0 | 0 | 0 | 0 | 0 | 0 | 0 | 0 | 0 | 0 | 0 | 0 | 0 | 0 | 0 | 0 | 0 | 0 | 0 | 0 | 0 | 0 | 0 | 0 | 0 | 0 | 0 | 0 | 0 | 0 | 0 | 0 | 0 | 0 | 0 | 0 | 0 | 0 | 0 | 0 | 0 | 0 | 0 | 0 | 0 | 0 | 0 | 0 | 0 | 0 | 0 | 0 | 0 | 0 | 0 | 0 | 0 | 0 | 0 | 0 | 0 | 0 | 0 | 0 | 0 | 0 | 0 | 0 | 0 | 0 | 0 | 0 | 0 | 0 | 0 | 0 | 0 | 0 | 0 | 0 | 0 | 0 | 0 | 0 | 0 | 0 | 0 | 0 | 0 | 0.56626 | 0.17554 | 0 | 0 | 0 | 0 | 0 | 0 | 0 | 0 | 0 | 0 | 0 | 0 | 0 | 0 | 0 | 0 | 0 | 0 | 0 | 0 | 0 | 0 | 0 | 0 | 0 | 392 | 396 | TRUE
OR_Residential_LI - Single Family_Existing_Space Heating_Natural Gas_Furnace | Retrofit | OR | Residential | LI - Mobile Home | New | Space Heating | Building Shell - Air Sealing (Infiltration Control) | ORM345 | 0.1 ACH Reduction | 0.73 | 25 | 0 | 0 | 0 | 0 | 0 | 0 | 0 | 0 | 0 | 0 | 0 | 0 | 0 | 0 | 0 | 0 | 0 | 0 | 0 | 0 | 0 | 0 | 0 | 0 | 0 | 0 | 0 | 0 | 0 | 0 | 0 | 0 | 0 | 0 | 0 | 0 | 0 | 0 | 0 | 0 | 0 | 0 | 0 | 0 | 0 | 0 | 0 | 0 | 0 | 0 | 0 | 0 | 0 | 0 | 0 | 0 | 0 | 0 | 0 | 0 | 0 | 0 | 0 | 0 | 0 | 0 | 0 | 0 | 0 | 0 | 0 | 0 | 0 | 0 | 0 | 35.2373 | 30.6277 | 28.663 | 27.6105 | 26.9539 | 26.499 | 26.1652 | 25.9099 | 25.7082 | 25.545 | 25.3719 | 25.2033 | 25.0636 | 24.9463 | 24.8469 | 24.762 | 24.6888 | 24.6254 | 24.5701 | 24.5216 | 24.479 | 24.4413 | 24.4078 | 24.3781 | 24.3515 | 0.52407 | 0.16246 | 0 | 0 | 0 | 0 | 0 | 0 | 0 | 0 | 0 | 0 | 0 | 0 | 0 | 0 | 0 | 0 | 0 | 0 | 0 | 0 | 0 | 0 | 0 | 0 | 0 | 393 | 397 | TRUE
OR_Residential_LI - Single Family_Existing_Space Heating_Natural Gas_Furnace | Retrofit | OR | Residential | LI - Mobile Home | New | Space Heating | Building Shell - Liquid-Applied Weather-Resistive Barrier | ORM346 | Liquid-Applied Weather-Resistant Barrier | 0.72 | 15 | 0 | 0 | 0 | 0 | 0 | 0 | 0 | 0 | 0 | 0 | 0 | 0 | 0 | 0 | 0 | 0 | 0 | 0 | 0 | 0 | 0 | 0 | 0 | 0 | 0 | 0 | 0 | 0 | 0 | 0 | 0 | 0 | 0 | 0 | 0 | 0 | 0 | 0 | 0 | 0 | 0 | 0 | 0 | 0 | 0 | 0 | 0 | 0 | 0 | 0 | 0 | 0 | 0 | 0 | 0 | 0 | 0 | 0 | 0 | 0 | 0 | 0 | 0 | 0 | 0 | 0 | 0 | 0 | 0 | 0 | 0 | 0 | 0 | 0 | 0 | 5.301 | 4.6075 | 4.312 | 4.1536 | 4.0549 | 3.9864 | 3.9362 | 3.8978 | 3.8675 | 3.8429 | 3.8169 | 3.7915 | 3.7705 | 3.7528 | 3.7379 | 3.7251 | 3.7141 | 3.7046 | 3.6962 | 3.689 | 3.6825 | 3.6769 | 3.6718 | 3.6674 | 3.6634 | 0.21725 | 0.067346 | 0 | 0 | 0 | 0 | 0 | 0 | 0 | 0 | 0 | 0 | 0 | 0 | 0 | 0 | 0 | 0 | 0 | 0 | 0 | 0 | 0 | 0 | 0 | 0 | 0 | 394 | 398 | TRUE
OR_Residential_LI - Single Family_Existing_Space Heating_Natural Gas_Furnace | Retrofit | OR | Residential | LI - Mobile Home | New | Space Heating | Building Shell - Whole-Home Aerosol Sealing | ORM347 | Building Sealed | 386 | 20 | 0 | 0 | 0 | 0 | 0 | 0 | 0 | 0 | 0 | 0 | 0 | 0 | 0 | 0 | 0 | 0 | 0 | 0 | 0 | 0 | 0 | 0 | 0 | 0 | 0 | 0 | 0 | 0 | 0 | 0 | 0 | 0 | 0 | 0 | 0 | 0 | 0 | 0 | 0 | 0 | 0 | 0 | 0 | 0 | 0 | 0 | 0 | 0 | 0 | 0 | 0 | 0 | 0 | 0 | 0 | 0 | 0 | 0 | 0 | 0 | 0 | 0 | 0 | 0 | 0 | 0 | 0 | 0 | 0 | 0 | 0 | 0 | 0 | 0 | 0 | 3.9403 | 3.4248 | 3.2051 | 3.0874 | 3.014 | 2.9631 | 2.9258 | 2.8973 | 2.8747 | 2.8565 | 2.8371 | 2.8183 | 2.8026 | 2.7895 | 2.7784 | 2.7689 | 2.7607 | 2.7536 | 2.7474 | 2.742 | 2.7373 | 2.733 | 2.7293 | 2.726 | 2.723 | 116.4676 | 36.105 | 0 | 0 | 0 | 0 | 0 | 0 | 0 | 0 | 0 | 0 | 0 | 0 | 0 | 0 | 0 | 0 | 0 | 0 | 0 | 0 | 0 | 0 | 0 | 0 | 0 | 395 | 399 | TRUE
OR_Residential_LI - Single Family_Existing_Space Heating_Natural Gas_Furnace | Retrofit | OR | Residential | LI - Mobile Home | New | Space Heating | Windows - High Efficiency (Class 30) | ORM348 | Class 30 | 25.9 | 45 | 0 | 0 | 0 | 0 | 0 | 0 | 0 | 0 | 0 | 0 | 0 | 0 | 0 | 0 | 0 | 0 | 0 | 0 | 0 | 0 | 0 | 0 | 0 | 0 | 0 | 0 | 0 | 0 | 0 | 0 | 0 | 0 | 0 | 0 | 0 | 0 | 0 | 0 | 0 | 0 | 0 | 0 | 0 | 0 | 0 | 0 | 0 | 0 | 0 | 0 | 0 | 0 | 0 | 0 | 0 | 0 | 0 | 0 | 0 | 0 | 0 | 0 | 0 | 0 | 0 | 0 | 0 | 0 | 0 | 0 | 0 | 0 | 0 | 0 | 0 | 67.3321 | 58.5239 | 54.7696 | 52.7587 | 51.504 | 50.6347 | 49.9969 | 49.509 | 49.1237 | 48.8118 | 48.4809 | 48.1589 | 47.8919 | 47.6678 | 47.4779 | 47.3156 | 47.1757 | 47.0545 | 46.9489 | 46.8563 | 46.7748 | 46.7028 | 46.6389 | 46.582 | 46.5313 | 27.5128 | 8.529 | 0 | 0 | 0 | 0 | 0 | 0 | 0 | 0 | 0 | 0 | 0 | 0 | 0 | 0 | 0 | 0 | 0 | 0 | 0 | 0 | 0 | 0 | 0 | 0 | 0 | 396 | 400 | TRUE
OR_Residential_LI - Single Family_Existing_Space Heating_Natural Gas_Furnace | Retrofit | OR | Residential | LI - Mobile Home | New | Space Heating | Windows - High Efficiency (Class 22) | ORM349 | Class 22 | 30.09 | 45 | 0 | 0 | 0 | 0 | 0 | 0 | 0 | 0 | 0 | 0 | 0 | 0 | 0 | 0 | 0 | 0 | 0 | 0 | 0 | 0 | 0 | 0 | 0 | 0 | 0 | 0 | 0 | 0 | 0 | 0 | 0 | 0 | 0 | 0 | 0 | 0 | 0 | 0 | 0 | 0 | 0 | 0 | 0 | 0 | 0 | 0 | 0 | 0 | 0 | 0 | 0 | 0 | 0 | 0 | 0 | 0 | 0 | 0 | 0 | 0 | 0 | 0 | 0 | 0 | 0 | 0 | 0 | 0 | 0 | 0 | 0 | 0 | 0 | 0 | 0 | 57.4443 | 49.9296 | 46.7267 | 45.011 | 43.9406 | 43.1989 | 42.6548 | 42.2385 | 41.9098 | 41.6437 | 41.3615 | 41.0868 | 40.8589 | 40.6678 | 40.5057 | 40.3672 | 40.2479 | 40.1445 | 40.0544 | 39.9754 | 39.9059 | 39.8444 | 39.7899 | 39.7414 | 39.6981 | 27.5187 | 8.5308 | 0 | 0 | 0 | 0 | 0 | 0 | 0 | 0 | 0 | 0 | 0 | 0 | 0 | 0 | 0 | 0 | 0 | 0 | 0 | 0 | 0 | 0 | 0 | 0 | 0 | 397 | 401 | TRUE
OR_Residential_LI - Single Family_Existing_Space Heating_Natural Gas_Furnace | Retrofit | OR | Residential | LI - Mobile Home | New | Space Heating | Windows - Low-e Storm Addition | ORM350 | Low-e Storm Window | 11.25 | 20 | 0 | 0 | 0 | 0 | 0 | 0 | 0 | 0 | 0 | 0 | 0 | 0 | 0 | 0 | 0 | 0 | 0 | 0 | 0 | 0 | 0 | 0 | 0 | 0 | 0 | 0 | 0 | 0 | 0 | 0 | 0 | 0 | 0 | 0 | 0 | 0 | 0 | 0 | 0 | 0 | 0 | 0 | 0 | 0 | 0 | 0 | 0 | 0 | 0 | 0 | 0 | 0 | 0 | 0 | 0 | 0 | 0 | 0 | 0 | 0 | 0 | 0 | 0 | 0 | 0 | 0 | 0 | 0 | 0 | 0 | 0 | 0 | 0 | 0 | 0 | 8.7222 | 7.5812 | 7.0949 | 6.8344 | 6.6718 | 6.5592 | 6.4766 | 6.4134 | 6.3635 | 6.3231 | 6.2802 | 6.2385 | 6.2039 | 6.1749 | 6.1503 | 6.1293 | 6.1112 | 6.0955 | 6.0818 | 6.0698 | 6.0592 | 6.0499 | 6.0416 | 6.0343 | 6.0277 | 0.81084 | 0.25136 | 0 | 0 | 0 | 0 | 0 | 0 | 0 | 0 | 0 | 0 | 0 | 0 | 0 | 0 | 0 | 0 | 0 | 0 | 0 | 0 | 0 | 0 | 0 | 0 | 0 | 398 | 402 | TRUE
OR_Residential_LI - Single Family_Existing_Space Heating_Natural Gas_Furnace | Retrofit | OR | Residential | LI - Mobile Home | New | Space Heating | ENERGY STAR Doors - Storm and Thermal | ORM351 | R-5 Door | 619.69 | 40 | 0 | 0.72921 | 1.1933 | 1.7326 | 2.3708 | 3.2387 | 4.0712 | 4.6948 | 4.9353 | 4.6869 | 3.9751 | 2.864 | 1.8 | 0.93344 | 0.42351 | 0.16453 | 0.054719 | 0.01266 | 0.0022031 | 0.00027928 | 0 | 0 | 0 | 0 | 0 | 0 | 1.7568 | 4.9491 | 9.7679 | 16.496 | 25.7973 | 37.6072 | 51.3478 | 65.9157 | 79.875 | 91.9803 | 100.98 | 106.8422 | 110.1054 | 111.8035 | 112.6774 | 113.1749 | 113.5044 | 113.7664 | 113.9921 | 114.1907 | 114.3667 | 114.5234 | 114.6632 | 114.7882 | 0 | 1.7568 | 3.0719 | 4.6301 | 6.4902 | 9.0181 | 11.4808 | 13.37 | 14.1652 | 13.538 | 11.5603 | 8.3847 | 5.2991 | 2.7609 | 1.2577 | 0.49027 | 0.16354 | 0.037934 | 0.0066161 | 0.00084037 | 0 | 0 | 0 | 0 | 0 | 21.7103 | 18.8702 | 17.6597 | 17.0113 | 16.6068 | 16.3265 | 16.1208 | 15.9635 | 15.8393 | 15.7387 | 15.632 | 15.5282 | 15.4421 | 15.3698 | 15.3086 | 15.2563 | 15.2112 | 15.1721 | 15.138 | 15.1082 | 15.0819 | 15.0587 | 15.0381 | 15.0197 | 15.0034 | 603.2244 | 186.9996 | 0 | 0.00057624 | 0.00094298 | 0.0013691 | 0.0018735 | 0.0025593 | 0.0032172 | 0.00371 | 0.0039 | 0.0037037 | 0.0031412 | 0.0022632 | 0.0014224 | 0.00073763 | 0.00033467 | 0.00013001 | 4.324e-05 | 1.0004e-05 | 1.7409e-06 | 2.207e-07 | 0 | 0 | 0 | 0 | 0 | 399 | 403 | TRUE
OR_Residential_LI - Single Family_Existing_Space Heating_Natural Gas_Furnace | Lost Opportunity | OR | Residential | LI - Mobile Home | New | Space Heating | Combined Boiler + DHW System | ORM352 | Combined tankless boiler unit for space and DHW | 5368.77 | 21 | 0 | 0 | 0 | 0 | 0 | 0 | 0 | 0 | 0 | 0 | 0 | 0 | 0 | 0 | 0 | 0 | 0 | 0 | 0 | 0 | 0 | 0 | 0 | 0 | 0 | 0 | 0 | 0 | 0 | 0 | 0 | 0 | 0 | 0 | 0 | 0 | 0 | 0 | 0 | 0 | 0 | 0 | 0 | 0 | 0 | 0 | 0 | 0 | 0 | 0 | 0 | 0 | 0 | 0 | 0 | 0 | 0 | 0 | 0 | 0 | 0 | 0 | 0 | 0 | 0 | 0 | 0 | 0 | 0 | 0 | 0 | 0 | 0 | 0 | 0 | 90.3004 | 90.2421 | 90.1954 | 90.1572 | 90.1334 | 90.1163 | 90.1034 | 90.0933 | 90.0852 | 90.0785 | 90.0683 | 90.0581 | 90.0492 | 90.0418 | 90.0361 | 90.0316 | 90.028 | 90.0193 | 90.0154 | 90.0135 | 90.0129 | 90.013 | 90.013 | 90.013 | 90.013 | 1619.9166 | 502.1742 | 0 | 0 | 0 | 0 | 0 | 0 | 0 | 0 | 0 | 0 | 0 | 0 | 0 | 0 | 0 | 0 | 0 | 0 | 0 | 0 | 0 | 0 | 0 | 0 | 0 | 400 | 404 | TRUE
OR_Residential_LI - Single Family_Existing_Space Heating_Natural Gas_Furnace | Lost Opportunity | OR | Residential | LI - Mobile Home | New | Water Heating | Combined Boiler + DHW System | ORM353 | Combined tankless boiler unit for space and DHW | 5368.77 | 21 | 0 | 0 | 0 | 0 | 0 | 0 | 0 | 0 | 0 | 0 | 0 | 0 | 0 | 0 | 0 | 0 | 0 | 0 | 0 | 0 | 0 | 0 | 0 | 0 | 0 | 0 | 0 | 0 | 0 | 0 | 0 | 0 | 0 | 0 | 0 | 0 | 0 | 0 | 0 | 0 | 0 | 0 | 0 | 0 | 0 | 0 | 0 | 0 | 0 | 0 | 0 | 0 | 0 | 0 | 0 | 0 | 0 | 0 | 0 | 0 | 0 | 0 | 0 | 0 | 0 | 0 | 0 | 0 | 0 | 0 | 0 | 0 | 0 | 0 | 0 | 90.3004 | 90.2421 | 90.1954 | 90.1572 | 90.1334 | 90.1163 | 90.1034 | 90.0933 | 90.0852 | 90.0785 | 90.0683 | 90.0581 | 90.0492 | 90.0418 | 90.0361 | 90.0316 | 90.028 | 90.0193 | 90.0154 | 90.0135 | 90.0129 | 90.013 | 90.013 | 90.013 | 90.013 | 1619.9166 | 502.1742 | 0 | 0 | 0 | 0 | 0 | 0 | 0 | 0 | 0 | 0 | 0 | 0 | 0 | 0 | 0 | 0 | 0 | 0 | 0 | 0 | 0 | 0 | 0 | 0 | 0 | 401 | 405 | TRUE
OR_Residential_LI - Single Family_Existing_Space Heating_Natural Gas_Furnace | Retrofit | OR | Residential | LI - Mobile Home | New | Space Heating | HVAC - Energy Recovery Ventilator | ORM354 | Installed | 2148.56 | 20 | 0 | 0 | 0 | 0 | 0 | 0 | 0 | 0 | 0 | 0 | 0 | 0 | 0 | 0 | 0 | 0 | 0 | 0 | 0 | 0 | 0 | 0 | 0 | 0 | 0 | 0 | 0 | 0 | 0 | 0 | 0 | 0 | 0 | 0 | 0 | 0 | 0 | 0 | 0 | 0 | 0 | 0 | 0 | 0 | 0 | 0 | 0 | 0 | 0 | 0 | 0 | 0 | 0 | 0 | 0 | 0 | 0 | 0 | 0 | 0 | 0 | 0 | 0 | 0 | 0 | 0 | 0 | 0 | 0 | 0 | 0 | 0 | 0 | 0 | 0 | 194.3346 | 168.9123 | 158.0767 | 152.2726 | 148.6514 | 146.1424 | 144.3015 | 142.8933 | 141.7813 | 140.881 | 139.9263 | 138.9969 | 138.2262 | 137.5794 | 137.0313 | 136.5627 | 136.1591 | 135.8093 | 135.5043 | 135.2371 | 135.0019 | 134.794 | 134.6097 | 134.4456 | 134.2991 | 648.2841 | 200.9681 | 0 | 0 | 0 | 0 | 0 | 0 | 0 | 0 | 0 | 0 | 0 | 0 | 0 | 0 | 0 | 0 | 0 | 0 | 0 | 0 | 0 | 0 | 0 | 0 | 0 | 402 | 406 | TRUE
OR_Residential_LI - Single Family_Existing_Space Heating_Natural Gas_Furnace | Retrofit | OR | Residential | LI - Mobile Home | New | Space Heating | Connected Thermostat - ENERGY STAR (1.0) | ORM355 | Networked Thermostat Installed | 299.65 | 15 | 0 | 0 | 0 | 0 | 0 | 0 | 0 | 0 | 0 | 0 | 0 | 0 | 0 | 0 | 0 | 0 | 0 | 0 | 0 | 0 | 0 | 0 | 0 | 0 | 0 | 0 | 0 | 0 | 0 | 0 | 0 | 0 | 0 | 0 | 0 | 0 | 0 | 0 | 0 | 0 | 0 | 0 | 0 | 0 | 0 | 0 | 0 | 0 | 0 | 0 | 0 | 0 | 0 | 0 | 0 | 0 | 0 | 0 | 0 | 0 | 0 | 0 | 0 | 0 | 0 | 0 | 0 | 0 | 0 | 0 | 0 | 0 | 0 | 0 | 0 | 0 | 0 | 0 | 0 | 0 | 0 | 0 | 0 | 0 | 0 | 0 | 0 | 0 | 0 | 0 | 0 | 0 | 0 | 0 | 0 | 0 | 0 | 0 | 0 | 0 | 0 | 0 | 0 | 0 | 0 | 0 | 0 | 0 | 0 | 0 | 0 | 0 | 0 | 0 | 0 | 0 | 0 | 0 | 0 | 0 | 0 | 0 | 0 | 0 | 0 | 0 | 0 | 403 | 407 | TRUE
OR_Residential_LI - Single Family_Existing_Space Heating_Natural Gas_Furnace | Retrofit | OR | Residential | LI - Mobile Home | New | Space Heating | Home Energy Management System (HEMS) | ORM356 | Networked Controls Installed | 1945.72 | 15 | 0 | 0 | 0 | 0 | 0 | 0 | 0 | 0 | 0 | 0 | 0 | 0 | 0 | 0 | 0 | 0 | 0 | 0 | 0 | 0 | 0 | 0 | 0 | 0 | 0 | 0 | 0 | 0 | 0 | 0 | 0 | 0 | 0 | 0 | 0 | 0 | 0 | 0 | 0 | 0 | 0 | 0 | 0 | 0 | 0 | 0 | 0 | 0 | 0 | 0 | 0 | 0 | 0 | 0 | 0 | 0 | 0 | 0 | 0 | 0 | 0 | 0 | 0 | 0 | 0 | 0 | 0 | 0 | 0 | 0 | 0 | 0 | 0 | 0 | 0 | 0 | 0 | 0 | 0 | 0 | 0 | 0 | 0 | 0 | 0 | 0 | 0 | 0 | 0 | 0 | 0 | 0 | 0 | 0 | 0 | 0 | 0 | 0 | 0 | 0 | 587.0812 | 181.9952 | 0 | 0 | 0 | 0 | 0 | 0 | 0 | 0 | 0 | 0 | 0 | 0 | 0 | 0 | 0 | 0 | 0 | 0 | 0 | 0 | 0 | 0 | 0 | 0 | 0 | 404 | 408 | TRUE
OR_Residential_LI - Single Family_Existing_Space Heating_Natural Gas_Furnace | Retrofit | OR | Residential | LI - Mobile Home | New | Water Heating | Home Energy Management System (HEMS) | ORM357 | Networked Controls Installed | 1945.72 | 15 | 0 | 0 | 0 | 0 | 0 | 0 | 0 | 0 | 0 | 0 | 0 | 0 | 0 | 0 | 0 | 0 | 0 | 0 | 0 | 0 | 0 | 0 | 0 | 0 | 0 | 0 | 0 | 0 | 0 | 0 | 0 | 0 | 0 | 0 | 0 | 0 | 0 | 0 | 0 | 0 | 0 | 0 | 0 | 0 | 0 | 0 | 0 | 0 | 0 | 0 | 0 | 0 | 0 | 0 | 0 | 0 | 0 | 0 | 0 | 0 | 0 | 0 | 0 | 0 | 0 | 0 | 0 | 0 | 0 | 0 | 0 | 0 | 0 | 0 | 0 | 0 | 0 | 0 | 0 | 0 | 0 | 0 | 0 | 0 | 0 | 0 | 0 | 0 | 0 | 0 | 0 | 0 | 0 | 0 | 0 | 0 | 0 | 0 | 0 | 0 | 587.0812 | 181.9952 | 0 | 0 | 0 | 0 | 0 | 0 | 0 | 0 | 0 | 0 | 0 | 0 | 0 | 0 | 0 | 0 | 0 | 0 | 0 | 0 | 0 | 0 | 0 | 0 | 0 | 405 | 409 | TRUE
OR_Residential_LI - Single Family_Existing_Space Heating_Natural Gas_Furnace | Retrofit | OR | Residential | LI - Mobile Home | New | Appliances | Home Energy Management System (HEMS) | ORM358 | Networked Controls Installed | 1945.72 | 15 | 0 | 0 | 0 | 0 | 0 | 0 | 0 | 0 | 0 | 0 | 0 | 0 | 0 | 0 | 0 | 0 | 0 | 0 | 0 | 0 | 0 | 0 | 0 | 0 | 0 | 0 | 0 | 0 | 0 | 0 | 0 | 0 | 0 | 0 | 0 | 0 | 0 | 0 | 0 | 0 | 0 | 0 | 0 | 0 | 0 | 0 | 0 | 0 | 0 | 0 | 0 | 0 | 0 | 0 | 0 | 0 | 0 | 0 | 0 | 0 | 0 | 0 | 0 | 0 | 0 | 0 | 0 | 0 | 0 | 0 | 0 | 0 | 0 | 0 | 0 | 0 | 0 | 0 | 0 | 0 | 0 | 0 | 0 | 0 | 0 | 0 | 0 | 0 | 0 | 0 | 0 | 0 | 0 | 0 | 0 | 0 | 0 | 0 | 0 | 0 | 587.0812 | 181.9952 | 0 | 0 | 0 | 0 | 0 | 0 | 0 | 0 | 0 | 0 | 0 | 0 | 0 | 0 | 0 | 0 | 0 | 0 | 0 | 0 | 0 | 0 | 0 | 0 | 0 | 406 | 410 | TRUE
OR_Residential_LI - Single Family_Existing_Space Heating_Natural Gas_Furnace | Retrofit | OR | Residential | LI - Mobile Home | New | Space Heating | Gas Furnace - Maintenance | ORM359 | Restored to nameplate 80% AFUE | 76.12 | 3 | 0 | 0 | 0 | 0 | 0 | 0 | 0 | 0 | 0 | 0 | 0 | 0 | 0 | 0 | 0 | 0 | 0 | 0 | 0 | 0 | 0 | 0 | 0 | 0 | 0 | 0 | 0 | 0 | 0 | 0 | 0 | 0 | 0 | 0 | 0 | 0 | 0 | 0 | 0 | 0 | 0 | 0 | 0 | 0 | 0 | 0 | 0 | 0 | 0 | 0 | 0 | 0 | 0 | 0 | 0 | 0 | 0 | 0 | 0 | 0 | 0 | 0 | 0 | 0 | 0 | 0 | 0 | 0 | 0 | 0 | 0 | 0 | 0 | 0 | 0 | 0 | 0 | 0 | 0 | 0 | 0 | 0 | 0 | 0 | 0 | 0 | 0 | 0 | 0 | 0 | 0 | 0 | 0 | 0 | 0 | 0 | 0 | 0 | 0 | 0 | 22.9677 | 7.12 | 0 | 0 | 0 | 0 | 0 | 0 | 0 | 0 | 0 | 0 | 0 | 0 | 0 | 0 | 0 | 0 | 0 | 0 | 0 | 0 | 0 | 0 | 0 | 0 | 0 | 407 | 411 | TRUE
OR_Residential_LI - Single Family_Existing_Space Heating_Natural Gas_Furnace | Retrofit | OR | Residential | LI - Mobile Home | New | Space Heating | Gas Boiler - Hot Water Reset | ORM360 | Reset control installed | 676.33 | 16 | 0 | 0 | 0 | 0 | 0 | 0 | 0 | 0 | 0 | 0 | 0 | 0 | 0 | 0 | 0 | 0 | 0 | 0 | 0 | 0 | 0 | 0 | 0 | 0 | 0 | 0 | 0 | 0 | 0 | 0 | 0 | 0 | 0 | 0 | 0 | 0 | 0 | 0 | 0 | 0 | 0 | 0 | 0 | 0 | 0 | 0 | 0 | 0 | 0 | 0 | 0 | 0 | 0 | 0 | 0 | 0 | 0 | 0 | 0 | 0 | 0 | 0 | 0 | 0 | 0 | 0 | 0 | 0 | 0 | 0 | 0 | 0 | 0 | 0 | 0 | 0 | 0 | 0 | 0 | 0 | 0 | 0 | 0 | 0 | 0 | 0 | 0 | 0 | 0 | 0 | 0 | 0 | 0 | 0 | 0 | 0 | 0 | 0 | 0 | 0 | 204.0688 | 63.2613 | 0 | 0 | 0 | 0 | 0 | 0 | 0 | 0 | 0 | 0 | 0 | 0 | 0 | 0 | 0 | 0 | 0 | 0 | 0 | 0 | 0 | 0 | 0 | 0 | 0 | 408 | 412 | TRUE
OR_Residential_LI - Single Family_Existing_Space Heating_Natural Gas_Furnace | Retrofit | OR | Residential | LI - Mobile Home | New | Space Heating | Gas Boiler - Steam Trap Maintenance | ORM361 | Cleaned and restored | 79.68 | 6 | 0 | 0 | 0 | 0 | 0 | 0 | 0 | 0 | 0 | 0 | 0 | 0 | 0 | 0 | 0 | 0 | 0 | 0 | 0 | 0 | 0 | 0 | 0 | 0 | 0 | 0 | 0 | 0 | 0 | 0 | 0 | 0 | 0 | 0 | 0 | 0 | 0 | 0 | 0 | 0 | 0 | 0 | 0 | 0 | 0 | 0 | 0 | 0 | 0 | 0 | 0 | 0 | 0 | 0 | 0 | 0 | 0 | 0 | 0 | 0 | 0 | 0 | 0 | 0 | 0 | 0 | 0 | 0 | 0 | 0 | 0 | 0 | 0 | 0 | 0 | 0 | 0 | 0 | 0 | 0 | 0 | 0 | 0 | 0 | 0 | 0 | 0 | 0 | 0 | 0 | 0 | 0 | 0 | 0 | 0 | 0 | 0 | 0 | 0 | 0 | 24.0418 | 7.453 | 0 | 0 | 0 | 0 | 0 | 0 | 0 | 0 | 0 | 0 | 0 | 0 | 0 | 0 | 0 | 0 | 0 | 0 | 0 | 0 | 0 | 0 | 0 | 0 | 0 | 409 | 413 | TRUE
OR_Residential_LI - Single Family_Existing_Space Heating_Natural Gas_Furnace | Retrofit | OR | Residential | LI - Mobile Home | New | Space Heating | Gas Boiler - Maintenance | ORM362 | Restored to nameplate 80% AFUE | 122.57 | 3 | 0 | 0 | 0 | 0 | 0 | 0 | 0 | 0 | 0 | 0 | 0 | 0 | 0 | 0 | 0 | 0 | 0 | 0 | 0 | 0 | 0 | 0 | 0 | 0 | 0 | 0 | 0 | 0 | 0 | 0 | 0 | 0 | 0 | 0 | 0 | 0 | 0 | 0 | 0 | 0 | 0 | 0 | 0 | 0 | 0 | 0 | 0 | 0 | 0 | 0 | 0 | 0 | 0 | 0 | 0 | 0 | 0 | 0 | 0 | 0 | 0 | 0 | 0 | 0 | 0 | 0 | 0 | 0 | 0 | 0 | 0 | 0 | 0 | 0 | 0 | 0 | 0 | 0 | 0 | 0 | 0 | 0 | 0 | 0 | 0 | 0 | 0 | 0 | 0 | 0 | 0 | 0 | 0 | 0 | 0 | 0 | 0 | 0 | 0 | 0 | 36.983 | 11.4647 | 0 | 0 | 0 | 0 | 0 | 0 | 0 | 0 | 0 | 0 | 0 | 0 | 0 | 0 | 0 | 0 | 0 | 0 | 0 | 0 | 0 | 0 | 0 | 0 | 0 | 410 | 414 | TRUE
OR_Residential_LI - Single Family_Existing_Space Heating_Natural Gas_Furnace | Retrofit | OR | Residential | LI - Mobile Home | New | Space Heating | Gas Boiler - Pipe Insulation | ORM363 | Pipe insulated throughout home | 3.06 | 15 | 0 | 0 | 0 | 0 | 0 | 0 | 0 | 0 | 0 | 0 | 0 | 0 | 0 | 0 | 0 | 0 | 0 | 0 | 0 | 0 | 0 | 0 | 0 | 0 | 0 | 0 | 0 | 0 | 0 | 0 | 0 | 0 | 0 | 0 | 0 | 0 | 0 | 0 | 0 | 0 | 0 | 0 | 0 | 0 | 0 | 0 | 0 | 0 | 0 | 0 | 0 | 0 | 0 | 0 | 0 | 0 | 0 | 0 | 0 | 0 | 0 | 0 | 0 | 0 | 0 | 0 | 0 | 0 | 0 | 0 | 0 | 0 | 0 | 0 | 0 | 0 | 0 | 0 | 0 | 0 | 0 | 0 | 0 | 0 | 0 | 0 | 0 | 0 | 0 | 0 | 0 | 0 | 0 | 0 | 0 | 0 | 0 | 0 | 0 | 0 | 0.92329 | 0.28622 | 0 | 0 | 0 | 0 | 0 | 0 | 0 | 0 | 0 | 0 | 0 | 0 | 0 | 0 | 0 | 0 | 0 | 0 | 0 | 0 | 0 | 0 | 0 | 0 | 0 | 411 | 415 | TRUE
OR_Residential_LI - Single Family_Existing_Space Heating_Natural Gas_Furnace | Retrofit | OR | Residential | LI - Mobile Home | New | Space Heating | Gas Boiler - Thermostatic Radiator Valves | ORM364 | Installed | 43.19 | 15 | 0 | 0 | 0 | 0 | 0 | 0 | 0 | 0 | 0 | 0 | 0 | 0 | 0 | 0 | 0 | 0 | 0 | 0 | 0 | 0 | 0 | 0 | 0 | 0 | 0 | 0 | 0 | 0 | 0 | 0 | 0 | 0 | 0 | 0 | 0 | 0 | 0 | 0 | 0 | 0 | 0 | 0 | 0 | 0 | 0 | 0 | 0 | 0 | 0 | 0 | 0 | 0 | 0 | 0 | 0 | 0 | 0 | 0 | 0 | 0 | 0 | 0 | 0 | 0 | 0 | 0 | 0 | 0 | 0 | 0 | 0 | 0 | 0 | 0 | 0 | 0 | 0 | 0 | 0 | 0 | 0 | 0 | 0 | 0 | 0 | 0 | 0 | 0 | 0 | 0 | 0 | 0 | 0 | 0 | 0 | 0 | 0 | 0 | 0 | 0 | 13.0317 | 4.0398 | 0 | 0 | 0 | 0 | 0 | 0 | 0 | 0 | 0 | 0 | 0 | 0 | 0 | 0 | 0 | 0 | 0 | 0 | 0 | 0 | 0 | 0 | 0 | 0 | 0 | 412 | 416 | TRUE
OR_Residential_LI - Single Family_Existing_Space Heating_Natural Gas_Furnace | Retrofit | OR | Residential | LI - Mobile Home | New | Space Heating | Ceiling Fan - ENERGY STAR | ORM365 | Energy Star certified ceiling fan | 33.93 | 10 | 0 | 0 | 0 | 0 | 0 | 0 | 0 | 0 | 0 | 0 | 0 | 0 | 0 | 0 | 0 | 0 | 0 | 0 | 0 | 0 | 0 | 0 | 0 | 0 | 0 | 0 | 0 | 0 | 0 | 0 | 0 | 0 | 0 | 0 | 0 | 0 | 0 | 0 | 0 | 0 | 0 | 0 | 0 | 0 | 0 | 0 | 0 | 0 | 0 | 0 | 0 | 0 | 0 | 0 | 0 | 0 | 0 | 0 | 0 | 0 | 0 | 0 | 0 | 0 | 0 | 0 | 0 | 0 | 0 | 0 | 0 | 0 | 0 | 0 | 0 | 0 | 0 | 0 | 0 | 0 | 0 | 0 | 0 | 0 | 0 | 0 | 0 | 0 | 0 | 0 | 0 | 0 | 0 | 0 | 0 | 0 | 0 | 0 | 0 | 0 | 10.2377 | 3.1737 | 0 | 0 | 0 | 0 | 0 | 0 | 0 | 0 | 0 | 0 | 0 | 0 | 0 | 0 | 0 | 0 | 0 | 0 | 0 | 0 | 0 | 0 | 0 | 0 | 0 | 413 | 417 | TRUE
OR_Residential_LI - Single Family_Existing_Space Heating_Natural Gas_Furnace | Retrofit | OR | Residential | LI - Mobile Home | New | Water Heating | Water Heater - Drain Water Heat Recovery | ORM366 | Installed | 963.1 | 30 | 0 | 0 | 0 | 0 | 0 | 0 | 0 | 0 | 0 | 0 | 0 | 0 | 0 | 0 | 0 | 0 | 0 | 0 | 0 | 0 | 0 | 0 | 0 | 0 | 0 | 0 | 0 | 0 | 0 | 0 | 0 | 0 | 0 | 0 | 0 | 0 | 0 | 0 | 0 | 0 | 0 | 0 | 0 | 0 | 0 | 0 | 0 | 0 | 0 | 0 | 0 | 0 | 0 | 0 | 0 | 0 | 0 | 0 | 0 | 0 | 0 | 0 | 0 | 0 | 0 | 0 | 0 | 0 | 0 | 0 | 0 | 0 | 0 | 0 | 0 | 4.983 | 4.9797 | 4.9772 | 4.975 | 4.9737 | 4.9728 | 4.9721 | 4.9715 | 4.9711 | 4.9707 | 4.9701 | 4.9696 | 4.9691 | 4.9687 | 4.9684 | 4.9681 | 4.9679 | 4.9674 | 4.9672 | 4.9671 | 4.9671 | 4.9671 | 4.9671 | 4.9671 | 4.9671 | 290.5957 | 90.0847 | 0 | 0 | 0 | 0 | 0 | 0 | 0 | 0 | 0 | 0 | 0 | 0 | 0 | 0 | 0 | 0 | 0 | 0 | 0 | 0 | 0 | 0 | 0 | 0 | 0 | 414 | 418 | TRUE
OR_Residential_LI - Single Family_Existing_Space Heating_Natural Gas_Furnace | Retrofit | OR | Residential | LI - Mobile Home | New | Water Heating | Water Heater - Faucet Aerators | ORM367 | Installed | 5.2 | 10 | 0 | 0 | 0 | 0 | 0 | 0 | 0 | 0 | 0 | 0 | 0 | 0 | 0 | 0 | 0 | 0 | 0 | 0 | 0 | 0 | 0 | 0 | 0 | 0 | 0 | 0 | 0 | 0 | 0 | 0 | 0 | 0 | 0 | 0 | 0 | 0 | 0 | 0 | 0 | 0 | 0 | 0 | 0 | 0 | 0 | 0 | 0 | 0 | 0 | 0 | 0 | 0 | 0 | 0 | 0 | 0 | 0 | 0 | 0 | 0 | 0 | 0 | 0 | 0 | 0 | 0 | 0 | 0 | 0 | 0 | 0 | 0 | 0 | 0 | 0 | 1.4408 | 1.4399 | 1.4391 | 1.4385 | 1.4381 | 1.4379 | 1.4376 | 1.4375 | 1.4374 | 1.4372 | 1.4371 | 1.4369 | 1.4368 | 1.4367 | 1.4366 | 1.4365 | 1.4364 | 1.4363 | 1.4362 | 1.4362 | 1.4362 | 1.4362 | 1.4362 | 1.4362 | 1.4362 | 1.569 | 0.48639 | 0 | 0 | 0 | 0 | 0 | 0 | 0 | 0 | 0 | 0 | 0 | 0 | 0 | 0 | 0 | 0 | 0 | 0 | 0 | 0 | 0 | 0 | 0 | 0 | 0 | 415 | 419 | TRUE
OR_Residential_LI - Single Family_Existing_Space Heating_Natural Gas_Furnace | Retrofit | OR | Residential | LI - Mobile Home | New | Water Heating | Water Heater - Low-Flow Showerheads | ORM368 | Installed | 19.72 | 10 | 0 | 0 | 0 | 0 | 0 | 0 | 0 | 0 | 0 | 0 | 0 | 0 | 0 | 0 | 0 | 0 | 0 | 0 | 0 | 0 | 0 | 0 | 0 | 0 | 0 | 0 | 0 | 0 | 0 | 0 | 0 | 0 | 0 | 0 | 0 | 0 | 0 | 0 | 0 | 0 | 0 | 0 | 0 | 0 | 0 | 0 | 0 | 0 | 0 | 0 | 0 | 0 | 0 | 0 | 0 | 0 | 0 | 0 | 0 | 0 | 0 | 0 | 0 | 0 | 0 | 0 | 0 | 0 | 0 | 0 | 0 | 0 | 0 | 0 | 0 | 0.96918 | 0.96856 | 0.96806 | 0.96764 | 0.96739 | 0.96721 | 0.96707 | 0.96696 | 0.96687 | 0.9668 | 0.96669 | 0.96658 | 0.96649 | 0.96641 | 0.96634 | 0.9663 | 0.96626 | 0.96616 | 0.96612 | 0.9661 | 0.9661 | 0.9661 | 0.9661 | 0.9661 | 0.9661 | 5.9501 | 1.8445 | 0 | 0 | 0 | 0 | 0 | 0 | 0 | 0 | 0 | 0 | 0 | 0 | 0 | 0 | 0 | 0 | 0 | 0 | 0 | 0 | 0 | 0 | 0 | 0 | 0 | 416 | 420 | TRUE
OR_Residential_LI - Single Family_Existing_Space Heating_Natural Gas_Furnace | Retrofit | OR | Residential | LI - Mobile Home | New | Water Heating | Water Heater - Shower Timer | ORM369 | Installed | 20 | 2 | 0 | 0 | 0 | 0 | 0 | 0 | 0 | 0 | 0 | 0 | 0 | 0 | 0 | 0 | 0 | 0 | 0 | 0 | 0 | 0 | 0 | 0 | 0 | 0 | 0 | 0 | 0 | 0 | 0 | 0 | 0 | 0 | 0 | 0 | 0 | 0 | 0 | 0 | 0 | 0 | 0 | 0 | 0 | 0 | 0 | 0 | 0 | 0 | 0 | 0 | 0 | 0 | 0 | 0 | 0 | 0 | 0 | 0 | 0 | 0 | 0 | 0 | 0 | 0 | 0 | 0 | 0 | 0 | 0 | 0 | 0 | 0 | 0 | 0 | 0 | 19.1414 | 19.129 | 19.1191 | 19.111 | 19.106 | 19.1023 | 19.0996 | 19.0975 | 19.0957 | 19.0943 | 19.0921 | 19.09 | 19.0881 | 19.0865 | 19.0853 | 19.0844 | 19.0836 | 19.0818 | 19.0809 | 19.0805 | 19.0804 | 19.0804 | 19.0804 | 19.0804 | 19.0804 | 6.0346 | 1.8707 | 0 | 0 | 0 | 0 | 0 | 0 | 0 | 0 | 0 | 0 | 0 | 0 | 0 | 0 | 0 | 0 | 0 | 0 | 0 | 0 | 0 | 0 | 0 | 0 | 0 | 417 | 421 | TRUE
OR_Residential_LI - Single Family_Existing_Space Heating_Natural Gas_Furnace | Retrofit | OR | Residential | LI - Mobile Home | New | Water Heating | Water Heater - Pipe Insulation | ORM370 | R-4 Insulation Installed | 3.06 | 15 | 0.082946 | 0.19264 | 0.51391 | 1.122 | 2.0885 | 3.4077 | 4.9571 | 6.5118 | 7.8028 | 8.5985 | 8.7732 | 8.3357 | 7.4115 | 6.1929 | 4.8811 | 3.558 | 2.3853 | 1.2231 | 0 | 0 | 0 | 0 | 0 | 0 | 0 | 0.0069152 | 0.02299 | 0.065897 | 0.15961 | 0.33409 | 0.61884 | 1.0331 | 1.5774 | 2.2296 | 2.9483 | 3.682 | 4.3792 | 4.9993 | 5.5175 | 5.9259 | 6.2238 | 6.4235 | 6.5264 | 6.5267 | 6.5268 | 6.5268 | 6.5268 | 6.5268 | 6.5268 | 6.5268 | 0.0069152 | 0.016071 | 0.042895 | 0.093688 | 0.17444 | 0.28468 | 0.41418 | 0.54413 | 0.65207 | 0.71862 | 0.73331 | 0.69682 | 0.61962 | 0.51778 | 0.40813 | 0.29752 | 0.19946 | 0.10229 | 0 | 0 | 0 | 0 | 0 | 0 | 0 | 1.9788 | 1.9775 | 1.9765 | 1.9756 | 1.9751 | 1.9748 | 1.9745 | 1.9742 | 1.9741 | 1.9739 | 1.9737 | 1.9735 | 1.9733 | 1.9731 | 1.973 | 1.9729 | 1.9728 | 1.9726 | 1.9725 | 1.9725 | 1.9725 | 1.9725 | 1.9725 | 1.9725 | 1.9725 | 0.92329 | 0.28622 | 1.0032e-07 | 2.33e-07 | 6.2158e-07 | 1.3571e-06 | 2.5261e-06 | 4.1216e-06 | 5.9957e-06 | 7.8761e-06 | 9.4375e-06 | 1.04e-05 | 1.0611e-05 | 1.0082e-05 | 8.9643e-06 | 7.4904e-06 | 5.9038e-06 | 4.3035e-06 | 2.885e-06 | 1.4794e-06 | 0 | 0 | 0 | 0 | 0 | 0 | 0 | 418 | 422 | TRUE
OR_Residential_LI - Single Family_Existing_Space Heating_Natural Gas_Furnace | Retrofit | OR | Residential | LI - Mobile Home | New | Water Heating | Water Heater - Desuperheater | ORM371 | Installed | 1449.47 | 20 | 0 | 0 | 0 | 0 | 0 | 0 | 0 | 0 | 0 | 0 | 0 | 0 | 0 | 0 | 0 | 0 | 0 | 0 | 0 | 0 | 0 | 0 | 0 | 0 | 0 | 0 | 0 | 0 | 0 | 0 | 0 | 0 | 0 | 0 | 0 | 0 | 0 | 0 | 0 | 0 | 0 | 0 | 0 | 0 | 0 | 0 | 0 | 0 | 0 | 0 | 0 | 0 | 0 | 0 | 0 | 0 | 0 | 0 | 0 | 0 | 0 | 0 | 0 | 0 | 0 | 0 | 0 | 0 | 0 | 0 | 0 | 0 | 0 | 0 | 0 | 7.4656 | 7.4608 | 7.4569 | 7.4538 | 7.4518 | 7.4504 | 7.4493 | 7.4485 | 7.4478 | 7.4472 | 7.4464 | 7.4456 | 7.4448 | 7.4442 | 7.4437 | 7.4434 | 7.4431 | 7.4424 | 7.442 | 7.4419 | 7.4418 | 7.4418 | 7.4418 | 7.4418 | 7.4418 | 437.3479 | 135.5779 | 0 | 0 | 0 | 0 | 0 | 0 | 0 | 0 | 0 | 0 | 0 | 0 | 0 | 0 | 0 | 0 | 0 | 0 | 0 | 0 | 0 | 0 | 0 | 0 | 0 | 419 | 423 | TRUE
OR_Residential_LI - Single Family_Existing_Space Heating_Natural Gas_Furnace | Retrofit | OR | Residential | LI - Mobile Home | New | Water Heating | Water Heater - Temperature Setback | ORM372 | Water Set at 120°F | 5.09 | 2 | 0 | 0 | 0 | 0 | 0 | 0 | 0 | 0 | 0 | 0 | 0 | 0 | 0 | 0 | 0 | 0 | 0 | 0 | 0 | 0 | 0 | 0 | 0 | 0 | 0 | 0 | 0 | 0 | 0 | 0 | 0 | 0 | 0 | 0 | 0 | 0 | 0 | 0 | 0 | 0 | 0 | 0 | 0 | 0 | 0 | 0 | 0 | 0 | 0 | 0 | 0 | 0 | 0 | 0 | 0 | 0 | 0 | 0 | 0 | 0 | 0 | 0 | 0 | 0 | 0 | 0 | 0 | 0 | 0 | 0 | 0 | 0 | 0 | 0 | 0 | 4.3253 | 4.3225 | 4.3202 | 4.3184 | 4.3173 | 4.3164 | 4.3158 | 4.3153 | 4.3149 | 4.3146 | 4.3141 | 4.3137 | 4.3132 | 4.3129 | 4.3126 | 4.3124 | 4.3122 | 4.3118 | 4.3116 | 4.3115 | 4.3115 | 4.3115 | 4.3115 | 4.3115 | 4.3115 | 1.5358 | 0.4761 | 0 | 0 | 0 | 0 | 0 | 0 | 0 | 0 | 0 | 0 | 0 | 0 | 0 | 0 | 0 | 0 | 0 | 0 | 0 | 0 | 0 | 0 | 0 | 0 | 0 | 420 | 424 | TRUE
OR_Residential_LI - Single Family_Existing_Space Heating_Natural Gas_Furnace | Retrofit | OR | Residential | LI - Mobile Home | New | Water Heating | Water Heater - Tank Blanket/Insulation | ORM373 | Installed | 38.68 | 5 | 0 | 0 | 0 | 0 | 0 | 0 | 0 | 0 | 0 | 0 | 0 | 0 | 0 | 0 | 0 | 0 | 0 | 0 | 0 | 0 | 0 | 0 | 0 | 0 | 0 | 0 | 0 | 0 | 0 | 0 | 0 | 0 | 0 | 0 | 0 | 0 | 0 | 0 | 0 | 0 | 0 | 0 | 0 | 0 | 0 | 0 | 0 | 0 | 0 | 0 | 0 | 0 | 0 | 0 | 0 | 0 | 0 | 0 | 0 | 0 | 0 | 0 | 0 | 0 | 0 | 0 | 0 | 0 | 0 | 0 | 0 | 0 | 0 | 0 | 0 | 0 | 0 | 0 | 0 | 0 | 0 | 0 | 0 | 0 | 0 | 0 | 0 | 0 | 0 | 0 | 0 | 0 | 0 | 0 | 0 | 0 | 0 | 0 | 0 | 0 | 11.6709 | 3.618 | 0 | 0 | 0 | 0 | 0 | 0 | 0 | 0 | 0 | 0 | 0 | 0 | 0 | 0 | 0 | 0 | 0 | 0 | 0 | 0 | 0 | 0 | 0 | 0 | 0 | 421 | 425 | TRUE
OR_Residential_LI - Single Family_Existing_Space Heating_Natural Gas_Furnace | Retrofit | OR | Residential | LI - Mobile Home | New | Water Heating | Water Heater - Thermostatic Shower Restriction Valve | ORM374 | Installed | 24.46 | 10 | 0 | 0.81486 | 2.1738 | 4.746 | 8.8343 | 14.4145 | 20.9686 | 27.5448 | 33.0057 | 36.3715 | 37.1106 | 34.4453 | 29.1768 | 21.4499 | 11.8128 | 0.98686 | 0 | 0 | 0 | 0 | 0 | 0 | 0 | 0 | 0 | 0 | 0.21906 | 0.80384 | 2.0811 | 4.4589 | 8.3388 | 13.9825 | 21.3954 | 30.2768 | 40.0627 | 50.0493 | 59.3201 | 67.1747 | 72.9512 | 76.135 | 76.4056 | 76.411 | 76.4217 | 76.4291 | 76.4344 | 76.4383 | 76.4412 | 76.4441 | 76.4467 | 76.4491 | 0 | 0.21906 | 0.58468 | 1.277 | 2.3774 | 3.8795 | 5.6435 | 7.4133 | 8.8825 | 9.7877 | 9.9866 | 9.2696 | 7.8521 | 5.7729 | 3.1794 | 0.26563 | 0 | 0 | 0 | 0 | 0 | 0 | 0 | 0 | 0 | 6.5718 | 6.5675 | 6.5641 | 6.5613 | 6.5596 | 6.5584 | 6.5574 | 6.5567 | 6.5561 | 6.5556 | 6.5549 | 6.5541 | 6.5535 | 6.5529 | 6.5525 | 6.5522 | 6.5519 | 6.5513 | 6.551 | 6.5509 | 6.5508 | 6.5508 | 6.5508 | 6.5508 | 6.5508 | 7.3803 | 2.2879 | 0 | 7.8782e-06 | 2.1017e-05 | 4.5885e-05 | 8.5412e-05 | 0.00013936 | 0.00020273 | 0.00026631 | 0.00031911 | 0.00035165 | 0.00035879 | 0.00033302 | 0.00028209 | 0.00020738 | 0.00011421 | 9.5411e-06 | 0 | 0 | 0 | 0 | 0 | 0 | 0 | 0 | 0 | 422 | 426 | TRUE
OR_Residential_LI - Single Family_Existing_Space Heating_Natural Gas_Furnace | Retrofit | OR | Residential | LI - Mobile Home | New | Water Heating | Water Heater - Timer | ORM375 | Installed | 139.02 | 7 | 0 | 0 | 0 | 0 | 0 | 0 | 0 | 0 | 0 | 0 | 0 | 0 | 0 | 0 | 0 | 0 | 0 | 0 | 0 | 0 | 0 | 0 | 0 | 0 | 0 | 0 | 0 | 0 | 0 | 0 | 0 | 0 | 0 | 0 | 0 | 0 | 0 | 0 | 0 | 0 | 0 | 0 | 0 | 0 | 0 | 0 | 0 | 0 | 0 | 0 | 0 | 0 | 0 | 0 | 0 | 0 | 0 | 0 | 0 | 0 | 0 | 0 | 0 | 0 | 0 | 0 | 0 | 0 | 0 | 0 | 0 | 0 | 0 | 0 | 0 | 20.8562 | 20.8428 | 20.832 | 20.8231 | 20.8177 | 20.8137 | 20.8107 | 20.8084 | 20.8065 | 20.805 | 20.8026 | 20.8003 | 20.7982 | 20.7965 | 20.7952 | 20.7941 | 20.7933 | 20.7913 | 20.7904 | 20.79 | 20.7898 | 20.7899 | 20.7899 | 20.7899 | 20.7899 | 41.9464 | 13.0034 | 0 | 0 | 0 | 0 | 0 | 0 | 0 | 0 | 0 | 0 | 0 | 0 | 0 | 0 | 0 | 0 | 0 | 0 | 0 | 0 | 0 | 0 | 0 | 0 | 0 | 423 | 427 | TRUE
OR_Residential_LI - Single Family_Existing_Space Heating_Natural Gas_Furnace | Lost Opportunity | OR | Residential | LI - Mobile Home | New | Water Heating | Water Heater - Solar System | ORM376 | Installed | 7455.26 | 30 | 0 | 0 | 0 | 0 | 0 | 0 | 0 | 0 | 0 | 0 | 0 | 0 | 0 | 0 | 0 | 0 | 0 | 0 | 0 | 0 | 0 | 0 | 0 | 0 | 0 | 0 | 0 | 0 | 0 | 0 | 0 | 0 | 0 | 0 | 0 | 0 | 0 | 0 | 0 | 0 | 0 | 0 | 0 | 0 | 0 | 0 | 0 | 0 | 0 | 0 | 0 | 0 | 0 | 0 | 0 | 0 | 0 | 0 | 0 | 0 | 0 | 0 | 0 | 0 | 0 | 0 | 0 | 0 | 0 | 0 | 0 | 0 | 0 | 0 | 0 | 22.0169 | 22.0027 | 21.9913 | 21.982 | 21.9762 | 21.972 | 21.9689 | 21.9664 | 21.9644 | 21.9628 | 21.9603 | 21.9578 | 21.9556 | 21.9538 | 21.9524 | 21.9513 | 21.9505 | 21.9483 | 21.9474 | 21.9469 | 21.9468 | 21.9468 | 21.9468 | 21.9468 | 21.9468 | 2249.4723 | 697.3364 | 0 | 0 | 0 | 0 | 0 | 0 | 0 | 0 | 0 | 0 | 0 | 0 | 0 | 0 | 0 | 0 | 0 | 0 | 0 | 0 | 0 | 0 | 0 | 0 | 0 | 424 | 428 | TRUE
OR_Residential_LI - Single Family_Existing_Space Heating_Natural Gas_Furnace | Lost Opportunity | OR | Residential | LI - Mobile Home | New | Water Heating | Water Heater - Intermittent Ignition System | ORM377 | Installed | 105 | 20 | 0.037326 | 0.14183 | 0.42045 | 1.0294 | 2.1717 | 4.0645 | 6.8762 | 10.6727 | 15.3864 | 20.8247 | 26.7136 | 32.7585 | 38.703 | 44.3658 | 49.6536 | 54.5502 | 59.0941 | 63.353 | 67.4024 | 71.3846 | 75.2956 | 78.8805 | 82.3194 | 85.4563 | 88.0887 | 0.027676 | 0.1329 | 0.44482 | 1.2082 | 2.8165 | 5.8211 | 10.8921 | 18.7415 | 30.0273 | 45.2665 | 64.7858 | 88.7091 | 116.9863 | 149.4499 | 185.8742 | 226.0259 | 269.5719 | 316.3153 | 366.0721 | 418.7928 | 474.4258 | 532.7304 | 593.6032 | 656.82 | 722.0081 | 0.027676 | 0.10521 | 0.31191 | 0.76348 | 1.6093 | 3.0082 | 5.0807 | 7.8705 | 11.3237 | 15.2967 | 19.5912 | 23.9971 | 28.3336 | 32.4759 | 36.3617 | 39.9837 | 43.3515 | 46.5152 | 49.5246 | 52.4845 | 55.3919 | 58.0592 | 60.6191 | 62.9567 | 64.9223 | 6.3815 | 6.3773 | 6.374 | 6.3713 | 6.3697 | 6.3685 | 6.3675 | 6.3668 | 6.3663 | 6.3658 | 6.3651 | 6.3643 | 6.3637 | 6.3632 | 6.3628 | 6.3625 | 6.3622 | 6.3616 | 6.3613 | 6.3612 | 6.3611 | 6.3612 | 6.3612 | 6.3612 | 6.3612 | 31.6816 | 9.8213 | 1.5491e-06 | 5.8866e-06 | 1.745e-05 | 4.2724e-05 | 9.013e-05 | 0.00016869 | 0.00028538 | 0.00044295 | 0.00063858 | 0.00086429 | 0.0011087 | 0.0013596 | 0.0016063 | 0.0018413 | 0.0020608 | 0.002264 | 0.0024526 | 0.0026293 | 0.0027974 | 0.0029627 | 0.003125 | 0.0032738 | 0.0034165 | 0.0035467 | 0.0036559 | 425 | 429 | TRUE
OR_Residential_LI - Single Family_Existing_Space Heating_Natural Gas_Furnace | Retrofit | OR | Residential | LI - Mobile Home | New | Space Heating | Circulation Pump - High Efficiency | ORM378 | High efficient circulation pump | 456.73 | 11.5 | 0 | 0 | 0 | 0 | 0 | 0 | 0 | 0 | 0 | 0 | 0 | 0 | 0 | 0 | 0 | 0 | 0 | 0 | 0 | 0 | 0 | 0 | 0 | 0 | 0 | 0 | 0 | 0 | 0 | 0 | 0 | 0 | 0 | 0 | 0 | 0 | 0 | 0 | 0 | 0 | 0 | 0 | 0 | 0 | 0 | 0 | 0 | 0 | 0 | 0 | 0 | 0 | 0 | 0 | 0 | 0 | 0 | 0 | 0 | 0 | 0 | 0 | 0 | 0 | 0 | 0 | 0 | 0 | 0 | 0 | 0 | 0 | 0 | 0 | 0 | 0 | 0 | 0 | 0 | 0 | 0 | 0 | 0 | 0 | 0 | 0 | 0 | 0 | 0 | 0 | 0 | 0 | 0 | 0 | 0 | 0 | 0 | 0 | 0 | 0 | 137.8089 | 42.7208 | 0 | 0 | 0 | 0 | 0 | 0 | 0 | 0 | 0 | 0 | 0 | 0 | 0 | 0 | 0 | 0 | 0 | 0 | 0 | 0 | 0 | 0 | 0 | 0 | 0 | 426 | 430 | TRUE
OR_Residential_LI - Single Family_Existing_Space Heating_Natural Gas_Furnace | Retrofit | OR | Residential | LI - Mobile Home | New | Water Heating | Circulation Pump - High Efficiency | ORM379 | High efficient circulation pump | 456.73 | 11.5 | 0 | 0 | 0 | 0 | 0 | 0 | 0 | 0 | 0 | 0 | 0 | 0 | 0 | 0 | 0 | 0 | 0 | 0 | 0 | 0 | 0 | 0 | 0 | 0 | 0 | 0 | 0 | 0 | 0 | 0 | 0 | 0 | 0 | 0 | 0 | 0 | 0 | 0 | 0 | 0 | 0 | 0 | 0 | 0 | 0 | 0 | 0 | 0 | 0 | 0 | 0 | 0 | 0 | 0 | 0 | 0 | 0 | 0 | 0 | 0 | 0 | 0 | 0 | 0 | 0 | 0 | 0 | 0 | 0 | 0 | 0 | 0 | 0 | 0 | 0 | 0 | 0 | 0 | 0 | 0 | 0 | 0 | 0 | 0 | 0 | 0 | 0 | 0 | 0 | 0 | 0 | 0 | 0 | 0 | 0 | 0 | 0 | 0 | 0 | 0 | 137.8089 | 42.7208 | 0 | 0 | 0 | 0 | 0 | 0 | 0 | 0 | 0 | 0 | 0 | 0 | 0 | 0 | 0 | 0 | 0 | 0 | 0 | 0 | 0 | 0 | 0 | 0 | 0 | 427 | 431 | TRUE
OR_Residential_LI - Single Family_Existing_Space Heating_Natural Gas_Furnace | Retrofit | OR | Residential | LI - Mobile Home | New | Space Heating | Circulation Pump - Timer | ORM380 | Controls added | 1074.28 | 11.5 | 0 | 0 | 0 | 0 | 0 | 0 | 0 | 0 | 0 | 0 | 0 | 0 | 0 | 0 | 0 | 0 | 0 | 0 | 0 | 0 | 0 | 0 | 0 | 0 | 0 | 0 | 0 | 0 | 0 | 0 | 0 | 0 | 0 | 0 | 0 | 0 | 0 | 0 | 0 | 0 | 0 | 0 | 0 | 0 | 0 | 0 | 0 | 0 | 0 | 0 | 0 | 0 | 0 | 0 | 0 | 0 | 0 | 0 | 0 | 0 | 0 | 0 | 0 | 0 | 0 | 0 | 0 | 0 | 0 | 0 | 0 | 0 | 0 | 0 | 0 | 3.4812 | 3.4789 | 3.4771 | 3.4757 | 3.4747 | 3.4741 | 3.4736 | 3.4732 | 3.4729 | 3.4726 | 3.4722 | 3.4718 | 3.4715 | 3.4712 | 3.471 | 3.4708 | 3.4707 | 3.4703 | 3.4702 | 3.4701 | 3.4701 | 3.4701 | 3.4701 | 3.4701 | 3.4701 | 324.142 | 100.484 | 0 | 0 | 0 | 0 | 0 | 0 | 0 | 0 | 0 | 0 | 0 | 0 | 0 | 0 | 0 | 0 | 0 | 0 | 0 | 0 | 0 | 0 | 0 | 0 | 0 | 428 | 432 | TRUE
OR_Residential_LI - Single Family_Existing_Space Heating_Natural Gas_Furnace | Retrofit | OR | Residential | LI - Mobile Home | New | Water Heating | Circulation Pump - Timer | ORM381 | Controls added | 1074.28 | 11.5 | 0 | 0 | 0 | 0 | 0 | 0 | 0 | 0 | 0 | 0 | 0 | 0 | 0 | 0 | 0 | 0 | 0 | 0 | 0 | 0 | 0 | 0 | 0 | 0 | 0 | 0 | 0 | 0 | 0 | 0 | 0 | 0 | 0 | 0 | 0 | 0 | 0 | 0 | 0 | 0 | 0 | 0 | 0 | 0 | 0 | 0 | 0 | 0 | 0 | 0 | 0 | 0 | 0 | 0 | 0 | 0 | 0 | 0 | 0 | 0 | 0 | 0 | 0 | 0 | 0 | 0 | 0 | 0 | 0 | 0 | 0 | 0 | 0 | 0 | 0 | 3.4812 | 3.4789 | 3.4771 | 3.4757 | 3.4747 | 3.4741 | 3.4736 | 3.4732 | 3.4729 | 3.4726 | 3.4722 | 3.4718 | 3.4715 | 3.4712 | 3.471 | 3.4708 | 3.4707 | 3.4703 | 3.4702 | 3.4701 | 3.4701 | 3.4701 | 3.4701 | 3.4701 | 3.4701 | 324.142 | 100.484 | 0 | 0 | 0 | 0 | 0 | 0 | 0 | 0 | 0 | 0 | 0 | 0 | 0 | 0 | 0 | 0 | 0 | 0 | 0 | 0 | 0 | 0 | 0 | 0 | 0 | 429 | 433 | TRUE
OR_Residential_LI - Single Family_Existing_Space Heating_Natural Gas_Furnace | Retrofit | OR | Residential | LI - Mobile Home | New | Water Heating | Clothes Washer - ENERGY STAR (8.0) | ORM382 | Energy Star Washer | 63.39 | 14.2 | 0 | 0 | 0 | 0 | 0 | 0 | 0 | 0 | 0 | 0 | 0 | 0 | 0 | 0 | 0 | 0 | 0 | 0 | 0 | 0 | 0 | 0 | 0 | 0 | 0 | 0 | 0 | 0 | 0 | 0 | 0 | 0 | 0 | 0 | 0 | 0 | 0 | 0 | 0 | 0 | 0 | 0 | 0 | 0 | 0 | 0 | 0 | 0 | 0 | 0 | 0 | 0 | 0 | 0 | 0 | 0 | 0 | 0 | 0 | 0 | 0 | 0 | 0 | 0 | 0 | 0 | 0 | 0 | 0 | 0 | 0 | 0 | 0 | 0 | 0 | 9.0643 | 9.0584 | 9.0537 | 9.0499 | 9.0475 | 9.0458 | 9.0445 | 9.0435 | 9.0426 | 9.042 | 9.0409 | 9.0399 | 9.039 | 9.0383 | 9.0377 | 9.0373 | 9.0369 | 9.036 | 9.0356 | 9.0355 | 9.0354 | 9.0354 | 9.0354 | 9.0354 | 9.0354 | 19.1266 | 5.9293 | 0 | 0 | 0 | 0 | 0 | 0 | 0 | 0 | 0 | 0 | 0 | 0 | 0 | 0 | 0 | 0 | 0 | 0 | 0 | 0 | 0 | 0 | 0 | 0 | 0 | 430 | 434 | TRUE
OR_Residential_LI - Single Family_Existing_Space Heating_Natural Gas_Furnace | Retrofit | OR | Residential | LI - Mobile Home | New | Appliances | Clothes Washer - ENERGY STAR (8.0) | ORM383 | Energy Star Washer | 63.39 | 14.2 | 0 | 0 | 0 | 0 | 0 | 0 | 0 | 0 | 0 | 0 | 0 | 0 | 0 | 0 | 0 | 0 | 0 | 0 | 0 | 0 | 0 | 0 | 0 | 0 | 0 | 0 | 0 | 0 | 0 | 0 | 0 | 0 | 0 | 0 | 0 | 0 | 0 | 0 | 0 | 0 | 0 | 0 | 0 | 0 | 0 | 0 | 0 | 0 | 0 | 0 | 0 | 0 | 0 | 0 | 0 | 0 | 0 | 0 | 0 | 0 | 0 | 0 | 0 | 0 | 0 | 0 | 0 | 0 | 0 | 0 | 0 | 0 | 0 | 0 | 0 | 9.0643 | 9.0584 | 9.0537 | 9.0499 | 9.0475 | 9.0458 | 9.0445 | 9.0435 | 9.0426 | 9.042 | 9.0409 | 9.0399 | 9.039 | 9.0383 | 9.0377 | 9.0373 | 9.0369 | 9.036 | 9.0356 | 9.0355 | 9.0354 | 9.0354 | 9.0354 | 9.0354 | 9.0354 | 19.1266 | 5.9293 | 0 | 0 | 0 | 0 | 0 | 0 | 0 | 0 | 0 | 0 | 0 | 0 | 0 | 0 | 0 | 0 | 0 | 0 | 0 | 0 | 0 | 0 | 0 | 0 | 0 | 431 | 435 | TRUE
OR_Residential_LI - Single Family_Existing_Space Heating_Natural Gas_Furnace | Retrofit | OR | Residential | LI - Mobile Home | New | Water Heating | Dishwasher ENERGY STAR (6.0) | ORM384 | Dishwasher meeting ENERGY STAR (6.0) specification | 80.44 | 11 | 0 | 0 | 0 | 0 | 0 | 0 | 0 | 0 | 0 | 0 | 0 | 0 | 0 | 0 | 0 | 0 | 0 | 0 | 0 | 0 | 0 | 0 | 0 | 0 | 0 | 0 | 0 | 0 | 0 | 0 | 0 | 0 | 0 | 0 | 0 | 0 | 0 | 0 | 0 | 0 | 0 | 0 | 0 | 0 | 0 | 0 | 0 | 0 | 0 | 0 | 0 | 0 | 0 | 0 | 0 | 0 | 0 | 0 | 0 | 0 | 0 | 0 | 0 | 0 | 0 | 0 | 0 | 0 | 0 | 0 | 0 | 0 | 0 | 0 | 0 | 82.5748 | 82.5215 | 82.4788 | 82.4438 | 82.4221 | 82.4065 | 82.3946 | 82.3854 | 82.378 | 82.3719 | 82.3625 | 82.3532 | 82.345 | 82.3383 | 82.3331 | 82.3289 | 82.3257 | 82.3177 | 82.3142 | 82.3125 | 82.3119 | 82.312 | 82.312 | 82.312 | 82.312 | 24.2711 | 7.524 | 0 | 0 | 0 | 0 | 0 | 0 | 0 | 0 | 0 | 0 | 0 | 0 | 0 | 0 | 0 | 0 | 0 | 0 | 0 | 0 | 0 | 0 | 0 | 0 | 0 | 432 | 436 | TRUE
OR_Residential_LI - Single Family_Existing_Space Heating_Natural Gas_Furnace | Retrofit | OR | Residential | LI - Mobile Home | New | Miscellaneous | Pool Heater - Solar System | ORM385 | Solar thermal system installed on top of existing solar pool heater | 3564.17 | 30 | 0 | 0 | 0 | 0 | 0 | 0 | 0 | 0 | 0 | 0 | 0 | 0 | 0 | 0 | 0 | 0 | 0 | 0 | 0 | 0 | 0 | 0 | 0 | 0 | 0 | 0 | 0 | 0 | 0 | 0 | 0 | 0 | 0 | 0 | 0 | 0 | 0 | 0 | 0 | 0 | 0 | 0 | 0 | 0 | 0 | 0 | 0 | 0 | 0 | 0 | 0 | 0 | 0 | 0 | 0 | 0 | 0 | 0 | 0 | 0 | 0 | 0 | 0 | 0 | 0 | 0 | 0 | 0 | 0 | 0 | 0 | 0 | 0 | 0 | 0 | 0 | 0 | 0 | 0 | 0 | 0 | 0 | 0 | 0 | 0 | 0 | 0 | 0 | 0 | 0 | 0 | 0 | 0 | 0 | 0 | 0 | 0 | 0 | 0 | 0 | 1075.4155 | 333.3788 | 0 | 0 | 0 | 0 | 0 | 0 | 0 | 0 | 0 | 0 | 0 | 0 | 0 | 0 | 0 | 0 | 0 | 0 | 0 | 0 | 0 | 0 | 0 | 0 | 0 | 433 | 437 | TRUE
OR_Residential_LI - Single Family_Existing_Space Heating_Natural Gas_Furnace | Retrofit | OR | Residential | LI - Mobile Home | New | Miscellaneous | Pool Covers | ORM386 | Installed | 422.21 | 6 | 0 | 0 | 0 | 0 | 0 | 0 | 0 | 0 | 0 | 0 | 0 | 0 | 0 | 0 | 0 | 0 | 0 | 0 | 0 | 0 | 0 | 0 | 0 | 0 | 0 | 0 | 0 | 0 | 0 | 0 | 0 | 0 | 0 | 0 | 0 | 0 | 0 | 0 | 0 | 0 | 0 | 0 | 0 | 0 | 0 | 0 | 0 | 0 | 0 | 0 | 0 | 0 | 0 | 0 | 0 | 0 | 0 | 0 | 0 | 0 | 0 | 0 | 0 | 0 | 0 | 0 | 0 | 0 | 0 | 0 | 0 | 0 | 0 | 0 | 0 | 0 | 0 | 0 | 0 | 0 | 0 | 0 | 0 | 0 | 0 | 0 | 0 | 0 | 0 | 0 | 0 | 0 | 0 | 0 | 0 | 0 | 0 | 0 | 0 | 0 | 127.3932 | 39.4919 | 0 | 0 | 0 | 0 | 0 | 0 | 0 | 0 | 0 | 0 | 0 | 0 | 0 | 0 | 0 | 0 | 0 | 0 | 0 | 0 | 0 | 0 | 0 | 0 | 0 | 434 | 438 | TRUE
OR_Residential_LI - Single Family_Existing_Space Heating_Natural Gas_Furnace | Lost Opportunity | OR | Residential | LI - Mobile Home | New | Space Heating | ENERGY STAR Home Design | ORM387 | ENERGY STAR Home Design | 2117 | 25 | 0.39007 | 0.84202 | 1.3048 | 1.7205 | 2.131 | 2.5748 | 3.0248 | 3.481 | 3.9437 | 4.4128 | 4.8885 | 5.371 | 5.8603 | 6.3566 | 6.8601 | 7.3707 | 7.8888 | 8.4144 | 8.9476 | 9.4886 | 9.5596 | 9.6314 | 9.7042 | 9.7778 | 9.8523 | 4.2768 | 15.5722 | 34.3282 | 59.9199 | 92.273 | 131.9143 | 178.9812 | 233.6261 | 296.025 | 366.3808 | 445.5866 | 533.8389 | 630.8582 | 736.8204 | 851.8761 | 976.1821 | 1109.9052 | 1253.2245 | 1406.327 | 1569.4077 | 1734.7571 | 1902.358 | 2072.2018 | 2244.287 | 2418.6175 | 4.2768 | 10.6422 | 17.6561 | 24.2151 | 30.7798 | 37.8945 | 45.1603 | 52.5734 | 60.1368 | 67.858 | 75.86 | 84.1199 | 92.5519 | 101.1553 | 109.9267 | 118.8645 | 127.9691 | 137.2422 | 146.6866 | 156.3053 | 158.1923 | 160.0728 | 161.9506 | 163.8294 | 165.712 | 5.2826 | 4.6795 | 4.4096 | 4.259 | 4.1612 | 4.0904 | 4.0361 | 3.9924 | 3.9561 | 3.9251 | 3.8928 | 3.8612 | 3.8335 | 3.809 | 3.7869 | 3.7668 | 3.7484 | 3.7313 | 3.7154 | 3.7004 | 3.6863 | 3.6729 | 3.66 | 3.6477 | 3.6359 | 0 | 0 | 0 | 0 | 0 | 0 | 0 | 0 | 0 | 0 | 0 | 0 | 0 | 0 | 0 | 0 | 0 | 0 | 0 | 0 | 0 | 0 | 0 | 0 | 0 | 0 | 0 | 435 | 439 | TRUE
OR_Residential_LI - Single Family_Existing_Space Heating_Natural Gas_Furnace | Lost Opportunity | OR | Residential | LI - Mobile Home | New | Water Heating | ENERGY STAR Home Design | ORM388 | ENERGY STAR Home Design | 2117 | 25 | 0.39007 | 0.84202 | 1.3048 | 1.7205 | 2.131 | 2.5748 | 3.0248 | 3.481 | 3.9437 | 4.4128 | 4.8885 | 5.371 | 5.8603 | 6.3566 | 6.8601 | 7.3707 | 7.8888 | 8.4144 | 8.9476 | 9.4886 | 9.5596 | 9.6314 | 9.7042 | 9.7778 | 9.8523 | 0.78322 | 2.4748 | 5.0953 | 8.5455 | 12.8041 | 17.9226 | 23.8928 | 30.7039 | 38.346 | 46.813 | 56.1074 | 66.2365 | 77.2118 | 89.0509 | 101.774 | 115.4019 | 129.8937 | 145.2599 | 161.4919 | 178.5946 | 195.6813 | 212.7609 | 229.8411 | 246.9312 | 264.0463 | 0.78322 | 1.6913 | 2.6207 | 3.4534 | 4.2711 | 5.1486 | 6.0286 | 6.9094 | 7.7899 | 8.6703 | 9.5521 | 10.4372 | 11.3276 | 12.2255 | 13.133 | 14.0519 | 14.9764 | 15.9076 | 16.8444 | 17.7872 | 17.8442 | 17.9026 | 17.963 | 18.0256 | 18.0912 | 5.2826 | 4.6795 | 4.4096 | 4.259 | 4.1612 | 4.0904 | 4.0361 | 3.9924 | 3.9561 | 3.9251 | 3.8928 | 3.8612 | 3.8335 | 3.809 | 3.7869 | 3.7668 | 3.7484 | 3.7313 | 3.7154 | 3.7004 | 3.6863 | 3.6729 | 3.66 | 3.6477 | 3.6359 | 0 | 0 | 0 | 0 | 0 | 0 | 0 | 0 | 0 | 0 | 0 | 0 | 0 | 0 | 0 | 0 | 0 | 0 | 0 | 0 | 0 | 0 | 0 | 0 | 0 | 0 | 0 | 436 | 440 | TRUE
OR_Residential_LI - Single Family_Existing_Space Heating_Natural Gas_Furnace | Lost Opportunity | OR | Residential | LI - Mobile Home | New | Appliances | ENERGY STAR Home Design | ORM389 | ENERGY STAR Home Design | 2117 | 25 | 0.39007 | 0.84202 | 1.3048 | 1.7205 | 2.131 | 2.5748 | 3.0248 | 3.481 | 3.9437 | 4.4128 | 4.8885 | 5.371 | 5.8603 | 6.3566 | 6.8601 | 7.3707 | 7.8888 | 8.4144 | 8.9476 | 9.4886 | 9.5596 | 9.6314 | 9.7042 | 9.7778 | 9.8523 | 0.03652 | 0.1151 | 0.23647 | 0.39595 | 0.59279 | 0.82981 | 1.1073 | 1.4256 | 1.785 | 2.1859 | 2.6285 | 3.1133 | 3.6405 | 4.2106 | 4.8239 | 5.4808 | 6.1819 | 6.9273 | 7.7175 | 8.5531 | 9.3915 | 10.233 | 11.0776 | 11.9255 | 12.7766 | 0.03652 | 0.078664 | 0.12163 | 0.16001 | 0.19774 | 0.23838 | 0.2794 | 0.32081 | 0.36262 | 0.40485 | 0.4475 | 0.49057 | 0.53409 | 0.57806 | 0.62248 | 0.66737 | 0.71275 | 0.75862 | 0.80498 | 0.85184 | 0.85641 | 0.86105 | 0.86576 | 0.87054 | 0.87539 | 5.2826 | 4.6795 | 4.4096 | 4.259 | 4.1612 | 4.0904 | 4.0361 | 3.9924 | 3.9561 | 3.9251 | 3.8928 | 3.8612 | 3.8335 | 3.809 | 3.7869 | 3.7668 | 3.7484 | 3.7313 | 3.7154 | 3.7004 | 3.6863 | 3.6729 | 3.66 | 3.6477 | 3.6359 | 0 | 0 | 0 | 0 | 0 | 0 | 0 | 0 | 0 | 0 | 0 | 0 | 0 | 0 | 0 | 0 | 0 | 0 | 0 | 0 | 0 | 0 | 0 | 0 | 0 | 0 | 0 | 437 | 441 | TRUE
OR_Residential_LI - Single Family_Existing_Space Heating_Natural Gas_Furnace | Lost Opportunity | OR | Residential | LI - Mobile Home | New | Space Heating | Advanced New Construction Design - Zero Net Energy | ORM390 | ZNE-Ready Home | 2.29 | 20 | 0 | 0 | 0 | 0 | 0 | 0 | 0 | 0 | 0 | 0 | 0 | 0 | 0 | 0 | 0 | 0 | 0 | 0 | 0 | 0 | 0 | 0 | 0 | 0 | 0 | 0 | 0 | 0 | 0 | 0 | 0 | 0 | 0 | 0 | 0 | 0 | 0 | 0 | 0 | 0 | 0 | 0 | 0 | 0 | 0 | 0 | 0 | 0 | 0 | 0 | 0 | 0 | 0 | 0 | 0 | 0 | 0 | 0 | 0 | 0 | 0 | 0 | 0 | 0 | 0 | 0 | 0 | 0 | 0 | 0 | 0 | 0 | 0 | 0 | 0 | 8.7015 | 7.8081 | 7.4092 | 7.1909 | 7.053 | 6.9567 | 6.8857 | 6.8312 | 6.788 | 6.7529 | 6.7156 | 6.6792 | 6.649 | 6.6235 | 6.602 | 6.5835 | 6.5676 | 6.5538 | 6.5417 | 6.5312 | 6.522 | 6.5138 | 6.5066 | 6.5001 | 6.4944 | 0.69096 | 0.2142 | 0 | 0 | 0 | 0 | 0 | 0 | 0 | 0 | 0 | 0 | 0 | 0 | 0 | 0 | 0 | 0 | 0 | 0 | 0 | 0 | 0 | 0 | 0 | 0 | 0 | 438 | 442 | TRUE
OR_Residential_LI - Single Family_Existing_Space Heating_Natural Gas_Furnace | Lost Opportunity | OR | Residential | LI - Mobile Home | New | Water Heating | Advanced New Construction Design - Zero Net Energy | ORM391 | ZNE-Ready Home | 2.29 | 20 | 0 | 0 | 0 | 0 | 0 | 0 | 0 | 0 | 0 | 0 | 0 | 0 | 0 | 0 | 0 | 0 | 0 | 0 | 0 | 0 | 0 | 0 | 0 | 0 | 0 | 0 | 0 | 0 | 0 | 0 | 0 | 0 | 0 | 0 | 0 | 0 | 0 | 0 | 0 | 0 | 0 | 0 | 0 | 0 | 0 | 0 | 0 | 0 | 0 | 0 | 0 | 0 | 0 | 0 | 0 | 0 | 0 | 0 | 0 | 0 | 0 | 0 | 0 | 0 | 0 | 0 | 0 | 0 | 0 | 0 | 0 | 0 | 0 | 0 | 0 | 8.7015 | 7.8081 | 7.4092 | 7.1909 | 7.053 | 6.9567 | 6.8857 | 6.8312 | 6.788 | 6.7529 | 6.7156 | 6.6792 | 6.649 | 6.6235 | 6.602 | 6.5835 | 6.5676 | 6.5538 | 6.5417 | 6.5312 | 6.522 | 6.5138 | 6.5066 | 6.5001 | 6.4944 | 0.69096 | 0.2142 | 0 | 0 | 0 | 0 | 0 | 0 | 0 | 0 | 0 | 0 | 0 | 0 | 0 | 0 | 0 | 0 | 0 | 0 | 0 | 0 | 0 | 0 | 0 | 0 | 0 | 439 | 443 | TRUE
OR_Residential_LI - Single Family_Existing_Space Heating_Natural Gas_Furnace | Lost Opportunity | OR | Residential | LI - Mobile Home | New | Appliances | Advanced New Construction Design - Zero Net Energy | ORM392 | ZNE-Ready Home | 2.29 | 20 | 0 | 0 | 0 | 0 | 0 | 0 | 0 | 0 | 0 | 0 | 0 | 0 | 0 | 0 | 0 | 0 | 0 | 0 | 0 | 0 | 0 | 0 | 0 | 0 | 0 | 0 | 0 | 0 | 0 | 0 | 0 | 0 | 0 | 0 | 0 | 0 | 0 | 0 | 0 | 0 | 0 | 0 | 0 | 0 | 0 | 0 | 0 | 0 | 0 | 0 | 0 | 0 | 0 | 0 | 0 | 0 | 0 | 0 | 0 | 0 | 0 | 0 | 0 | 0 | 0 | 0 | 0 | 0 | 0 | 0 | 0 | 0 | 0 | 0 | 0 | 8.7015 | 7.8081 | 7.4092 | 7.1909 | 7.053 | 6.9567 | 6.8857 | 6.8312 | 6.788 | 6.7529 | 6.7156 | 6.6792 | 6.649 | 6.6235 | 6.602 | 6.5835 | 6.5676 | 6.5538 | 6.5417 | 6.5312 | 6.522 | 6.5138 | 6.5066 | 6.5001 | 6.4944 | 0.69096 | 0.2142 | 0 | 0 | 0 | 0 | 0 | 0 | 0 | 0 | 0 | 0 | 0 | 0 | 0 | 0 | 0 | 0 | 0 | 0 | 0 | 0 | 0 | 0 | 0 | 0 | 0 | 440 | 444 | TRUE
OR_Residential_LI - Single Family_Existing_Space Heating_Natural Gas_Furnace | Retrofit | OR | Residential | LI - Mobile Home | New | Space Heating | Behavioral Programs | ORM393 | Program Participation | 4.42 | 2 | 1.252 | 2.8848 | 4.1489 | 5.7127 | 6.6324 | 6.5443 | 4.0654 | 0.25377 | 0 | 0 | 0 | 0 | 0 | 0 | 0 | 0 | 0 | 0 | 0 | 0 | 0 | 0 | 0 | 0 | 0 | 0.40584 | 1.537 | 3.2772 | 5.726 | 8.6117 | 11.4926 | 13.3264 | 13.5124 | 13.5648 | 13.6004 | 13.6452 | 13.6919 | 13.726 | 13.7498 | 13.7643 | 13.7708 | 13.7702 | 13.7636 | 13.7518 | 13.7357 | 13.7201 | 13.7051 | 13.6906 | 13.6766 | 13.6632 | 0.40584 | 1.0719 | 1.641 | 2.3368 | 2.7685 | 2.7676 | 1.7342 | 0.10888 | 0 | 0 | 0 | 0 | 0 | 0 | 0 | 0 | 0 | 0 | 0 | 0 | 0 | 0 | 0 | 0 | 0 | 4.1861 | 3.7564 | 3.5645 | 3.4595 | 3.3932 | 3.3469 | 3.3127 | 3.2865 | 3.2657 | 3.2488 | 3.2309 | 3.2134 | 3.1988 | 3.1866 | 3.1762 | 3.1673 | 3.1597 | 3.153 | 3.1472 | 3.1422 | 3.1377 | 3.1338 | 3.1303 | 3.1272 | 3.1245 | 1.3336 | 0.41343 | 2.1874e-06 | 5.04e-06 | 7.2485e-06 | 9.9805e-06 | 1.1587e-05 | 1.1433e-05 | 7.1025e-06 | 4.4336e-07 | 0 | 0 | 0 | 0 | 0 | 0 | 0 | 0 | 0 | 0 | 0 | 0 | 0 | 0 | 0 | 0 | 0 | 441 | 445 | TRUE
OR_Residential_LI - Single Family_Existing_Space Heating_Natural Gas_Furnace | Retrofit | OR | Residential | LI - Mobile Home | New | Water Heating | Behavioral Programs | ORM394 | Program Participation | 4.42 | 2 | 1.0066 | 2.3135 | 3.3137 | 4.5463 | 5.2565 | 5.1602 | 3.155 | 0.10422 | 0 | 0 | 0 | 0 | 0 | 0 | 0 | 0 | 0 | 0 | 0 | 0 | 0 | 0 | 0 | 0 | 0 | 0.10079 | 0.33211 | 0.66262 | 1.1145 | 1.6339 | 2.1389 | 2.44 | 2.4368 | 2.4217 | 2.4056 | 2.389 | 2.3725 | 2.3566 | 2.3415 | 2.3274 | 2.3144 | 2.3014 | 2.2885 | 2.2756 | 2.2626 | 2.2501 | 2.2379 | 2.2261 | 2.2148 | 2.2039 | 0.10079 | 0.23142 | 0.33099 | 0.4532 | 0.52252 | 0.51104 | 0.31102 | 0.010217 | 0 | 0 | 0 | 0 | 0 | 0 | 0 | 0 | 0 | 0 | 0 | 0 | 0 | 0 | 0 | 0 | 0 | 4.1861 | 3.7564 | 3.5645 | 3.4595 | 3.3932 | 3.3469 | 3.3127 | 3.2865 | 3.2657 | 3.2488 | 3.2309 | 3.2134 | 3.1988 | 3.1866 | 3.1762 | 3.1673 | 3.1597 | 3.153 | 3.1472 | 3.1422 | 3.1377 | 3.1338 | 3.1303 | 3.1272 | 3.1245 | 1.3336 | 0.41343 | 1.7587e-06 | 4.0419e-06 | 5.7893e-06 | 7.9428e-06 | 9.1835e-06 | 9.0153e-06 | 5.5121e-06 | 1.8207e-07 | 0 | 0 | 0 | 0 | 0 | 0 | 0 | 0 | 0 | 0 | 0 | 0 | 0 | 0 | 0 | 0 | 0 | 442 | 446 | TRUE
OR_Residential_LI - Single Family_Existing_Space Heating_Natural Gas_Furnace | Retrofit | OR | Residential | LI - Mobile Home | New | Appliances | Behavioral Programs | ORM395 | Program Participation | 4.42 | 2 | 1.5788 | 3.6284 | 5.1967 | 7.1294 | 8.2427 | 8.0912 | 4.9461 | 0.16156 | 0 | 0 | 0 | 0 | 0 | 0 | 0 | 0 | 0 | 0 | 0 | 0 | 0 | 0 | 0 | 0 | 0 | 0.004392 | 0.01445 | 0.028798 | 0.048409 | 0.070985 | 0.093027 | 0.10634 | 0.10651 | 0.10624 | 0.10597 | 0.1057 | 0.10544 | 0.10517 | 0.10491 | 0.10465 | 0.10439 | 0.10414 | 0.10389 | 0.10364 | 0.10338 | 0.10314 | 0.1029 | 0.10266 | 0.10243 | 0.1022 | 0.004392 | 0.010069 | 0.014385 | 0.019684 | 0.0227 | 0.022225 | 0.013551 | 0.00044152 | 0 | 0 | 0 | 0 | 0 | 0 | 0 | 0 | 0 | 0 | 0 | 0 | 0 | 0 | 0 | 0 | 0 | 4.1861 | 3.7564 | 3.5645 | 3.4595 | 3.3932 | 3.3469 | 3.3127 | 3.2865 | 3.2657 | 3.2488 | 3.2309 | 3.2134 | 3.1988 | 3.1866 | 3.1762 | 3.1673 | 3.1597 | 3.153 | 3.1472 | 3.1422 | 3.1377 | 3.1338 | 3.1303 | 3.1272 | 3.1245 | 1.3336 | 0.41343 | 2.7582e-06 | 6.339e-06 | 9.079e-06 | 1.2456e-05 | 1.4401e-05 | 1.4136e-05 | 8.6412e-06 | 2.8226e-07 | 0 | 0 | 0 | 0 | 0 | 0 | 0 | 0 | 0 | 0 | 0 | 0 | 0 | 0 | 0 | 0 | 0 | 443 | 447 | TRUE
OR_Residential_LI - Single Family_Existing_Space Heating_Natural Gas_Furnace | Retrofit | OR | Residential | LI - Mobile Home | New | Miscellaneous | Behavioral Programs | ORM396 | Program Participation | 4.42 | 2 | 1.5788 | 3.6284 | 5.1967 | 7.1294 | 8.2427 | 8.0912 | 4.9461 | 0.16156 | 0 | 0 | 0 | 0 | 0 | 0 | 0 | 0 | 0 | 0 | 0 | 0 | 0 | 0 | 0 | 0 | 0 | 0.00013279 | 0.00043796 | 0.00087504 | 0.0014747 | 0.0021679 | 0.0028485 | 0.0032645 | 0.003278 | 0.003278 | 0.003278 | 0.003278 | 0.003278 | 0.003278 | 0.003278 | 0.003278 | 0.003278 | 0.003278 | 0.003278 | 0.003278 | 0.003278 | 0.003278 | 0.003278 | 0.003278 | 0.003278 | 0.003278 | 0.00013279 | 0.00030517 | 0.00043708 | 0.00059963 | 0.00069326 | 0.00068052 | 0.000416 | 1.3589e-05 | 0 | 0 | 0 | 0 | 0 | 0 | 0 | 0 | 0 | 0 | 0 | 0 | 0 | 0 | 0 | 0 | 0 | 4.1861 | 3.7564 | 3.5645 | 3.4595 | 3.3932 | 3.3469 | 3.3127 | 3.2865 | 3.2657 | 3.2488 | 3.2309 | 3.2134 | 3.1988 | 3.1866 | 3.1762 | 3.1673 | 3.1597 | 3.153 | 3.1472 | 3.1422 | 3.1377 | 3.1338 | 3.1303 | 3.1272 | 3.1245 | 1.3336 | 0.41343 | 2.7582e-06 | 6.339e-06 | 9.079e-06 | 1.2456e-05 | 1.4401e-05 | 1.4136e-05 | 8.6412e-06 | 2.8226e-07 | 0 | 0 | 0 | 0 | 0 | 0 | 0 | 0 | 0 | 0 | 0 | 0 | 0 | 0 | 0 | 0 | 0 | 444 | 448 | TRUE
Note on C23: Kaylene Schultz: WA_ID Combined; Klamath Falls, La Grande, Medford, Roseburg
Note on M23: Kaylene Schultz: Market saturation/any new participants that can come in at any given time

## Lists
Case | Cost-Effectiveness Test
Technical | Utility Cost Test (UCT)
Achievable Technical | Total Resource Cost (TRC)
UCT Achievable Economic
TRC Achievable Economic

## Measure Summary
[146 empty] | Technical Potential | [99 empty] | Achievable Technical Potential | [99 empty] | TRC Economic Potential | [99 empty] | UCT Economic Potential
| Measure | [8 empty] | 2023 Measure Information (Unstacked) | [24 empty] | Sources |  |  | Baseline Definitions - All Years | [26 empty] | Efficient Definitions - All Years | [26 empty] | Incremental Cost per Unit (2021$) - All Years | [26 empty] | Savings per Unit (kWh or therm, Stacked) - All Years | [26 empty] | Technical Potential Incremental Savings (MWh or mTherms) | [24 empty] | Technical Potential Cumulative Savings (MWh or mTherms) | [24 empty] | Technical Potential Incremental Purchases | [24 empty] | Technical Potential Cumulative Purchases | [24 empty] | Achievable Technical Potential Incremental Savings (MWh or mTherms) | [24 empty] | Achievable Technical Potential Cumulative Savings (MWh or mTherms) | [24 empty] | Achievable Technical Potential Incremental Purchases | [24 empty] | Achievable Technical Potential Cumulative Purchases | [24 empty] | TRC Economic Potential Incremental Savings (MWh or mTherms) | [24 empty] | TRC Economic Potential Cumulative Savings (MWh or mTherms) | [24 empty] | TRC Economic Potential Incremental Purchases | [24 empty] | TRC Economic Potential Cumulative Purchases | [24 empty] | UCT Economic Potential Incremental Savings (MWh or mTherms) | [24 empty] | UCT Economic Potential Cumulative Savings (MWh or mTherms) | [24 empty] | UCT Economic Potential Incremental Purchases | [24 empty] | UCT Economic Potential Cumulative Purchases | [24 empty] | TRC 20-yr Levelized Cost of Energy ($/MWh or $/mtherm) | [24 empty] | UCT 20-yr Levelized Cost of Energy ($/MWh or $/mtherm)
Key | State | Sector | Segment | Vintage | End Use | Fuel | Measure | Option | Measure Identifier | Baseline Definition | Efficient Definition | Measure Life (Years) | Unit Energy Savings (Annual kWh or therm) | Unit Summer Peak Savings (kW or n/a) | Unit Winter Peak Savings (kW or n/a) | Unit Incremental Cost (2021$) | Non-Energy Impacts (2021$) | Incr. O&M (2021$) | RVT-Only NEIs (2021$) | Incentive (2021$) | Admin Cost (2021$) | Unit of Measure | Base Saturation | Applicability | Discretionary/Lost Opportunity | Ramp Rate Name | 20 Year Technical Achievable % | Assigned Loadshape | T&D Losses | TRC LCOE ($/MWh or $/mtherm) | TRC LCOE Bundle | UCT LCOE ($/MWh or $/mtherm) | UCT LCOE Bundle | Cumulative Achievable Technical Potential in 2023 (MWh or mTherms) | Lifetime Source | Costs Source | Savings Source | 2021 Baseline Definition | 2022 Baseline Definition | 2023 Baseline Definition | 2024 Baseline Definition | 2025 Baseline Definition | 2026 Baseline Definition | 2027 Baseline Definition | 2028 Baseline Definition | 2029 Baseline Definition | 2030 Baseline Definition | 2031 Baseline Definition | 2032 Baseline Definition | 2033 Baseline Definition | 2034 Baseline Definition | 2035 Baseline Definition | 2036 Baseline Definition | 2037 Baseline Definition | 2038 Baseline Definition | 2039 Baseline Definition | 2040 Baseline Definition | 2041 Baseline Definition | 2042 Baseline Definition | 2043 Baseline Definition | 2044 Baseline Definition | 2045 Baseline Definition | 2046 Baseline Definition | 2047 Baseline Definition | 2021 Efficient Definition | 2022 Efficient Definition | 2023 Efficient Definition | 2024 Efficient Definition | 2025 Efficient Definition | 2026 Efficient Definition | 2027 Efficient Definition | 2028 Efficient Definition | 2029 Efficient Definition | 2030 Efficient Definition | 2031 Efficient Definition | 2032 Efficient Definition | 2033 Efficient Definition | 2034 Efficient Definition | 2035 Efficient Definition | 2036 Efficient Definition | 2037 Efficient Definition | 2038 Efficient Definition | 2039 Efficient Definition | 2040 Efficient Definition | 2041 Efficient Definition | 2042 Efficient Definition | 2043 Efficient Definition | 2044 Efficient Definition | 2045 Efficient Definition | 2046 Efficient Definition | 2047 Efficient Definition | 2021 Inc. Cost/Unit ($) | 2022 Inc. Cost/Unit ($) | 2023 Inc. Cost/Unit ($) | 2024 Inc. Cost/Unit ($) | 2025 Inc. Cost/Unit ($) | 2026 Inc. Cost/Unit ($) | 2027 Inc. Cost/Unit ($) | 2028 Inc. Cost/Unit ($) | 2029 Inc. Cost/Unit ($) | 2030 Inc. Cost/Unit ($) | 2031 Inc. Cost/Unit ($) | 2032 Inc. Cost/Unit ($) | 2033 Inc. Cost/Unit ($) | 2034 Inc. Cost/Unit ($) | 2035 Inc. Cost/Unit ($) | 2036 Inc. Cost/Unit ($) | 2037 Inc. Cost/Unit ($) | 2038 Inc. Cost/Unit ($) | 2039 Inc. Cost/Unit ($) | 2040 Inc. Cost/Unit ($) | 2041 Inc. Cost/Unit ($) | 2042 Inc. Cost/Unit ($) | 2043 Inc. Cost/Unit ($) | 2044 Inc. Cost/Unit ($) | 2045 Inc. Cost/Unit ($) | 2046 Inc. Cost/Unit ($) | 2047 Inc. Cost/Unit ($) | 2021 Savings/Unit (kWh or therm) | 2022 Savings/Unit (kWh or therm) | 2023 Savings/Unit (kWh or therm) | 2024 Savings/Unit (kWh or therm) | 2025 Savings/Unit (kWh or therm) | 2026 Savings/Unit (kWh or therm) | 2027 Savings/Unit (kWh or therm) | 2028 Savings/Unit (kWh or therm) | 2029 Savings/Unit (kWh or therm) | 2030 Savings/Unit (kWh or therm) | 2031 Savings/Unit (kWh or therm) | 2032 Savings/Unit (kWh or therm) | 2033 Savings/Unit (kWh or therm) | 2034 Savings/Unit (kWh or therm) | 2035 Savings/Unit (kWh or therm) | 2036 Savings/Unit (kWh or therm) | 2037 Savings/Unit (kWh or therm) | 2038 Savings/Unit (kWh or therm) | 2039 Savings/Unit (kWh or therm) | 2040 Savings/Unit (kWh or therm) | 2041 Savings/Unit (kWh or therm) | 2042 Savings/Unit (kWh or therm) | 2043 Savings/Unit (kWh or therm) | 2044 Savings/Unit (kWh or therm) | 2045 Savings/Unit (kWh or therm) | 2046 Savings/Unit (kWh or therm) | 2047 Savings/Unit (kWh or therm) | 2023 TP Incr. Savings (MWh or mTherms) | 2024 TP Incr. Savings (MWh or mTherms) | 2025 TP Incr. Savings (MWh or mTherms) | 2026 TP Incr. Savings (MWh or mTherms) | 2027 TP Incr. Savings (MWh or mTherms) | 2028 TP Incr. Savings (MWh or mTherms) | 2029 TP Incr. Savings (MWh or mTherms) | 2030 TP Incr. Savings (MWh or mTherms) | 2031 TP Incr. Savings (MWh or mTherms) | 2032 TP Incr. Savings (MWh or mTherms) | 2033 TP Incr. Savings (MWh or mTherms) | 2034 TP Incr. Savings (MWh or mTherms) | 2035 TP Incr. Savings (MWh or mTherms) | 2036 TP Incr. Savings (MWh or mTherms) | 2037 TP Incr. Savings (MWh or mTherms) | 2038 TP Incr. Savings (MWh or mTherms) | 2039 TP Incr. Savings (MWh or mTherms) | 2040 TP Incr. Savings (MWh or mTherms) | 2041 TP Incr. Savings (MWh or mTherms) | 2042 TP Incr. Savings (MWh or mTherms) | 2043 TP Incr. Savings (MWh or mTherms) | 2044 TP Incr. Savings (MWh or mTherms) | 2045 TP Incr. Savings (MWh or mTherms) | 2046 TP Incr. Savings (MWh or mTherms) | 2047 TP Incr. Savings (MWh or mTherms) | 2023 TP Cumul. Savings (MWh or mTherms) | 2024 TP Cumul. Savings (MWh or mTherms) | 2025 TP Cumul. Savings (MWh or mTherms) | 2026 TP Cumul. Savings (MWh or mTherms) | 2027 TP Cumul. Savings (MWh or mTherms) | 2028 TP Cumul. Savings (MWh or mTherms) | 2029 TP Cumul. Savings (MWh or mTherms) | 2030 TP Cumul. Savings (MWh or mTherms) | 2031 TP Cumul. Savings (MWh or mTherms) | 2032 TP Cumul. Savings (MWh or mTherms) | 2033 TP Cumul. Savings (MWh or mTherms) | 2034 TP Cumul. Savings (MWh or mTherms) | 2035 TP Cumul. Savings (MWh or mTherms) | 2036 TP Cumul. Savings (MWh or mTherms) | 2037 TP Cumul. Savings (MWh or mTherms) | 2038 TP Cumul. Savings (MWh or mTherms) | 2039 TP Cumul. Savings (MWh or mTherms) | 2040 TP Cumul. Savings (MWh or mTherms) | 2041 TP Cumul. Savings (MWh or mTherms) | 2042 TP Cumul. Savings (MWh or mTherms) | 2043 TP Cumul. Savings (MWh or mTherms) | 2044 TP Cumul. Savings (MWh or mTherms) | 2045 TP Cumul. Savings (MWh or mTherms) | 2046 TP Cumul. Savings (MWh or mTherms) | 2047 TP Cumul. Savings (MWh or mTherms) | 2023 TP Incr. Purchases | 2024 TP Incr. Purchases | 2025 TP Incr. Purchases | 2026 TP Incr. Purchases | 2027 TP Incr. Purchases | 2028 TP Incr. Purchases | 2029 TP Incr. Purchases | 2030 TP Incr. Purchases | 2031 TP Incr. Purchases | 2032 TP Incr. Purchases | 2033 TP Incr. Purchases | 2034 TP Incr. Purchases | 2035 TP Incr. Purchases | 2036 TP Incr. Purchases | 2037 TP Incr. Purchases | 2038 TP Incr. Purchases | 2039 TP Incr. Purchases | 2040 TP Incr. Purchases | 2041 TP Incr. Purchases | 2042 TP Incr. Purchases | 2043 TP Incr. Purchases | 2044 TP Incr. Purchases | 2045 TP Incr. Purchases | 2046 TP Incr. Purchases | 2047 TP Incr. Purchases | 2023 TP Cumul. Purchases | 2024 TP Cumul. Purchases | 2025 TP Cumul. Purchases | 2026 TP Cumul. Purchases | 2027 TP Cumul. Purchases | 2028 TP Cumul. Purchases | 2029 TP Cumul. Purchases | 2030 TP Cumul. Purchases | 2031 TP Cumul. Purchases | 2032 TP Cumul. Purchases | 2033 TP Cumul. Purchases | 2034 TP Cumul. Purchases | 2035 TP Cumul. Purchases | 2036 TP Cumul. Purchases | 2037 TP Cumul. Purchases | 2038 TP Cumul. Purchases | 2039 TP Cumul. Purchases | 2040 TP Cumul. Purchases | 2041 TP Cumul. Purchases | 2042 TP Cumul. Purchases | 2043 TP Cumul. Purchases | 2044 TP Cumul. Purchases | 2045 TP Cumul. Purchases | 2046 TP Cumul. Purchases | 2047 TP Cumul. Purchases | 2023 ATP Incr. Savings (MWh or mTherms) | 2024 ATP Incr. Savings (MWh or mTherms) | 2025 ATP Incr. Savings (MWh or mTherms) | 2026 ATP Incr. Savings (MWh or mTherms) | 2027 ATP Incr. Savings (MWh or mTherms) | 2028 ATP Incr. Savings (MWh or mTherms) | 2029 ATP Incr. Savings (MWh or mTherms) | 2030 ATP Incr. Savings (MWh or mTherms) | 2031 ATP Incr. Savings (MWh or mTherms) | 2032 ATP Incr. Savings (MWh or mTherms) | 2033 ATP Incr. Savings (MWh or mTherms) | 2034 ATP Incr. Savings (MWh or mTherms) | 2035 ATP Incr. Savings (MWh or mTherms) | 2036 ATP Incr. Savings (MWh or mTherms) | 2037 ATP Incr. Savings (MWh or mTherms) | 2038 ATP Incr. Savings (MWh or mTherms) | 2039 ATP Incr. Savings (MWh or mTherms) | 2040 ATP Incr. Savings (MWh or mTherms) | 2041 ATP Incr. Savings (MWh or mTherms) | 2042 ATP Incr. Savings (MWh or mTherms) | 2043 ATP Incr. Savings (MWh or mTherms) | 2044 ATP Incr. Savings (MWh or mTherms) | 2045 ATP Incr. Savings (MWh or mTherms) | 2046 ATP Incr. Savings (MWh or mTherms) | 2047 ATP Incr. Savings (MWh or mTherms) | 2023 ATP Cumul. Savings (MWh or mTherms) | 2024 ATP Cumul. Savings (MWh or mTherms) | 2025 ATP Cumul. Savings (MWh or mTherms) | 2026 ATP Cumul. Savings (MWh or mTherms) | 2027 ATP Cumul. Savings (MWh or mTherms) | 2028 ATP Cumul. Savings (MWh or mTherms) | 2029 ATP Cumul. Savings (MWh or mTherms) | 2030 ATP Cumul. Savings (MWh or mTherms) | 2031 ATP Cumul. Savings (MWh or mTherms) | 2032 ATP Cumul. Savings (MWh or mTherms) | 2033 ATP Cumul. Savings (MWh or mTherms) | 2034 ATP Cumul. Savings (MWh or mTherms) | 2035 ATP Cumul. Savings (MWh or mTherms) | 2036 ATP Cumul. Savings (MWh or mTherms) | 2037 ATP Cumul. Savings (MWh or mTherms) | 2038 ATP Cumul. Savings (MWh or mTherms) | 2039 ATP Cumul. Savings (MWh or mTherms) | 2040 ATP Cumul. Savings (MWh or mTherms) | 2041 ATP Cumul. Savings (MWh or mTherms) | 2042 ATP Cumul. Savings (MWh or mTherms) | 2043 ATP Cumul. Savings (MWh or mTherms) | 2044 ATP Cumul. Savings (MWh or mTherms) | 2045 ATP Cumul. Savings (MWh or mTherms) | 2046 ATP Cumul. Savings (MWh or mTherms) | 2047 ATP Cumul. Savings (MWh or mTherms) | 2023 ATP Incr. Purchases | 2024 ATP Incr. Purchases | 2025 ATP Incr. Purchases | 2026 ATP Incr. Purchases | 2027 ATP Incr. Purchases | 2028 ATP Incr. Purchases | 2029 ATP Incr. Purchases | 2030 ATP Incr. Purchases | 2031 ATP Incr. Purchases | 2032 ATP Incr. Purchases | 2033 ATP Incr. Purchases | 2034 ATP Incr. Purchases | 2035 ATP Incr. Purchases | 2036 ATP Incr. Purchases | 2037 ATP Incr. Purchases | 2038 ATP Incr. Purchases | 2039 ATP Incr. Purchases | 2040 ATP Incr. Purchases | 2041 ATP Incr. Purchases | 2042 ATP Incr. Purchases | 2043 ATP Incr. Purchases | 2044 ATP Incr. Purchases | 2045 ATP Incr. Purchases | 2046 ATP Incr. Purchases | 2047 ATP Incr. Purchases | 2023 ATP Cumul. Purchases | 2024 ATP Cumul. Purchases | 2025 ATP Cumul. Purchases | 2026 ATP Cumul. Purchases | 2027 ATP Cumul. Purchases | 2028 ATP Cumul. Purchases | 2029 ATP Cumul. Purchases | 2030 ATP Cumul. Purchases | 2031 ATP Cumul. Purchases | 2032 ATP Cumul. Purchases | 2033 ATP Cumul. Purchases | 2034 ATP Cumul. Purchases | 2035 ATP Cumul. Purchases | 2036 ATP Cumul. Purchases | 2037 ATP Cumul. Purchases | 2038 ATP Cumul. Purchases | 2039 ATP Cumul. Purchases | 2040 ATP Cumul. Purchases | 2041 ATP Cumul. Purchases | 2042 ATP Cumul. Purchases | 2043 ATP Cumul. Purchases | 2044 ATP Cumul. Purchases | 2045 ATP Cumul. Purchases | 2046 ATP Cumul. Purchases | 2047 ATP Cumul. Purchases | 2023 TRC Incr. Savings (MWh or mTherms) | 2024 TRC Incr. Savings (MWh or mTherms) | 2025 TRC Incr. Savings (MWh or mTherms) | 2026 TRC Incr. Savings (MWh or mTherms) | 2027 TRC Incr. Savings (MWh or mTherms) | 2028 TRC Incr. Savings (MWh or mTherms) | 2029 TRC Incr. Savings (MWh or mTherms) | 2030 TRC Incr. Savings (MWh or mTherms) | 2031 TRC Incr. Savings (MWh or mTherms) | 2032 TRC Incr. Savings (MWh or mTherms) | 2033 TRC Incr. Savings (MWh or mTherms) | 2034 TRC Incr. Savings (MWh or mTherms) | 2035 TRC Incr. Savings (MWh or mTherms) | 2036 TRC Incr. Savings (MWh or mTherms) | 2037 TRC Incr. Savings (MWh or mTherms) | 2038 TRC Incr. Savings (MWh or mTherms) | 2039 TRC Incr. Savings (MWh or mTherms) | 2040 TRC Incr. Savings (MWh or mTherms) | 2041 TRC Incr. Savings (MWh or mTherms) | 2042 TRC Incr. Savings (MWh or mTherms) | 2043 TRC Incr. Savings (MWh or mTherms) | 2044 TRC Incr. Savings (MWh or mTherms) | 2045 TRC Incr. Savings (MWh or mTherms) | 2046 TRC Incr. Savings (MWh or mTherms) | 2047 TRC Incr. Savings (MWh or mTherms) | 2023 TRC Cumul. Savings (MWh or mTherms) | 2024 TRC Cumul. Savings (MWh or mTherms) | 2025 TRC Cumul. Savings (MWh or mTherms) | 2026 TRC Cumul. Savings (MWh or mTherms) | 2027 TRC Cumul. Savings (MWh or mTherms) | 2028 TRC Cumul. Savings (MWh or mTherms) | 2029 TRC Cumul. Savings (MWh or mTherms) | 2030 TRC Cumul. Savings (MWh or mTherms) | 2031 TRC Cumul. Savings (MWh or mTherms) | 2032 TRC Cumul. Savings (MWh or mTherms) | 2033 TRC Cumul. Savings (MWh or mTherms) | 2034 TRC Cumul. Savings (MWh or mTherms) | 2035 TRC Cumul. Savings (MWh or mTherms) | 2036 TRC Cumul. Savings (MWh or mTherms) | 2037 TRC Cumul. Savings (MWh or mTherms) | 2038 TRC Cumul. Savings (MWh or mTherms) | 2039 TRC Cumul. Savings (MWh or mTherms) | 2040 TRC Cumul. Savings (MWh or mTherms) | 2041 TRC Cumul. Savings (MWh or mTherms) | 2042 TRC Cumul. Savings (MWh or mTherms) | 2043 TRC Cumul. Savings (MWh or mTherms) | 2044 TRC Cumul. Savings (MWh or mTherms) | 2045 TRC Cumul. Savings (MWh or mTherms) | 2046 TRC Cumul. Savings (MWh or mTherms) | 2047 TRC Cumul. Savings (MWh or mTherms) | 2023 TRC Incr. Purchases | 2024 TRC Incr. Purchases | 2025 TRC Incr. Purchases | 2026 TRC Incr. Purchases | 2027 TRC Incr. Purchases | 2028 TRC Incr. Purchases | 2029 TRC Incr. Purchases | 2030 TRC Incr. Purchases | 2031 TRC Incr. Purchases | 2032 TRC Incr. Purchases | 2033 TRC Incr. Purchases | 2034 TRC Incr. Purchases | 2035 TRC Incr. Purchases | 2036 TRC Incr. Purchases | 2037 TRC Incr. Purchases | 2038 TRC Incr. Purchases | 2039 TRC Incr. Purchases | 2040 TRC Incr. Purchases | 2041 TRC Incr. Purchases | 2042 TRC Incr. Purchases | 2043 TRC Incr. Purchases | 2044 TRC Incr. Purchases | 2045 TRC Incr. Purchases | 2046 TRC Incr. Purchases | 2047 TRC Incr. Purchases | 2023 TRC Cumul. Purchases | 2024 TRC Cumul. Purchases | 2025 TRC Cumul. Purchases | 2026 TRC Cumul. Purchases | 2027 TRC Cumul. Purchases | 2028 TRC Cumul. Purchases | 2029 TRC Cumul. Purchases | 2030 TRC Cumul. Purchases | 2031 TRC Cumul. Purchases | 2032 TRC Cumul. Purchases | 2033 TRC Cumul. Purchases | 2034 TRC Cumul. Purchases | 2035 TRC Cumul. Purchases | 2036 TRC Cumul. Purchases | 2037 TRC Cumul. Purchases | 2038 TRC Cumul. Purchases | 2039 TRC Cumul. Purchases | 2040 TRC Cumul. Purchases | 2041 TRC Cumul. Purchases | 2042 TRC Cumul. Purchases | 2043 TRC Cumul. Purchases | 2044 TRC Cumul. Purchases | 2045 TRC Cumul. Purchases | 2046 TRC Cumul. Purchases | 2047 TRC Cumul. Purchases | 2023 UCT Incr. Savings (MWh or mTherms) | 2024 UCT Incr. Savings (MWh or mTherms) | 2025 UCT Incr. Savings (MWh or mTherms) | 2026 UCT Incr. Savings (MWh or mTherms) | 2027 UCT Incr. Savings (MWh or mTherms) | 2028 UCT Incr. Savings (MWh or mTherms) | 2029 UCT Incr. Savings (MWh or mTherms) | 2030 UCT Incr. Savings (MWh or mTherms) | 2031 UCT Incr. Savings (MWh or mTherms) | 2032 UCT Incr. Savings (MWh or mTherms) | 2033 UCT Incr. Savings (MWh or mTherms) | 2034 UCT Incr. Savings (MWh or mTherms) | 2035 UCT Incr. Savings (MWh or mTherms) | 2036 UCT Incr. Savings (MWh or mTherms) | 2037 UCT Incr. Savings (MWh or mTherms) | 2038 UCT Incr. Savings (MWh or mTherms) | 2039 UCT Incr. Savings (MWh or mTherms) | 2040 UCT Incr. Savings (MWh or mTherms) | 2041 UCT Incr. Savings (MWh or mTherms) | 2042 UCT Incr. Savings (MWh or mTherms) | 2043 UCT Incr. Savings (MWh or mTherms) | 2044 UCT Incr. Savings (MWh or mTherms) | 2045 UCT Incr. Savings (MWh or mTherms) | 2046 UCT Incr. Savings (MWh or mTherms) | 2047 UCT Incr. Savings (MWh or mTherms) | 2023 UCT Cumul. Savings (MWh or mTherms) | 2024 UCT Cumul. Savings (MWh or mTherms) | 2025 UCT Cumul. Savings (MWh or mTherms) | 2026 UCT Cumul. Savings (MWh or mTherms) | 2027 UCT Cumul. Savings (MWh or mTherms) | 2028 UCT Cumul. Savings (MWh or mTherms) | 2029 UCT Cumul. Savings (MWh or mTherms) | 2030 UCT Cumul. Savings (MWh or mTherms) | 2031 UCT Cumul. Savings (MWh or mTherms) | 2032 UCT Cumul. Savings (MWh or mTherms) | 2033 UCT Cumul. Savings (MWh or mTherms) | 2034 UCT Cumul. Savings (MWh or mTherms) | 2035 UCT Cumul. Savings (MWh or mTherms) | 2036 UCT Cumul. Savings (MWh or mTherms) | 2037 UCT Cumul. Savings (MWh or mTherms) | 2038 UCT Cumul. Savings (MWh or mTherms) | 2039 UCT Cumul. Savings (MWh or mTherms) | 2040 UCT Cumul. Savings (MWh or mTherms) | 2041 UCT Cumul. Savings (MWh or mTherms) | 2042 UCT Cumul. Savings (MWh or mTherms) | 2043 UCT Cumul. Savings (MWh or mTherms) | 2044 UCT Cumul. Savings (MWh or mTherms) | 2045 UCT Cumul. Savings (MWh or mTherms) | 2046 UCT Cumul. Savings (MWh or mTherms) | 2047 UCT Cumul. Savings (MWh or mTherms) | 2023 UCT Incr. Purchases | 2024 UCT Incr. Purchases | 2025 UCT Incr. Purchases | 2026 UCT Incr. Purchases | 2027 UCT Incr. Purchases | 2028 UCT Incr. Purchases | 2029 UCT Incr. Purchases | 2030 UCT Incr. Purchases | 2031 UCT Incr. Purchases | 2032 UCT Incr. Purchases | 2033 UCT Incr. Purchases | 2034 UCT Incr. Purchases | 2035 UCT Incr. Purchases | 2036 UCT Incr. Purchases | 2037 UCT Incr. Purchases | 2038 UCT Incr. Purchases | 2039 UCT Incr. Purchases | 2040 UCT Incr. Purchases | 2041 UCT Incr. Purchases | 2042 UCT Incr. Purchases | 2043 UCT Incr. Purchases | 2044 UCT Incr. Purchases | 2045 UCT Incr. Purchases | 2046 UCT Incr. Purchases | 2047 UCT Incr. Purchases | 2023 UCT Cumul. Purchases | 2024 UCT Cumul. Purchases | 2025 UCT Cumul. Purchases | 2026 UCT Cumul. Purchases | 2027 UCT Cumul. Purchases | 2028 UCT Cumul. Purchases | 2029 UCT Cumul. Purchases | 2030 UCT Cumul. Purchases | 2031 UCT Cumul. Purchases | 2032 UCT Cumul. Purchases | 2033 UCT Cumul. Purchases | 2034 UCT Cumul. Purchases | 2035 UCT Cumul. Purchases | 2036 UCT Cumul. Purchases | 2037 UCT Cumul. Purchases | 2038 UCT Cumul. Purchases | 2039 UCT Cumul. Purchases | 2040 UCT Cumul. Purchases | 2041 UCT Cumul. Purchases | 2042 UCT Cumul. Purchases | 2043 UCT Cumul. Purchases | 2044 UCT Cumul. Purchases | 2045 UCT Cumul. Purchases | 2046 UCT Cumul. Purchases | 2047 UCT Cumul. Purchases | 2023 TRC LCOE ($/MWh or $/mtherm) | 2024 TRC LCOE ($/MWh or $/mtherm) | 2025 TRC LCOE ($/MWh or $/mtherm) | 2026 TRC LCOE ($/MWh or $/mtherm) | 2027 TRC LCOE ($/MWh or $/mtherm) | 2028 TRC LCOE ($/MWh or $/mtherm) | 2029 TRC LCOE ($/MWh or $/mtherm) | 2030 TRC LCOE ($/MWh or $/mtherm) | 2031 TRC LCOE ($/MWh or $/mtherm) | 2032 TRC LCOE ($/MWh or $/mtherm) | 2033 TRC LCOE ($/MWh or $/mtherm) | 2034 TRC LCOE ($/MWh or $/mtherm) | 2035 TRC LCOE ($/MWh or $/mtherm) | 2036 TRC LCOE ($/MWh or $/mtherm) | 2037 TRC LCOE ($/MWh or $/mtherm) | 2038 TRC LCOE ($/MWh or $/mtherm) | 2039 TRC LCOE ($/MWh or $/mtherm) | 2040 TRC LCOE ($/MWh or $/mtherm) | 2041 TRC LCOE ($/MWh or $/mtherm) | 2042 TRC LCOE ($/MWh or $/mtherm) | 2043 TRC LCOE ($/MWh or $/mtherm) | 2044 TRC LCOE ($/MWh or $/mtherm) | 2045 TRC LCOE ($/MWh or $/mtherm) | 2046 TRC LCOE ($/MWh or $/mtherm) | 2047 TRC LCOE ($/MWh or $/mtherm) | 2023 UCT LCOE ($/MWh or $/mtherm) | 2024 UCT LCOE ($/MWh or $/mtherm) | 2025 UCT LCOE ($/MWh or $/mtherm) | 2026 UCT LCOE ($/MWh or $/mtherm) | 2027 UCT LCOE ($/MWh or $/mtherm) | 2028 UCT LCOE ($/MWh or $/mtherm) | 2029 UCT LCOE ($/MWh or $/mtherm) | 2030 UCT LCOE ($/MWh or $/mtherm) | 2031 UCT LCOE ($/MWh or $/mtherm) | 2032 UCT LCOE ($/MWh or $/mtherm) | 2033 UCT LCOE ($/MWh or $/mtherm) | 2034 UCT LCOE ($/MWh or $/mtherm) | 2035 UCT LCOE ($/MWh or $/mtherm) | 2036 UCT LCOE ($/MWh or $/mtherm) | 2037 UCT LCOE ($/MWh or $/mtherm) | 2038 UCT LCOE ($/MWh or $/mtherm) | 2039 UCT LCOE ($/MWh or $/mtherm) | 2040 UCT LCOE ($/MWh or $/mtherm) | 2041 UCT LCOE ($/MWh or $/mtherm) | 2042 UCT LCOE ($/MWh or $/mtherm) | 2043 UCT LCOE ($/MWh or $/mtherm) | 2044 UCT LCOE ($/MWh or $/mtherm) | 2045 UCT LCOE ($/MWh or $/mtherm) | 2046 UCT LCOE ($/MWh or $/mtherm) | 2047 UCT LCOE ($/MWh or $/mtherm)
Residential
OR_Residential_LI - Single Family_Existing_Space Heating_Natural Gas_Furnace | OR | Residential | LI - Single Family | Existing | Space Heating | Natural Gas | Furnace | A | ORE1 | AFUE 80% | AFUE 98% | 20 | 190.7106 | 0 | 0 | 199.62 | -0.22 | 0 | 0 | 1 | 0.25 | 80 kBTU/hr | 84.17% | 100% | Lost Opportunity | LO50Fast | 85% | n/a | 0% | 283.2747 |  | 280.5579 |  | 6.9352 | Avista TRM- High Efficiency Wall Furnace (AFUE 90%) | 2022 DOE TSD - EERE-2014-BT-STD-0031-0320 | BEST | AFUE 80% | AFUE 80% | AFUE 80% | AFUE 90% | AFUE 90% | AFUE 90% | AFUE 90% | AFUE 90% | AFUE 90% | AFUE 90% | AFUE 90% | AFUE 90% | AFUE 90% | AFUE 90% | AFUE 90% | AFUE 90% | AFUE 90% | AFUE 90% | AFUE 90% | AFUE 90% | AFUE 90% | AFUE 90% | AFUE 90% | AFUE 90% | AFUE 90% | AFUE 90% | AFUE 90% | AFUE 98% | AFUE 98% | AFUE 98% | AFUE 98% | AFUE 98% | AFUE 98% | AFUE 98% | AFUE 98% | AFUE 98% | AFUE 98% | AFUE 98% | AFUE 98% | AFUE 98% | AFUE 98% | AFUE 98% | AFUE 98% | AFUE 98% | AFUE 98% | AFUE 98% | AFUE 98% | AFUE 98% | AFUE 98% | AFUE 98% | AFUE 98% | AFUE 98% | AFUE 98% | AFUE 98% | 665 | 665 | 665 | 199.62 | 199.62 | 199.62 | 199.62 | 199.62 | 199.62 | 199.62 | 199.62 | 199.62 | 199.62 | 199.62 | 199.62 | 199.62 | 199.62 | 199.62 | 199.62 | 199.62 | 199.62 | 199.62 | 199.62 | 199.6243 | 199.6243 | 199.6243 | 199.6243 | 0 | 336.4516 | 336.8156 | 260.4386 | 260.5273 | 260.607 | 260.6185 | 260.6189 | 260.6194 | 260.6202 | 260.6213 | 260.6208 | 260.6203 | 260.6199 | 260.6194 | 260.6199 | 260.6203 | 260.6207 | 260.6207 | 260.6207 | 260.6207 | 260.6207 | 260.6207 | 260.6207 | 260.6207 | 260.6207 | 260.6207 | 47.6452 | 38.3094 | 39.7254 | 41.0766 | 42.358 | 43.5801 | 44.7488 | 45.868 | 46.9408 | 47.9433 | 47.6982 | 47.5392 | 47.4815 | 47.5077 | 47.5969 | 47.7433 | 47.9364 | 48.1766 | 48.4595 | 48.8254 | 12.3081 | 11.16 | 10.0578 | 4.383 | 0.40437 | 47.6452 | 75.1505 | 114.9014 | 156.0133 | 198.3782 | 241.9585 | 286.7079 | 332.5767 | 379.5189 | 427.4614 | 475.1589 | 522.6972 | 570.1778 | 617.6865 | 665.2844 | 713.0287 | 760.965 | 809.1417 | 857.6011 | 906.4265 | 918.7346 | 929.8946 | 939.9524 | 944.3354 | 944.7398 | 141.4578 | 147.0958 | 152.4807 | 157.619 | 162.5289 | 167.2176 | 171.7019 | 175.9954 | 180.1113 | 183.9579 | 183.0179 | 182.4082 | 182.187 | 182.2872 | 182.6292 | 183.1906 | 183.9315 | 184.8534 | 185.9386 | 187.3427 | 47.2261 | 42.8207 | 38.5918 | 16.8176 | 1.5516 | 141.4578 | 288.5535 | 441.0342 | 598.6533 | 761.1822 | 928.3998 | 1100.1017 | 1276.0971 | 1456.2084 | 1640.1663 | 1823.1842 | 2005.5924 | 2187.7794 | 2370.0666 | 2552.6958 | 2735.8864 | 2919.8179 | 3104.6713 | 3290.6099 | 3477.9526 | 3525.1787 | 3567.9994 | 3606.5912 | 3623.4087 | 3624.9603 | 6.9352 | 4.2744 | 5.38 | 6.1964 | 6.8184 | 7.2351 | 7.5295 | 7.7591 | 7.956 | 8.1278 | 8.0862 | 8.0592 | 8.0494 | 8.0539 | 8.0691 | 8.0939 | 8.1267 | 8.1674 | 8.2153 | 8.2774 | 5.5336 | 4.1099 | 3.0578 | 1.51 | 0.43107 | 6.9352 | 7.073 | 12.4584 | 18.6635 | 25.4837 | 32.7189 | 40.2486 | 48.0079 | 55.9644 | 64.092 | 72.178 | 80.2369 | 88.286 | 96.3403 | 104.4097 | 112.504 | 120.6306 | 128.798 | 137.0134 | 145.2907 | 150.8244 | 154.9343 | 157.9921 | 159.5021 | 159.9332 | 52.1106 | 79.5914 | 100.1 | 115.2109 | 126.7627 | 134.5091 | 139.9831 | 144.2497 | 147.9096 | 151.1042 | 150.3313 | 149.8298 | 149.6473 | 149.7304 | 150.012 | 150.4738 | 151.0824 | 151.8396 | 152.731 | 153.8843 | 102.8754 | 76.4071 | 56.848 | 28.0723 | 8.0139 | 52.1106 | 131.7019 | 231.8019 | 347.0128 | 473.7756 | 608.2846 | 748.2677 | 892.5174 | 1040.427 | 1191.5312 | 1341.8625 | 1491.6923 | 1641.3396 | 1791.0701 | 1941.0821 | 2091.5559 | 2242.6382 | 2394.4779 | 2547.2089 | 2701.0932 | 2803.9686 | 2880.3757 | 2937.2237 | 2965.296 | 2973.31 | 6.9352 | 4.2744 | 5.38 | 6.1964 | 6.8184 | 7.2351 | 7.5295 | 7.7591 | 7.956 | 8.1278 | 8.0862 | 8.0592 | 8.0494 | 8.0539 | 8.0691 | 8.0939 | 8.1267 | 8.1674 | 8.2153 | 8.2774 | 5.5336 | 4.1099 | 3.0578 | 1.51 | 0.43107 | 6.9352 | 7.073 | 12.4584 | 18.6635 | 25.4837 | 32.7189 | 40.2486 | 48.0079 | 55.9644 | 64.092 | 72.178 | 80.2369 | 88.286 | 96.3403 | 104.4097 | 112.504 | 120.6306 | 128.798 | 137.0134 | 145.2907 | 150.8244 | 154.9343 | 157.9921 | 159.5021 | 159.9332 | 52.1106 | 79.5914 | 100.1 | 115.2109 | 126.7627 | 134.5091 | 139.9831 | 144.2497 | 147.9096 | 151.1042 | 150.3313 | 149.8298 | 149.6473 | 149.7304 | 150.012 | 150.4738 | 151.0824 | 151.8396 | 152.731 | 153.8843 | 102.8754 | 76.4071 | 56.848 | 28.0723 | 8.0139 | 52.1106 | 131.7019 | 231.8019 | 347.0128 | 473.7756 | 608.2846 | 748.2677 | 892.5174 | 1040.427 | 1191.5312 | 1341.8625 | 1491.6923 | 1641.3396 | 1791.0701 | 1941.0821 | 2091.5559 | 2242.6382 | 2394.4779 | 2547.2089 | 2701.0932 | 2803.9686 | 2880.3757 | 2937.2237 | 2965.296 | 2973.31 | 6.9352 | 4.2744 | 5.38 | 6.1964 | 6.8184 | 7.2351 | 7.5295 | 7.7591 | 7.956 | 8.1278 | 8.0862 | 8.0592 | 8.0494 | 8.0539 | 8.0691 | 8.0939 | 8.1267 | 8.1674 | 8.2153 | 8.2774 | 5.5336 | 4.1099 | 3.0578 | 1.51 | 0.43107 | 6.9352 | 7.073 | 12.4584 | 18.6635 | 25.4837 | 32.7189 | 40.2486 | 48.0079 | 55.9644 | 64.092 | 72.178 | 80.2369 | 88.286 | 96.3403 | 104.4097 | 112.504 | 120.6306 | 128.798 | 137.0134 | 145.2907 | 150.8244 | 154.9343 | 157.9921 | 159.5021 | 159.9332 | 52.1106 | 79.5914 | 100.1 | 115.2109 | 126.7627 | 134.5091 | 139.9831 | 144.2497 | 147.9096 | 151.1042 | 150.3313 | 149.8298 | 149.6473 | 149.7304 | 150.012 | 150.4738 | 151.0824 | 151.8396 | 152.731 | 153.8843 | 102.8754 | 76.4071 | 56.848 | 28.0723 | 8.0139 | 52.1106 | 131.7019 | 231.8019 | 347.0128 | 473.7756 | 608.2846 | 748.2677 | 892.5174 | 1040.427 | 1191.5312 | 1341.8625 | 1491.6923 | 1641.3396 | 1791.0701 | 1941.0821 | 2091.5559 | 2242.6382 | 2394.4779 | 2547.2089 | 2701.0932 | 2803.9686 | 2880.3757 | 2937.2237 | 2965.296 | 2973.31 | 357.1634 | 273.431 | 273.431 | 273.431 | 273.431 | 273.431 | 273.431 | 273.431 | 273.431 | 273.431 | 273.431 | 273.431 | 273.431 | 273.431 | 273.431 | 273.431 | 273.431 | 273.431 | 273.431 | 273.431 | 273.431 | 273.4369 | 273.4369 | 273.4369 | 273.4369 | 356.0079 | 270.5061 | 270.5061 | 270.5061 | 270.5061 | 270.5061 | 270.5061 | 270.5061 | 270.5061 | 270.5061 | 270.5061 | 270.5061 | 270.5061 | 270.5061 | 270.5061 | 270.5061 | 270.5061 | 270.5061 | 270.5061 | 270.5061 | 270.5061 | 270.512 | 270.512 | 270.512 | 270.512 | 1
OR_Residential_LI - Single Family_Existing_Space Heating_Natural Gas_Furnace | OR | Residential | LI - Single Family | Existing | Space Heating | Natural Gas | Boiler | A | ORE2 | AFUE 80% | AFUE 90% | 20 | 0 | 0 | 0 | 354.37 | 0 | 0 | 0 | 0.35 | 0.25 | 105 kBTU/hr | 3.54% | 100% | Lost Opportunity | LO50Fast | 85% | n/a | 0% | 0 |  | 0 |  | 0 | Avista TRM- NG BOILER 96% AFUE | BLR-Heating-AEO22 | BEST | AFUE 80% | AFUE 80% | AFUE 80% | AFUE 80% | AFUE 80% | AFUE 80% | AFUE 80% | AFUE 80% | AFUE 80% | AFUE 80% | AFUE 80% | AFUE 80% | AFUE 80% | AFUE 80% | AFUE 80% | AFUE 80% | AFUE 80% | AFUE 80% | AFUE 80% | AFUE 80% | AFUE 80% | AFUE 80% | AFUE 80% | AFUE 80% | AFUE 80% | AFUE 80% | AFUE 80% | AFUE 90% | AFUE 90% | AFUE 90% | AFUE 90% | AFUE 90% | AFUE 90% | AFUE 90% | AFUE 95% | AFUE 95% | AFUE 95% | AFUE 95% | AFUE 95% | AFUE 95% | AFUE 95% | AFUE 95% | AFUE 95% | AFUE 95% | AFUE 95% | AFUE 95% | AFUE 95% | AFUE 95% | AFUE 95% | AFUE 95% | AFUE 95% | AFUE 95% | AFUE 95% | AFUE 95% | 354.37 | 354.37 | 354.37 | 354.37 | 354.37 | 354.37 | 354.37 | 1470.62 | 1470.62 | 1470.62 | 1470.62 | 1470.62 | 1470.62 | 1470.62 | 1470.62 | 1470.62 | 1470.62 | 1470.62 | 1470.62 | 1470.62 | 1470.62 | 1470.62 | 1470.62 | 1470.6208 | 1470.6208 | 1470.6208 | 1470.6208 | 0 | 0 | 0 | 0 | 0 | 0 | 0 | 0 | 0 | 0 | 0 | 0 | 0 | 0 | 0 | 0 | 0 | 0 | 0 | 0 | 0 | 0 | 0 | 0 | 0 | 0 | 0 | 0 | 0 | 0 | 0 | 0 | 0 | 0 | 0 | 0 | 0 | 0 | 0 | 0 | 0 | 0 | 0 | 0 | 0 | 0 | 0 | 0 | 0 | 0 | 0 | 0 | 0 | 0 | 0 | 0 | 0 | 0 | 0 | 0 | 0 | 0 | 0 | 0 | 0 | 0 | 0 | 0 | 0 | 0 | 0 | 0 | 0 | 0 | 0 | 0 | 0 | 0 | 0 | 0 | 0 | 0 | 0 | 0 | 0 | 0 | 0 | 0 | 0 | 0 | 0 | 0 | 0 | 0 | 0 | 0 | 0 | 0 | 0 | 0 | 0 | 0 | 0 | 0 | 0 | 0 | 0 | 0 | 0 | 0 | 0 | 0 | 0 | 0 | 0 | 0 | 0 | 0 | 0 | 0 | 0 | 0 | 0 | 0 | 0 | 0 | 0 | 0 | 0 | 0 | 0 | 0 | 0 | 0 | 0 | 0 | 0 | 0 | 0 | 0 | 0 | 0 | 0 | 0 | 0 | 0 | 0 | 0 | 0 | 0 | 0 | 0 | 0 | 0 | 0 | 0 | 0 | 0 | 0 | 0 | 0 | 0 | 0 | 0 | 0 | 0 | 0 | 0 | 0 | 0 | 0 | 0 | 0 | 0 | 0 | 0 | 0 | 0 | 0 | 0 | 0 | 0 | 0 | 0 | 0 | 0 | 0 | 0 | 0 | 0 | 0 | 0 | 0 | 0 | 0 | 0 | 0 | 0 | 0 | 0 | 0 | 0 | 0 | 0 | 0 | 0 | 0 | 0 | 0 | 0 | 0 | 0 | 0 | 0 | 0 | 0 | 0 | 0 | 0 | 0 | 0 | 0 | 0 | 0 | 0 | 0 | 0 | 0 | 0 | 0 | 0 | 0 | 0 | 0 | 0 | 0 | 0 | 0 | 0 | 0 | 0 | 0 | 0 | 0 | 0 | 0 | 0 | 0 | 0 | 0 | 0 | 0 | 0 | 0 | 0 | 0 | 0 | 0 | 0 | 0 | 0 | 0 | 0 | 0 | 0 | 0 | 0 | 0 | 0 | 0 | 0 | 0 | 0 | 0 | 0 | 0 | 0 | 0 | 0 | 0 | 0 | 0 | 0 | 0 | 0 | 0 | 0 | 0 | 0 | 0 | 0 | 0 | 0 | 0 | 0 | 0 | 0 | 0 | 0 | 0 | 0 | 0 | 0 | 0 | 0 | 0 | 0 | 0 | 0 | 0 | 0 | 0 | 0 | 0 | 0 | 0 | 0 | 0 | 0 | 0 | 0 | 0 | 0 | 0 | 0 | 0 | 0 | 0 | 0 | 0 | 0 | 0 | 0 | 0 | 0 | 0 | 0 | 0 | 0 | 0 | 0 | 0 | 0 | 0 | 0 | 0 | 0 | 0 | 0 | 0 | 0 | 0 | 0 | 0 | 0 | 0 | 0 | 0 | 0 | 0 | 0 | 0 | 0 | 0 | 0 | 0 | 0 | 0 | 0 | 0 | 0 | 0 | 0 | 0 | 0 | 0 | 0 | 0 | 0 | 0 | 0 | 0 | 0 | 0 | 0 | 0 | 0 | 0 | 0 | 0 | 0 | 0 | 0 | 0 | 0 | 0 | 0 | 0 | 0 | 0 | 0 | 0 | 0 | 0 | 0 | 0 | 0 | 0 | 0 | 0 | 0 | 0 | 0 | 0 | 0 | 0 | 0 | 0 | 0 | 0 | 0 | 0 | 0 | 0 | 0 | 0 | 0 | 0 | 0 | 0 | 0 | 0 | 0 | 0 | 0 | 0 | 0 | 0 | 0 | 0 | 0 | 0 | 0 | 0 | 0 | 0 | 0 | 0 | 0 | 0 | 0 | 0 | 0 | 0 | 0 | 0 | 0 | 0 | 0 | 0 | 0 | 0 | 0 | 0 | 0 | 0 | 0 | 0 | 0 | 0 | 0 | 0 | 0 | 0 | 0 | 0 | 0 | 2
OR_Residential_LI - Single Family_Existing_Space Heating_Natural Gas_Furnace | OR | Residential | LI - Single Family | Existing | Secondary Heating | Natural Gas | Fireplace | A | ORE3 | Baseline (50% to 60% FE Rating) | Tier 1 (70% FE Rating) | 20 | 0 | 0 | 0 | 787.26 | 0 | 0 | 0 | 0.35 | 0.45 | 1 unit | 4.816% | 100% | Lost Opportunity | LO3Slow | 85% | n/a | 0% | 0 |  | 0 |  | 0 | AEG Estimate | ETO Fireplace Survey, 2013 | Calculated | Baseline (50% to 60% FE Rating) | Baseline (50% to 60% FE Rating) | Baseline (50% to 60% FE Rating) | Baseline (50% to 60% FE Rating) | Baseline (50% to 60% FE Rating) | Baseline (50% to 60% FE Rating) | Baseline (50% to 60% FE Rating) | Baseline (50% to 60% FE Rating) | Baseline (50% to 60% FE Rating) | Baseline (50% to 60% FE Rating) | Baseline (50% to 60% FE Rating) | Baseline (50% to 60% FE Rating) | Baseline (50% to 60% FE Rating) | Baseline (50% to 60% FE Rating) | Baseline (50% to 60% FE Rating) | Baseline (50% to 60% FE Rating) | Baseline (50% to 60% FE Rating) | Baseline (50% to 60% FE Rating) | Baseline (50% to 60% FE Rating) | Baseline (50% to 60% FE Rating) | Baseline (50% to 60% FE Rating) | Baseline (50% to 60% FE Rating) | Baseline (50% to 60% FE Rating) | Baseline (50% to 60% FE Rating) | Baseline (50% to 60% FE Rating) | Baseline (50% to 60% FE Rating) | Baseline (50% to 60% FE Rating) | Tier 1 (70% FE Rating) | Tier 1 (70% FE Rating) | Tier 1 (70% FE Rating) | Tier 1 (70% FE Rating) | Tier 1 (70% FE Rating) | Tier 1 (70% FE Rating) | Tier 1 (70% FE Rating) | Tier 1 (70% FE Rating) | Tier 1 (70% FE Rating) | Tier 1 (70% FE Rating) | Tier 1 (70% FE Rating) | Tier 1 (70% FE Rating) | Tier 1 (70% FE Rating) | Tier 1 (70% FE Rating) | Tier 1 (70% FE Rating) | Tier 1 (70% FE Rating) | Tier 1 (70% FE Rating) | Tier 1 (70% FE Rating) | Tier 1 (70% FE Rating) | Tier 1 (70% FE Rating) | Tier 1 (70% FE Rating) | Tier 1 (70% FE Rating) | Tier 1 (70% FE Rating) | Tier 1 (70% FE Rating) | Tier 1 (70% FE Rating) | Tier 1 (70% FE Rating) | Tier 1 (70% FE Rating) | 787.26 | 787.26 | 787.26 | 787.26 | 787.26 | 787.26 | 787.26 | 787.26 | 787.26 | 787.26 | 787.26 | 787.26 | 787.26 | 787.26 | 787.26 | 787.26 | 787.26 | 787.26 | 787.26 | 787.26 | 787.26 | 787.26 | 787.26 | 787.2629 | 787.2629 | 787.2629 | 787.2629 | 0 | 0 | 0 | 0 | 0 | 0 | 0 | 0 | 0 | 0 | 0 | 0 | 0 | 0 | 0 | 0 | 0 | 0 | 0 | 0 | 0 | 0 | 0 | 0 | 0 | 0 | 0 | 0 | 0 | 0 | 0 | 0 | 0 | 0 | 0 | 0 | 0 | 0 | 0 | 0 | 0 | 0 | 0 | 0 | 0 | 0 | 0 | 0 | 0 | 0 | 0 | 0 | 0 | 0 | 0 | 0 | 0 | 0 | 0 | 0 | 0 | 0 | 0 | 0 | 0 | 0 | 0 | 0 | 0 | 0 | 0 | 0 | 0 | 0 | 0 | 0 | 0 | 13.9497 | 13.8066 | 13.4793 | 13.0189 | 12.4662 | 11.8529 | 11.2038 | 10.5384 | 9.8712 | 9.2134 | 8.573 | 7.956 | 7.3663 | 6.8064 | 6.2779 | 5.4561 | 4.7794 | 4.2177 | 3.7474 | 3.3499 | 0 | 0 | 0 | 0 | 0 | 13.9497 | 27.7563 | 41.2355 | 54.2545 | 66.7207 | 78.5735 | 89.7774 | 100.3158 | 110.187 | 119.4004 | 127.9734 | 135.9294 | 143.2956 | 150.1021 | 156.38 | 161.8361 | 166.6155 | 170.8332 | 174.5806 | 177.9305 | 177.9305 | 177.9305 | 177.9305 | 177.9305 | 177.9305 | 0 | 0 | 0 | 0 | 0 | 0 | 0 | 0 | 0 | 0 | 0 | 0 | 0 | 0 | 0 | 0 | 0 | 0 | 0 | 0 | 0 | 0 | 0 | 0 | 0 | 0 | 0 | 0 | 0 | 0 | 0 | 0 | 0 | 0 | 0 | 0 | 0 | 0 | 0 | 0 | 0 | 0 | 0 | 0 | 0 | 0 | 0 | 0 | 0 | 0 | 0.065595 | 0.16697 | 0.36228 | 0.68671 | 1.1592 | 1.77 | 2.4764 | 3.2109 | 3.897 | 4.4673 | 4.8777 | 5.112 | 5.1794 | 5.1065 | 4.928 | 4.4155 | 3.9453 | 3.5251 | 3.1556 | 2.836 | 2.4936 | 2.144 | 1.7328 | 1.2191 | 0.57907 | 0.065595 | 0.23257 | 0.59485 | 1.2816 | 2.4408 | 4.2108 | 6.6872 | 9.8981 | 13.7951 | 18.2624 | 23.1401 | 28.252 | 33.4314 | 38.5379 | 43.4659 | 47.8814 | 51.8267 | 55.3518 | 58.5074 | 61.3434 | 63.837 | 65.981 | 67.7139 | 68.9329 | 69.512 | 0 | 0 | 0 | 0 | 0 | 0 | 0 | 0 | 0 | 0 | 0 | 0 | 0 | 0 | 0 | 0 | 0 | 0 | 0 | 0 | 0 | 0 | 0 | 0 | 0 | 0 | 0 | 0 | 0 | 0 | 0 | 0 | 0 | 0 | 0 | 0 | 0 | 0 | 0 | 0 | 0 | 0 | 0 | 0 | 0 | 0 | 0 | 0 | 0 | 0 | 0 | 0 | 0 | 0 | 0 | 0 | 0 | 0 | 0 | 0 | 0 | 0 | 0 | 0 | 0 | 0 | 0 | 0 | 0 | 0 | 0 | 0 | 0 | 0 | 0 | 0 | 0 | 0 | 0 | 0 | 0 | 0 | 0 | 0 | 0 | 0 | 0 | 0 | 0 | 0 | 0 | 0 | 0 | 0 | 0 | 0 | 0 | 0 | 0 | 0 | 0 | 0 | 0 | 0 | 0 | 0 | 0 | 0 | 0 | 0 | 0 | 0 | 0 | 0 | 0 | 0 | 0 | 0 | 0 | 0 | 0 | 0 | 0 | 0 | 0 | 0 | 0 | 0 | 0 | 0 | 0 | 0 | 0 | 0 | 0 | 0 | 0 | 0 | 0 | 0 | 0 | 0 | 0 | 0 | 0 | 0 | 0 | 0 | 0 | 0 | 0 | 0 | 0 | 0 | 0 | 0 | 0 | 0 | 0 | 0 | 0 | 0 | 0 | 0 | 0 | 0 | 0 | 0 | 0 | 0 | 0 | 0 | 0 | 0 | 0 | 0 | 0 | 0 | 0 | 0 | 0 | 0 | 0 | 0 | 0 | 0 | 0 | 0 | 0 | 0 | 0 | 0 | 0 | 0 | 0 | 0 | 0 | 0 | 0 | 0 | 0 | 0 | 0 | 0 | 0 | 0 | 0 | 0 | 0 | 0 | 0 | 0 | 0 | 0 | 0 | 0 | 0 | 0 | 0 | 0 | 0 | 0 | 0 | 0 | 0 | 0 | 0 | 0 | 0 | 0 | 0 | 0 | 0 | 0 | 0 | 0 | 0 | 0 | 0 | 0 | 0 | 0 | 0 | 0 | 0 | 0 | 0 | 0 | 0 | 0 | 3
OR_Residential_LI - Single Family_Existing_Space Heating_Natural Gas_Furnace | OR | Residential | LI - Single Family | Existing | Water Heating | Natural Gas | Water Heater (<= 55 Gal) | A | ORE4 | Baseline (UEF 0.58) | ENERGY STAR (3.2) - UEF 0.64 | 13 | 0 | 0 | 0 | 275.01 | 0 | 0 | 0 | 0.35 | 0.25 | 1 unit | 67.39% | 100% | Lost Opportunity | LO12Med | 85% | n/a | 0% | 0 |  | 0 |  | 0 | Avista TRM - G TANKLESS WH (0.82+) | EIA 2018 Tech Forecast | Calculated | Baseline (UEF 0.58) | Baseline (UEF 0.58) | Baseline (UEF 0.58) | Baseline (UEF 0.58) | Baseline (UEF 0.58) | Baseline (UEF 0.58) | Baseline (UEF 0.58) | Baseline (UEF 0.58) | Baseline (UEF 0.58) | Baseline (UEF 0.58) | Baseline (UEF 0.58) | Baseline (UEF 0.58) | Baseline (UEF 0.58) | Baseline (UEF 0.58) | Baseline (UEF 0.58) | Baseline (UEF 0.58) | Baseline (UEF 0.58) | Baseline (UEF 0.58) | Baseline (UEF 0.58) | Baseline (UEF 0.58) | Baseline (UEF 0.58) | Baseline (UEF 0.58) | Baseline (UEF 0.58) | Baseline (UEF 0.58) | Baseline (UEF 0.58) | Baseline (UEF 0.58) | Baseline (UEF 0.58) | ENERGY STAR (3.2) - UEF 0.64 | ENERGY STAR (3.2) - UEF 0.64 | ENERGY STAR (3.2) - UEF 0.64 | ENERGY STAR (3.2) - UEF 0.64 | ENERGY STAR (3.2) - UEF 0.64 | ENERGY STAR (3.2) - UEF 0.64 | ENERGY STAR (3.2) - UEF 0.64 | ENERGY STAR (3.2) - UEF 0.64 | ENERGY STAR (3.2) - UEF 0.64 | ENERGY STAR (3.2) - UEF 0.64 | ENERGY STAR (3.2) - UEF 0.64 | ENERGY STAR (3.2) - UEF 0.64 | ENERGY STAR (3.2) - UEF 0.64 | ENERGY STAR (3.2) - UEF 0.64 | ENERGY STAR (3.2) - UEF 0.64 | ENERGY STAR (3.2) - UEF 0.64 | ENERGY STAR (3.2) - UEF 0.64 | ENERGY STAR (3.2) - UEF 0.64 | ENERGY STAR (3.2) - UEF 0.64 | ENERGY STAR (3.2) - UEF 0.64 | ENERGY STAR (3.2) - UEF 0.64 | ENERGY STAR (3.2) - UEF 0.64 | ENERGY STAR (3.2) - UEF 0.64 | ENERGY STAR (3.2) - UEF 0.64 | ENERGY STAR (3.2) - UEF 0.64 | ENERGY STAR (3.2) - UEF 0.64 | ENERGY STAR (3.2) - UEF 0.64 | 275.01 | 275.01 | 275.01 | 275.01 | 275.01 | 275.01 | 275.01 | 275.01 | 275.01 | 275.01 | 275.01 | 275.01 | 275.01 | 275.01 | 275.01 | 275.01 | 275.01 | 275.01 | 275.01 | 275.01 | 275.01 | 275.01 | 275.01 | 275.0097 | 275.0097 | 275.0097 | 275.0097 | 0 | 0 | 0 | 0 | 0 | 0 | 0 | 0 | 0 | 0 | 0 | 0 | 0 | 0 | 0 | 0 | 0 | 0 | 0 | 0 | 0 | 0 | 0 | 0 | 0 | 0 | 0 | 0 | 0 | 0 | 0 | 0 | 0 | 0 | 0 | 0 | 0 | 0 | 0 | 0 | 0 | 0 | 0 | 0 | 0 | 0 | 0 | 0 | 0 | 0 | 0 | 0 | 0 | 0 | 0 | 0 | 0 | 0 | 0 | 0 | 0 | 0 | 0 | 0 | 0 | 0 | 0 | 0 | 0 | 0 | 0 | 0 | 0 | 0 | 0 | 0 | 0 | 1024.8902 | 1154.5387 | 1265.7063 | 1361.0333 | 1442.7827 | 1512.8943 | 1573.0309 | 1624.6176 | 1668.8758 | 1706.8528 | 1600.1214 | 1530.2803 | 1488.9794 | 444.6113 | 311.9277 | 209.8791 | 132.4267 | 329.1848 | 294.7089 | 265.2005 | 239.9502 | 198.4463 | 148.9402 | 236.5418 | 284.3406 | 1024.8902 | 2179.429 | 3445.1353 | 4806.1685 | 6248.9512 | 7761.8455 | 9334.8764 | 10959.494 | 12628.3698 | 14335.2226 | 15935.344 | 17465.6243 | 18954.6037 | 19399.215 | 19711.1427 | 19921.0218 | 20053.4486 | 20382.6334 | 20677.3422 | 20942.5428 | 21182.4929 | 21380.9392 | 21529.8794 | 21766.4212 | 22050.7618 | 0 | 0 | 0 | 0 | 0 | 0 | 0 | 0 | 0 | 0 | 0 | 0 | 0 | 0 | 0 | 0 | 0 | 0 | 0 | 0 | 0 | 0 | 0 | 0 | 0 | 0 | 0 | 0 | 0 | 0 | 0 | 0 | 0 | 0 | 0 | 0 | 0 | 0 | 0 | 0 | 0 | 0 | 0 | 0 | 0 | 0 | 0 | 0 | 0 | 0 | 45.2754 | 104.7329 | 174.7218 | 253.8073 | 335.6261 | 415.2842 | 484.4847 | 543.91 | 594.5058 | 637.3085 | 619.4117 | 609.1733 | 605.8073 | 562.9305 | 510.4583 | 450.9292 | 379.4683 | 415.7651 | 351.2249 | 295.0144 | 249.2238 | 199.7997 | 152.0928 | 161.8524 | 162.7146 | 45.2754 | 150.0083 | 324.73 | 578.5373 | 914.1634 | 1329.4476 | 1813.9323 | 2357.8423 | 2952.3481 | 3589.6566 | 4209.0683 | 4818.2416 | 5424.0489 | 5986.9794 | 6497.4377 | 6948.3669 | 7327.8351 | 7743.6003 | 8094.8251 | 8389.8396 | 8639.0634 | 8838.8631 | 8990.9559 | 9152.8082 | 9315.5229 | 0 | 0 | 0 | 0 | 0 | 0 | 0 | 0 | 0 | 0 | 0 | 0 | 0 | 0 | 0 | 0 | 0 | 0 | 0 | 0 | 0 | 0 | 0 | 0 | 0 | 0 | 0 | 0 | 0 | 0 | 0 | 0 | 0 | 0 | 0 | 0 | 0 | 0 | 0 | 0 | 0 | 0 | 0 | 0 | 0 | 0 | 0 | 0 | 0 | 0 | 0 | 0 | 0 | 0 | 0 | 0 | 0 | 0 | 0 | 0 | 0 | 0 | 0 | 0 | 0 | 0 | 0 | 0 | 0 | 0 | 0 | 0 | 0 | 0 | 0 | 0 | 0 | 0 | 0 | 0 | 0 | 0 | 0 | 0 | 0 | 0 | 0 | 0 | 0 | 0 | 0 | 0 | 0 | 0 | 0 | 0 | 0 | 0 | 0 | 0 | 0 | 0 | 0 | 0 | 0 | 0 | 0 | 0 | 0 | 0 | 0 | 0 | 0 | 0 | 0 | 0 | 0 | 0 | 0 | 0 | 0 | 0 | 0 | 0 | 0 | 0 | 0 | 0 | 0 | 0 | 0 | 0 | 0 | 0 | 0 | 0 | 0 | 0 | 0 | 0 | 0 | 0 | 0 | 0 | 0 | 0 | 0 | 0 | 0 | 0 | 0 | 0 | 0 | 0 | 0 | 0 | 0 | 0 | 0 | 0 | 0 | 0 | 0 | 0 | 0 | 0 | 0 | 0 | 0 | 0 | 0 | 0 | 0 | 0 | 0 | 0 | 0 | 0 | 0 | 0 | 0 | 0 | 0 | 0 | 0 | 0 | 0 | 0 | 0 | 0 | 0 | 0 | 0 | 0 | 0 | 0 | 0 | 0 | 0 | 0 | 0 | 0 | 0 | 0 | 0 | 0 | 0 | 0 | 0 | 0 | 0 | 0 | 0 | 0 | 0 | 0 | 0 | 0 | 0 | 0 | 0 | 0 | 0 | 0 | 0 | 0 | 0 | 0 | 0 | 0 | 0 | 0 | 0 | 0 | 0 | 0 | 0 | 0 | 0 | 0 | 0 | 0 | 0 | 0 | 0 | 0 | 0 | 0 | 0 | 0 | 4
OR_Residential_LI - Single Family_Existing_Space Heating_Natural Gas_Furnace | OR | Residential | LI - Single Family | Existing | Water Heating | Natural Gas | Water Heater (> 55 Gal) | A | ORE5 | Standard (UEF 0.76) | ENERGY STAR (3.2) - UEF 0.78 | 13 | 0 | 0 | 0 | 316.26 | 0 | 0 | 0 | 0.35 | 0.25 | 1 unit | 10.6% | 100% | Lost Opportunity | LO12Med | 85% | n/a | 0% | 0 |  | 0 |  | 0 | Same as small WH | Scaled from small WH | Calculated | Standard (UEF 0.76) | Standard (UEF 0.76) | Standard (UEF 0.76) | Standard (UEF 0.76) | Standard (UEF 0.76) | Standard (UEF 0.76) | Standard (UEF 0.76) | Standard (UEF 0.76) | Standard (UEF 0.76) | Standard (UEF 0.76) | Standard (UEF 0.76) | Standard (UEF 0.76) | Standard (UEF 0.76) | Standard (UEF 0.76) | Standard (UEF 0.76) | Standard (UEF 0.76) | Standard (UEF 0.76) | Standard (UEF 0.76) | Standard (UEF 0.76) | Standard (UEF 0.76) | Standard (UEF 0.76) | Standard (UEF 0.76) | Standard (UEF 0.76) | Standard (UEF 0.76) | Standard (UEF 0.76) | Standard (UEF 0.76) | Standard (UEF 0.76) | ENERGY STAR (3.2) - UEF 0.78 | ENERGY STAR (3.2) - UEF 0.78 | ENERGY STAR (3.2) - UEF 0.78 | ENERGY STAR (3.2) - UEF 0.78 | ENERGY STAR (3.2) - UEF 0.78 | ENERGY STAR (3.2) - UEF 0.78 | ENERGY STAR (3.2) - UEF 0.78 | ENERGY STAR (3.2) - UEF 0.78 | ENERGY STAR (3.2) - UEF 0.78 | ENERGY STAR (3.2) - UEF 0.78 | ENERGY STAR (3.2) - UEF 0.78 | ENERGY STAR (3.2) - UEF 0.78 | ENERGY STAR (3.2) - UEF 0.78 | ENERGY STAR (3.2) - UEF 0.78 | ENERGY STAR (3.2) - UEF 0.78 | ENERGY STAR (3.2) - UEF 0.78 | ENERGY STAR (3.2) - UEF 0.78 | ENERGY STAR (3.2) - UEF 0.78 | ENERGY STAR (3.2) - UEF 0.78 | ENERGY STAR (3.2) - UEF 0.78 | ENERGY STAR (3.2) - UEF 0.78 | ENERGY STAR (3.2) - UEF 0.78 | ENERGY STAR (3.2) - UEF 0.78 | ENERGY STAR (3.2) - UEF 0.78 | ENERGY STAR (3.2) - UEF 0.78 | ENERGY STAR (3.2) - UEF 0.78 | ENERGY STAR (3.2) - UEF 0.78 | 316.26 | 316.26 | 316.26 | 316.26 | 316.26 | 316.26 | 316.26 | 316.26 | 316.26 | 316.26 | 316.26 | 316.26 | 316.26 | 316.26 | 316.26 | 316.26 | 316.26 | 316.26 | 316.26 | 316.26 | 316.26 | 316.26 | 316.26 | 316.2611 | 316.2611 | 316.2611 | 316.2611 | 0 | 0 | 0 | 0 | 0 | 0 | 0 | 0 | 0 | 0 | 0 | 0 | 0 | 0 | 0 | 0 | 0 | 0 | 0 | 0 | 0 | 0 | 0 | 0 | 0 | 0 | 0 | 0 | 0 | 0 | 0 | 0 | 0 | 0 | 0 | 0 | 0 | 0 | 0 | 0 | 0 | 0 | 0 | 0 | 0 | 0 | 0 | 0 | 0 | 0 | 0 | 0 | 0 | 0 | 0 | 0 | 0 | 0 | 0 | 0 | 0 | 0 | 0 | 0 | 0 | 0 | 0 | 0 | 0 | 0 | 0 | 0 | 0 | 0 | 0 | 0 | 0 | 0 | 0 | 0 | 0 | 0 | 0 | 0 | 0 | 0 | 0 | 0 | 0 | 0 | 0 | 0 | 0 | 0 | 0 | 0 | 0 | 0 | 0 | 0 | 0 | 0 | 0 | 0 | 0 | 0 | 0 | 0 | 0 | 0 | 0 | 0 | 0 | 0 | 0 | 0 | 0 | 0 | 0 | 0 | 0 | 0 | 0 | 0 | 0 | 0 | 0 | 0 | 0 | 0 | 0 | 0 | 0 | 0 | 0 | 0 | 0 | 0 | 0 | 0 | 0 | 0 | 0 | 0 | 0 | 0 | 0 | 0 | 0 | 0 | 0 | 0 | 0 | 0 | 0 | 0 | 0 | 0 | 0 | 0 | 0 | 0 | 0 | 0 | 0 | 0 | 0 | 0 | 0 | 0 | 0 | 0 | 0 | 0 | 0 | 0 | 0 | 0 | 0 | 0 | 0 | 0 | 0 | 0 | 0 | 0 | 0 | 0 | 0 | 0 | 0 | 0 | 0 | 0 | 0 | 0 | 0 | 0 | 0 | 0 | 0 | 0 | 0 | 0 | 0 | 0 | 0 | 0 | 0 | 0 | 0 | 0 | 0 | 0 | 0 | 0 | 0 | 0 | 0 | 0 | 0 | 0 | 0 | 0 | 0 | 0 | 0 | 0 | 0 | 0 | 0 | 0 | 0 | 0 | 0 | 0 | 0 | 0 | 0 | 0 | 0 | 0 | 0 | 0 | 0 | 0 | 0 | 0 | 0 | 0 | 0 | 0 | 0 | 0 | 0 | 0 | 0 | 0 | 0 | 0 | 0 | 0 | 0 | 0 | 0 | 0 | 0 | 0 | 0 | 0 | 0 | 0 | 0 | 0 | 0 | 0 | 0 | 0 | 0 | 0 | 0 | 0 | 0 | 0 | 0 | 0 | 0 | 0 | 0 | 0 | 0 | 0 | 0 | 0 | 0 | 0 | 0 | 0 | 0 | 0 | 0 | 0 | 0 | 0 | 0 | 0 | 0 | 0 | 0 | 0 | 0 | 0 | 0 | 0 | 0 | 0 | 0 | 0 | 0 | 0 | 0 | 0 | 0 | 0 | 0 | 0 | 0 | 0 | 0 | 0 | 0 | 0 | 0 | 0 | 0 | 0 | 0 | 0 | 0 | 0 | 0 | 0 | 0 | 0 | 0 | 0 | 0 | 0 | 0 | 0 | 0 | 0 | 0 | 0 | 0 | 0 | 0 | 0 | 0 | 0 | 0 | 0 | 0 | 0 | 0 | 0 | 0 | 0 | 0 | 0 | 0 | 0 | 0 | 0 | 0 | 0 | 0 | 0 | 0 | 0 | 0 | 0 | 0 | 0 | 0 | 0 | 0 | 0 | 0 | 0 | 0 | 0 | 0 | 0 | 0 | 0 | 0 | 0 | 0 | 0 | 0 | 0 | 0 | 0 | 0 | 0 | 0 | 0 | 0 | 0 | 0 | 0 | 0 | 0 | 0 | 0 | 0 | 0 | 0 | 0 | 0 | 0 | 0 | 0 | 0 | 0 | 0 | 0 | 0 | 0 | 0 | 0 | 0 | 0 | 0 | 0 | 0 | 0 | 0 | 0 | 0 | 0 | 0 | 0 | 0 | 0 | 0 | 0 | 0 | 0 | 0 | 0 | 0 | 0 | 0 | 0 | 0 | 0 | 0 | 0 | 0 | 0 | 0 | 0 | 0 | 0 | 0 | 0 | 0 | 0 | 0 | 0 | 0 | 0 | 0 | 0 | 0 | 5
OR_Residential_LI - Single Family_Existing_Space Heating_Natural Gas_Furnace | OR | Residential | LI - Single Family | Existing | Appliances | Natural Gas | Clothes Dryer | A | ORE6 | Standard | NEEA/ENERGY STAR (CE >60%) | 12 | 0 | 0 | 0 | 51.15 | 0 | 0 | 0 | 0.35 | 0.45 | 1 units | 33.3% | 100% | Lost Opportunity | LO3Slow | 85% | n/a | 0% | 0 |  | 0 |  | 0 | RTF Workbook - ResClothesDryers_v5.0 | RTF Workbook - ResClothesDryers_v5.0 | RTF Workbook - ResClothesDryers_v5.0 | Standard | Standard | Standard | Standard | Standard | Standard | Standard | Standard | Standard | Standard | Standard | Standard | Standard | Standard | Standard | Standard | Standard | Standard | Standard | Standard | Standard | Standard | Standard | Standard | Standard | Standard | Standard | NEEA/ENERGY STAR (CE >60%) | NEEA/ENERGY STAR (CE >60%) | NEEA/ENERGY STAR (CE >60%) | NEEA/ENERGY STAR (CE >60%) | NEEA/ENERGY STAR (CE >60%) | NEEA/ENERGY STAR (CE >60%) | NEEA/ENERGY STAR (CE >60%) | NEEA/ENERGY STAR (CE >60%) | NEEA/ENERGY STAR (CE >60%) | NEEA/ENERGY STAR (CE >60%) | NEEA/ENERGY STAR (CE >60%) | NEEA/ENERGY STAR (CE >60%) | NEEA/ENERGY STAR (CE >60%) | NEEA/ENERGY STAR (CE >60%) | NEEA/ENERGY STAR (CE >60%) | NEEA/ENERGY STAR (CE >60%) | NEEA/ENERGY STAR (CE >60%) | NEEA/ENERGY STAR (CE >60%) | NEEA/ENERGY STAR (CE >60%) | NEEA/ENERGY STAR (CE >60%) | NEEA/ENERGY STAR (CE >60%) | NEEA/ENERGY STAR (CE >60%) | NEEA/ENERGY STAR (CE >60%) | NEEA/ENERGY STAR (CE >60%) | NEEA/ENERGY STAR (CE >60%) | NEEA/ENERGY STAR (CE >60%) | NEEA/ENERGY STAR (CE >60%) | 51.15 | 51.15 | 51.15 | 51.15 | 51.15 | 51.15 | 51.15 | 51.15 | 51.15 | 51.15 | 51.15 | 51.15 | 51.15 | 51.15 | 51.15 | 51.15 | 51.15 | 51.15 | 51.15 | 51.15 | 51.15 | 51.15 | 51.15 | 51.1451 | 51.1451 | 51.1451 | 51.1451 | 0 | 0 | 0 | 0 | 0 | 0 | 0 | 0 | 0 | 0 | 0 | 0 | 0 | 0 | 0 | 0 | 0 | 0 | 0 | 0 | 0 | 0 | 0 | 0 | 0 | 0 | 0 | 0 | 0 | 0 | 0 | 0 | 0 | 0 | 0 | 0 | 0 | 0 | 0 | 0 | 0 | 0 | 0 | 0 | 0 | 0 | 0 | 0 | 0 | 0 | 0 | 0 | 0 | 0 | 0 | 0 | 0 | 0 | 0 | 0 | 0 | 0 | 0 | 0 | 0 | 0 | 0 | 0 | 0 | 0 | 0 | 0 | 0 | 0 | 0 | 0 | 0 | 347.2355 | 388.541 | 423.9955 | 454.4351 | 480.5766 | 503.0344 | 522.335 | 538.9297 | 553.2056 | 524.569 | 506.9519 | 497.8052 | 147.8478 | 108.6113 | 78.7188 | 56.3091 | 127.0082 | 116.8602 | 108.2168 | 95.0168 | 79.7291 | 104.996 | 118.3198 | 123.2195 | 122.3651 | 347.2355 | 735.7765 | 1159.772 | 1614.2072 | 2094.7838 | 2597.8182 | 3120.1532 | 3659.0829 | 4212.2885 | 4736.8576 | 5243.8095 | 5741.6147 | 5889.4626 | 5998.0739 | 6076.7926 | 6133.1017 | 6260.1099 | 6376.9701 | 6485.1869 | 6580.2036 | 6659.9327 | 6764.9288 | 6883.2485 | 7006.468 | 7128.8332 | 0 | 0 | 0 | 0 | 0 | 0 | 0 | 0 | 0 | 0 | 0 | 0 | 0 | 0 | 0 | 0 | 0 | 0 | 0 | 0 | 0 | 0 | 0 | 0 | 0 | 0 | 0 | 0 | 0 | 0 | 0 | 0 | 0 | 0 | 0 | 0 | 0 | 0 | 0 | 0 | 0 | 0 | 0 | 0 | 0 | 0 | 0 | 0 | 0 | 0 | 1.6328 | 4.6989 | 11.3956 | 23.9701 | 44.6886 | 75.1176 | 115.4538 | 164.2063 | 218.3948 | 254.3484 | 288.4333 | 319.8548 | 346.4704 | 368.2879 | 383.2204 | 389.3639 | 456.8621 | 442.9869 | 415.5159 | 372.4928 | 319.5997 | 280.7819 | 243.0476 | 208.0162 | 176.7279 | 1.6328 | 6.3317 | 17.7273 | 41.6974 | 86.3859 | 161.5036 | 276.9573 | 441.1636 | 659.5584 | 913.9068 | 1202.3401 | 1522.1949 | 1868.6654 | 2236.9533 | 2620.1737 | 3009.5376 | 3466.3997 | 3909.3867 | 4324.9026 | 4697.3954 | 5016.9951 | 5297.777 | 5540.8246 | 5748.8409 | 5925.5688 | 0 | 0 | 0 | 0 | 0 | 0 | 0 | 0 | 0 | 0 | 0 | 0 | 0 | 0 | 0 | 0 | 0 | 0 | 0 | 0 | 0 | 0 | 0 | 0 | 0 | 0 | 0 | 0 | 0 | 0 | 0 | 0 | 0 | 0 | 0 | 0 | 0 | 0 | 0 | 0 | 0 | 0 | 0 | 0 | 0 | 0 | 0 | 0 | 0 | 0 | 0 | 0 | 0 | 0 | 0 | 0 | 0 | 0 | 0 | 0 | 0 | 0 | 0 | 0 | 0 | 0 | 0 | 0 | 0 | 0 | 0 | 0 | 0 | 0 | 0 | 0 | 0 | 0 | 0 | 0 | 0 | 0 | 0 | 0 | 0 | 0 | 0 | 0 | 0 | 0 | 0 | 0 | 0 | 0 | 0 | 0 | 0 | 0 | 0 | 0 | 0 | 0 | 0 | 0 | 0 | 0 | 0 | 0 | 0 | 0 | 0 | 0 | 0 | 0 | 0 | 0 | 0 | 0 | 0 | 0 | 0 | 0 | 0 | 0 | 0 | 0 | 0 | 0 | 0 | 0 | 0 | 0 | 0 | 0 | 0 | 0 | 0 | 0 | 0 | 0 | 0 | 0 | 0 | 0 | 0 | 0 | 0 | 0 | 0 | 0 | 0 | 0 | 0 | 0 | 0 | 0 | 0 | 0 | 0 | 0 | 0 | 0 | 0 | 0 | 0 | 0 | 0 | 0 | 0 | 0 | 0 | 0 | 0 | 0 | 0 | 0 | 0 | 0 | 0 | 0 | 0 | 0 | 0 | 0 | 0 | 0 | 0 | 0 | 0 | 0 | 0 | 0 | 0 | 0 | 0 | 0 | 0 | 0 | 0 | 0 | 0 | 0 | 0 | 0 | 0 | 0 | 0 | 0 | 0 | 0 | 0 | 0 | 0 | 0 | 0 | 0 | 0 | 0 | 0 | 0 | 0 | 0 | 0 | 0 | 0 | 0 | 0 | 0 | 0 | 0 | 0 | 0 | 0 | 0 | 0 | 0 | 0 | 0 | 0 | 0 | 0 | 0 | 0 | 0 | 0 | 0 | 0 | 0 | 0 | 0 | 6
OR_Residential_LI - Single Family_Existing_Space Heating_Natural Gas_Furnace | OR | Residential | LI - Single Family | Existing | Appliances | Natural Gas | Stove/Oven | A | ORE7 | EF 0.399 | High Efficiency (730 + 1660 IAEC) | 12 | 0 | 0 | 0 | 52.5 | 0 | 0 | 0 | 0.35 | 0.45 | 1 units | 62.06% | 100% | Lost Opportunity | LO20Fast | 85% | n/a | 0% | 0 |  | 0 |  | 0 | EIA 2018 Appendix A | EIA 2018 Appendix A | EIA 2018 Appendix A | EF 0.399 | EF 0.399 | EF 0.399 | EF 0.399 | EF 0.399 | EF 0.399 | EF 0.399 | EF 0.399 | EF 0.399 | EF 0.399 | EF 0.399 | EF 0.399 | EF 0.399 | EF 0.399 | EF 0.399 | EF 0.399 | EF 0.399 | EF 0.399 | EF 0.399 | EF 0.399 | EF 0.399 | EF 0.399 | EF 0.399 | EF 0.399 | EF 0.399 | EF 0.399 | EF 0.399 | High Efficiency (730 + 1660 IAEC) | High Efficiency (730 + 1660 IAEC) | High Efficiency (730 + 1660 IAEC) | High Efficiency (730 + 1660 IAEC) | High Efficiency (730 + 1660 IAEC) | High Efficiency (730 + 1660 IAEC) | High Efficiency (730 + 1660 IAEC) | High Efficiency (730 + 1660 IAEC) | High Efficiency (730 + 1660 IAEC) | High Efficiency (730 + 1660 IAEC) | High Efficiency (730 + 1660 IAEC) | High Efficiency (730 + 1660 IAEC) | High Efficiency (730 + 1660 IAEC) | High Efficiency (730 + 1660 IAEC) | High Efficiency (730 + 1660 IAEC) | High Efficiency (730 + 1660 IAEC) | High Efficiency (730 + 1660 IAEC) | High Efficiency (730 + 1660 IAEC) | High Efficiency (730 + 1660 IAEC) | High Efficiency (730 + 1660 IAEC) | High Efficiency (730 + 1660 IAEC) | High Efficiency (730 + 1660 IAEC) | High Efficiency (730 + 1660 IAEC) | High Efficiency (730 + 1660 IAEC) | High Efficiency (730 + 1660 IAEC) | High Efficiency (730 + 1660 IAEC) | High Efficiency (730 + 1660 IAEC) | 52.5 | 52.5 | 52.5 | 52.5 | 52.5 | 52.5 | 52.5 | 52.5 | 52.5 | 52.5 | 52.5 | 52.5 | 52.5 | 52.5 | 52.5 | 52.5 | 52.5 | 52.5 | 52.5 | 52.5 | 52.5 | 52.5 | 52.5 | 52.5019 | 52.5019 | 52.5019 | 52.5019 | 0 | 0 | 0 | 0 | 0 | 0 | 0 | 0 | 0 | 0 | 0 | 0 | 0 | 0 | 0 | 0 | 0 | 0 | 0 | 0 | 0 | 0 | 0 | 0 | 0 | 0 | 0 | 0 | 0 | 0 | 0 | 0 | 0 | 0 | 0 | 0 | 0 | 0 | 0 | 0 | 0 | 0 | 0 | 0 | 0 | 0 | 0 | 0 | 0 | 0 | 0 | 0 | 0 | 0 | 0 | 0 | 0 | 0 | 0 | 0 | 0 | 0 | 0 | 0 | 0 | 0 | 0 | 0 | 0 | 0 | 0 | 0 | 0 | 0 | 0 | 0 | 0 | 734.8126 | 839.279 | 926.7151 | 1001.8787 | 1065.3235 | 1119.8562 | 1166.5985 | 1206.6635 | 1241.005 | 1153.0318 | 1094.4644 | 1058.6963 | 305.5963 | 196.0585 | 113.3644 | 50.0558 | 184.6707 | 158.7475 | 136.5278 | 100.7096 | 58.0373 | 130.6707 | 170.8294 | 187.8243 | 188.7525 | 734.8126 | 1574.0916 | 2500.8067 | 3502.6854 | 4568.009 | 5687.8652 | 6854.4637 | 8061.1272 | 9302.1321 | 10455.164 | 11549.6284 | 12608.3247 | 12913.9209 | 13109.9794 | 13223.3438 | 13273.3997 | 13458.0704 | 13616.8179 | 13753.3456 | 13854.0553 | 13912.0926 | 14042.7633 | 14213.5926 | 14401.4169 | 14590.1694 | 0 | 0 | 0 | 0 | 0 | 0 | 0 | 0 | 0 | 0 | 0 | 0 | 0 | 0 | 0 | 0 | 0 | 0 | 0 | 0 | 0 | 0 | 0 | 0 | 0 | 0 | 0 | 0 | 0 | 0 | 0 | 0 | 0 | 0 | 0 | 0 | 0 | 0 | 0 | 0 | 0 | 0 | 0 | 0 | 0 | 0 | 0 | 0 | 0 | 0 | 138.159 | 268.4064 | 380.9147 | 482.9945 | 579.8986 | 669.9079 | 751.7058 | 824.8321 | 889.3584 | 858.3026 | 840.043 | 831.6774 | 693.7612 | 570.7805 | 470.9737 | 385.581 | 458.6704 | 399.5163 | 343.7673 | 281.9899 | 214.8276 | 232.8445 | 235.4567 | 227.8651 | 212.867 | 138.159 | 406.5654 | 787.4802 | 1270.4747 | 1850.3733 | 2520.2812 | 3271.987 | 4096.8192 | 4986.1775 | 5844.4802 | 6684.5231 | 7516.2005 | 8209.9617 | 8780.7422 | 9251.7159 | 9637.297 | 10095.9674 | 10495.4837 | 10839.251 | 11121.2409 | 11336.0685 | 11568.913 | 11804.3697 | 12032.2348 | 12245.1017 | 0 | 0 | 0 | 0 | 0 | 0 | 0 | 0 | 0 | 0 | 0 | 0 | 0 | 0 | 0 | 0 | 0 | 0 | 0 | 0 | 0 | 0 | 0 | 0 | 0 | 0 | 0 | 0 | 0 | 0 | 0 | 0 | 0 | 0 | 0 | 0 | 0 | 0 | 0 | 0 | 0 | 0 | 0 | 0 | 0 | 0 | 0 | 0 | 0 | 0 | 0 | 0 | 0 | 0 | 0 | 0 | 0 | 0 | 0 | 0 | 0 | 0 | 0 | 0 | 0 | 0 | 0 | 0 | 0 | 0 | 0 | 0 | 0 | 0 | 0 | 0 | 0 | 0 | 0 | 0 | 0 | 0 | 0 | 0 | 0 | 0 | 0 | 0 | 0 | 0 | 0 | 0 | 0 | 0 | 0 | 0 | 0 | 0 | 0 | 0 | 0 | 0 | 0 | 0 | 0 | 0 | 0 | 0 | 0 | 0 | 0 | 0 | 0 | 0 | 0 | 0 | 0 | 0 | 0 | 0 | 0 | 0 | 0 | 0 | 0 | 0 | 0 | 0 | 0 | 0 | 0 | 0 | 0 | 0 | 0 | 0 | 0 | 0 | 0 | 0 | 0 | 0 | 0 | 0 | 0 | 0 | 0 | 0 | 0 | 0 | 0 | 0 | 0 | 0 | 0 | 0 | 0 | 0 | 0 | 0 | 0 | 0 | 0 | 0 | 0 | 0 | 0 | 0 | 0 | 0 | 244.2451 | 410.5357 | 520.0833 | 600.9336 | 669.0822 | 0 | 0 | 0 | 0 | 0 | 0 | 0 | 0 | 0 | 0 | 0 | 0 | 0 | 0 | 0 | 0 | 0 | 0 | 0 | 0 | 244.2451 | 654.7808 | 1174.8641 | 1775.7977 | 2444.8799 | 0 | 0 | 0 | 0 | 0 | 0 | 0 | 0 | 0 | 0 | 0 | 0 | 0 | 0 | 0 | 0 | 0 | 0 | 0 | 0 | 0 | 0 | 0 | 0 | 0 | 0 | 0 | 0 | 0 | 0 | 0 | 0 | 0 | 0 | 0 | 0 | 0 | 0 | 0 | 0 | 0 | 0 | 0 | 0 | 0 | 0 | 0 | 0 | 0 | 0 | 7
OR_Residential_LI - Single Family_Existing_Space Heating_Natural Gas_Furnace | OR | Residential | LI - Single Family | Existing | Miscellaneous | Natural Gas | Pool Heater | A | ORE8 | Standard (EF 0.82) | High Efficiency (EF 0.84) | 10 | 0 | 0 | 0 | 631.37 | 0 | 0 | 0 | 0.35 | 0.45 | 1 units | 1.147% | 100% | Lost Opportunity | LO12Med | 85% | n/a | 0% | 0 |  | 0 |  | 0 | CA eTRM - Pool Heater, Residential | CA eTRM - Pool Heater, Residential | CA eTRM - Pool Heater, Residential | Standard (EF 0.82) | Standard (EF 0.82) | Standard (EF 0.82) | Standard (EF 0.82) | Standard (EF 0.82) | Standard (EF 0.82) | Standard (EF 0.82) | Standard (EF 0.82) | Standard (EF 0.82) | Standard (EF 0.82) | Standard (EF 0.82) | Standard (EF 0.82) | Standard (EF 0.82) | Standard (EF 0.82) | Standard (EF 0.82) | Standard (EF 0.82) | Standard (EF 0.82) | Standard (EF 0.82) | Standard (EF 0.82) | Standard (EF 0.82) | Standard (EF 0.82) | Standard (EF 0.82) | Standard (EF 0.82) | Standard (EF 0.82) | Standard (EF 0.82) | Standard (EF 0.82) | Standard (EF 0.82) | High Efficiency (EF 0.84) | High Efficiency (EF 0.84) | High Efficiency (EF 0.84) | High Efficiency (EF 0.84) | High Efficiency (EF 0.84) | High Efficiency (EF 0.84) | High Efficiency (EF 0.84) | High Efficiency (EF 0.84) | High Efficiency (EF 0.84) | High Efficiency (EF 0.84) | High Efficiency (EF 0.84) | High Efficiency (EF 0.84) | High Efficiency (EF 0.84) | High Efficiency (EF 0.84) | High Efficiency (EF 0.84) | High Efficiency (EF 0.84) | High Efficiency (EF 0.84) | High Efficiency (EF 0.84) | High Efficiency (EF 0.84) | High Efficiency (EF 0.84) | High Efficiency (EF 0.84) | High Efficiency (EF 0.84) | High Efficiency (EF 0.84) | High Efficiency (EF 0.84) | High Efficiency (EF 0.84) | High Efficiency (EF 0.84) | High Efficiency (EF 0.84) | 631.37 | 631.37 | 631.37 | 631.37 | 631.37 | 631.37 | 631.37 | 631.37 | 631.37 | 631.37 | 631.37 | 631.37 | 631.37 | 631.37 | 631.37 | 631.37 | 631.37 | 631.37 | 631.37 | 631.37 | 631.37 | 631.37 | 631.37 | 631.368 | 631.368 | 631.368 | 631.368 | 0 | 0 | 0 | 0 | 0 | 0 | 0 | 0 | 0 | 0 | 0 | 0 | 0 | 0 | 0 | 0 | 0 | 0 | 0 | 0 | 0 | 0 | 0 | 0 | 0 | 0 | 0 | 0 | 0 | 0 | 0 | 0 | 0 | 0 | 0 | 0 | 0 | 0 | 0 | 0 | 0 | 0 | 0 | 0 | 0 | 0 | 0 | 0 | 0 | 0 | 0 | 0 | 0 | 0 | 0 | 0 | 0 | 0 | 0 | 0 | 0 | 0 | 0 | 0 | 0 | 0 | 0 | 0 | 0 | 0 | 0 | 0 | 0 | 0 | 0 | 0 | 0 | 40.047 | 38.0443 | 36.4351 | 35.1401 | 34.0961 | 33.2525 | 32.5692 | 32.0137 | 33.9567 | 35.0167 | 0 | 0 | 0 | 10.6747 | 8.4303 | 6.6379 | 5.2063 | 4.5355 | 1.8858 | 0.40141 | 0 | 0 | 0.97218 | 0 | 0 | 40.047 | 78.0913 | 114.5264 | 149.6664 | 183.7625 | 217.015 | 249.5842 | 281.598 | 315.5546 | 350.5713 | 350.5713 | 350.5713 | 350.5713 | 361.2461 | 369.6764 | 376.3143 | 381.5206 | 386.0561 | 387.9419 | 388.3433 | 388.3433 | 388.3433 | 389.3155 | 389.3155 | 389.3155 | 0 | 0 | 0 | 0 | 0 | 0 | 0 | 0 | 0 | 0 | 0 | 0 | 0 | 0 | 0 | 0 | 0 | 0 | 0 | 0 | 0 | 0 | 0 | 0 | 0 | 0 | 0 | 0 | 0 | 0 | 0 | 0 | 0 | 0 | 0 | 0 | 0 | 0 | 0 | 0 | 0 | 0 | 0 | 0 | 0 | 0 | 0 | 0 | 0 | 0 | 3.7231 | 7.0738 | 10.1619 | 13.0677 | 15.8493 | 18.2395 | 20.0447 | 21.4172 | 24.1718 | 26.1264 | 23.7129 | 21.1748 | 18.5306 | 24.8234 | 19.7997 | 15.5582 | 11.9634 | 9.5526 | 6.1995 | 3.8854 | 2.4232 | 1.4045 | 3.1036 | 0 | 0 | 3.7231 | 10.7969 | 20.9589 | 34.0265 | 49.8758 | 68.1153 | 88.16 | 109.5772 | 133.749 | 159.8754 | 183.5882 | 204.763 | 223.2937 | 248.1171 | 267.9168 | 283.475 | 295.4384 | 304.991 | 311.1905 | 315.0759 | 317.4991 | 318.9036 | 322.0072 | 322.0072 | 322.0072 | 0 | 0 | 0 | 0 | 0 | 0 | 0 | 0 | 0 | 0 | 0 | 0 | 0 | 0 | 0 | 0 | 0 | 0 | 0 | 0 | 0 | 0 | 0 | 0 | 0 | 0 | 0 | 0 | 0 | 0 | 0 | 0 | 0 | 0 | 0 | 0 | 0 | 0 | 0 | 0 | 0 | 0 | 0 | 0 | 0 | 0 | 0 | 0 | 0 | 0 | 0 | 0 | 0 | 0 | 0 | 0 | 0 | 0 | 0 | 0 | 0 | 0 | 0 | 0 | 0 | 0 | 0 | 0 | 0 | 0 | 0 | 0 | 0 | 0 | 0 | 0 | 0 | 0 | 0 | 0 | 0 | 0 | 0 | 0 | 0 | 0 | 0 | 0 | 0 | 0 | 0 | 0 | 0 | 0 | 0 | 0 | 0 | 0 | 0 | 0 | 0 | 0 | 0 | 0 | 0 | 0 | 0 | 0 | 0 | 0 | 0 | 0 | 0 | 0 | 0 | 0 | 0 | 0 | 0 | 0 | 0 | 0 | 0 | 0 | 0 | 0 | 0 | 0 | 0 | 0 | 0 | 0 | 0 | 0 | 0 | 0 | 0 | 0 | 0 | 0 | 0 | 0 | 0 | 0 | 0 | 0 | 0 | 0 | 0 | 0 | 0 | 0 | 0 | 0 | 0 | 0 | 0 | 0 | 0 | 0 | 0 | 0 | 0 | 0 | 0 | 0 | 0 | 0 | 0 | 0 | 0 | 0 | 0 | 0 | 0 | 0 | 0 | 0 | 0 | 0 | 0 | 0 | 0 | 0 | 0 | 0 | 0 | 0 | 0 | 0 | 0 | 0 | 0 | 0 | 0 | 0 | 0 | 0 | 0 | 0 | 0 | 0 | 0 | 0 | 0 | 0 | 0 | 0 | 0 | 0 | 0 | 0 | 0 | 0 | 0 | 0 | 0 | 0 | 0 | 0 | 0 | 0 | 0 | 0 | 0 | 0 | 0 | 0 | 0 | 0 | 0 | 0 | 0 | 0 | 0 | 0 | 0 | 0 | 0 | 0 | 0 | 0 | 0 | 0 | 0 | 0 | 0 | 0 | 0 | 0 | 8
OR_Residential_LI - Single Family_Existing_Space Heating_Natural Gas_Furnace | OR | Residential | LI - Single Family | New | Space Heating | Natural Gas | Furnace | A | ORE9 | AFUE 80% | AFUE 90% | 20 | 0 | 0 | 0 | 199.62 | -0.22 | 0 | 0 | 1 | 0.25 | 80 kBTU/hr | 84.17% | 100% | Lost Opportunity | LO50Fast | 85% | n/a | 0% | 0 |  | 0 |  | 0 | Avista TRM- High Efficiency Wall Furnace (AFUE 90%) | 2022 DOE TSD - EERE-2014-BT-STD-0031-0320 | BEST | AFUE 80% | AFUE 80% | AFUE 80% | AFUE 90% | AFUE 90% | AFUE 90% | AFUE 90% | AFUE 90% | AFUE 90% | AFUE 90% | AFUE 90% | AFUE 90% | AFUE 90% | AFUE 90% | AFUE 90% | AFUE 90% | AFUE 90% | AFUE 90% | AFUE 90% | AFUE 90% | AFUE 90% | AFUE 90% | AFUE 90% | AFUE 90% | AFUE 90% | AFUE 90% | AFUE 90% | AFUE 90% | AFUE 90% | AFUE 90% | AFUE 98% | AFUE 98% | AFUE 98% | AFUE 98% | AFUE 98% | AFUE 98% | AFUE 98% | AFUE 98% | AFUE 98% | AFUE 98% | AFUE 98% | AFUE 98% | AFUE 98% | AFUE 98% | AFUE 98% | AFUE 98% | AFUE 98% | AFUE 98% | AFUE 98% | AFUE 98% | AFUE 98% | AFUE 98% | AFUE 98% | AFUE 98% | 465.38 | 465.38 | 465.38 | 199.62 | 199.62 | 199.62 | 199.62 | 199.62 | 199.62 | 199.62 | 199.62 | 199.62 | 199.62 | 199.62 | 199.62 | 199.62 | 199.62 | 199.62 | 199.62 | 199.62 | 199.62 | 199.62 | 199.62 | 199.6243 | 199.6243 | 199.6243 | 199.6243 | 0 | 0 | 0 | 0 | 0 | 0 | 0 | 0 | 0 | 0 | 0 | 0 | 0 | 0 | 0 | 0 | 0 | 0 | 0 | 0 | 0 | 0 | 0 | 0 | 0 | 0 | 0 | 0 | 0 | 0 | 0 | 0 | 0 | 0 | 0 | 0 | 0 | 0 | 0 | 0 | 0 | 0 | 0 | 0 | 0 | 0 | 0 | 0 | 0 | 0 | 0 | 0 | 0 | 0 | 0 | 0 | 0 | 0 | 0 | 0 | 0 | 0 | 0 | 0 | 0 | 0 | 0 | 0 | 0 | 0 | 0 | 0 | 0 | 0 | 0 | 0 | 0 | 272.4096 | 282.6262 | 280.6492 | 276.5545 | 286.3695 | 289.784 | 293.245 | 296.753 | 300.3088 | 303.913 | 323.9759 | 339.8692 | 355.719 | 370.9495 | 385.4927 | 400.0468 | 414.3096 | 428.3005 | 442.0379 | 455.5396 | 196.4127 | 200.0577 | 216.2523 | 234.905 | 239.9466 | 272.4096 | 555.0358 | 835.685 | 1112.2395 | 1398.6091 | 1688.393 | 1981.638 | 2278.391 | 2578.6998 | 2882.6129 | 3206.5887 | 3546.458 | 3902.1769 | 4273.1265 | 4658.6192 | 5058.666 | 5472.9756 | 5901.2761 | 6343.314 | 6798.8536 | 6995.2663 | 7195.324 | 7411.5763 | 7646.4814 | 7886.4279 | 0 | 0 | 0 | 0 | 0 | 0 | 0 | 0 | 0 | 0 | 0 | 0 | 0 | 0 | 0 | 0 | 0 | 0 | 0 | 0 | 0 | 0 | 0 | 0 | 0 | 0 | 0 | 0 | 0 | 0 | 0 | 0 | 0 | 0 | 0 | 0 | 0 | 0 | 0 | 0 | 0 | 0 | 0 | 0 | 0 | 0 | 0 | 0 | 0 | 0 | 96.5707 | 158.1895 | 190.3821 | 208.6775 | 230.4848 | 240.5453 | 246.707 | 250.9896 | 254.4869 | 257.6033 | 274.609 | 288.0806 | 301.5152 | 314.4249 | 326.7521 | 339.0884 | 351.1779 | 363.0369 | 374.681 | 386.1253 | 293.4224 | 250.9439 | 230.8024 | 224.8468 | 215.6322 | 96.5707 | 254.7602 | 445.1423 | 653.8198 | 884.3047 | 1124.85 | 1371.557 | 1622.5466 | 1877.0335 | 2134.6368 | 2409.2458 | 2697.3264 | 2998.8416 | 3313.2666 | 3640.0186 | 3979.107 | 4330.2849 | 4693.3218 | 5068.0028 | 5454.1281 | 5747.5505 | 5998.4944 | 6229.2968 | 6454.1436 | 6669.7758 | 0 | 0 | 0 | 0 | 0 | 0 | 0 | 0 | 0 | 0 | 0 | 0 | 0 | 0 | 0 | 0 | 0 | 0 | 0 | 0 | 0 | 0 | 0 | 0 | 0 | 0 | 0 | 0 | 0 | 0 | 0 | 0 | 0 | 0 | 0 | 0 | 0 | 0 | 0 | 0 | 0 | 0 | 0 | 0 | 0 | 0 | 0 | 0 | 0 | 0 | 0 | 107.8565 | 157.0652 | 187.5753 | 216.0324 | 233.233 | 243.4182 | 249.6583 | 253.997 | 257.5412 | 274.609 | 288.0806 | 301.5152 | 314.4249 | 326.7521 | 339.0884 | 351.1779 | 363.0369 | 374.681 | 386.1253 | 397.3841 | 301.2769 | 264.1193 | 245.949 | 230.0846 | 0 | 107.8565 | 264.9217 | 452.497 | 668.5294 | 901.7624 | 1145.1806 | 1394.839 | 1648.836 | 1906.3772 | 2180.9862 | 2469.0668 | 2770.582 | 3085.0069 | 3411.759 | 3750.8474 | 4102.0253 | 4465.0621 | 4839.7431 | 5225.8685 | 5623.2526 | 5924.5295 | 6188.6488 | 6434.5978 | 6664.6824 | 0 | 0 | 0 | 0 | 0 | 0 | 0 | 0 | 0 | 0 | 0 | 0 | 0 | 0 | 0 | 0 | 0 | 0 | 0 | 0 | 0 | 0 | 0 | 0 | 0 | 0 | 0 | 0 | 0 | 0 | 0 | 0 | 0 | 0 | 0 | 0 | 0 | 0 | 0 | 0 | 0 | 0 | 0 | 0 | 0 | 0 | 0 | 0 | 0 | 0 | 0 | 107.8565 | 157.0652 | 187.5753 | 216.0324 | 233.233 | 243.4182 | 249.6583 | 253.997 | 257.5412 | 274.609 | 288.0806 | 301.5152 | 314.4249 | 326.7521 | 339.0884 | 351.1779 | 363.0369 | 374.681 | 386.1253 | 397.3841 | 301.2769 | 264.1193 | 245.949 | 230.0846 | 0 | 107.8565 | 264.9217 | 452.497 | 668.5294 | 901.7624 | 1145.1806 | 1394.839 | 1648.836 | 1906.3772 | 2180.9862 | 2469.0668 | 2770.582 | 3085.0069 | 3411.759 | 3750.8474 | 4102.0253 | 4465.0621 | 4839.7431 | 5225.8685 | 5623.2526 | 5924.5295 | 6188.6488 | 6434.5978 | 6664.6824 | 0 | 0 | 0 | 0 | 0 | 0 | 0 | 0 | 0 | 0 | 0 | 0 | 0 | 0 | 0 | 0 | 0 | 0 | 0 | 0 | 0 | 0 | 0 | 0 | 0 | 0 | 0 | 0 | 0 | 0 | 0 | 0 | 0 | 0 | 0 | 0 | 0 | 0 | 0 | 0 | 0 | 0 | 0 | 0 | 0 | 0 | 0 | 0 | 0 | 0 | 9
OR_Residential_LI - Single Family_Existing_Space Heating_Natural Gas_Furnace | OR | Residential | LI - Single Family | New | Space Heating | Natural Gas | Boiler | A | ORE10 | AFUE 80% | AFUE 90% | 20 | 0 | 0 | 0 | 354.37 | 0 | 0 | 0 | 0.35 | 0.25 | 105 kBTU/hr | 3.54% | 100% | Lost Opportunity | LO50Fast | 85% | n/a | 0% | 0 |  | 0 |  | 0 | Avista TRM- NG BOILER 96% AFUE | BLR-Heating-AEO22 | BEST | AFUE 80% | AFUE 80% | AFUE 80% | AFUE 80% | AFUE 80% | AFUE 80% | AFUE 80% | AFUE 80% | AFUE 80% | AFUE 80% | AFUE 80% | AFUE 80% | AFUE 80% | AFUE 80% | AFUE 80% | AFUE 80% | AFUE 80% | AFUE 80% | AFUE 80% | AFUE 80% | AFUE 80% | AFUE 80% | AFUE 80% | AFUE 80% | AFUE 80% | AFUE 80% | AFUE 80% | AFUE 90% | AFUE 90% | AFUE 90% | AFUE 90% | AFUE 90% | AFUE 90% | AFUE 90% | AFUE 95% | AFUE 95% | AFUE 95% | AFUE 95% | AFUE 95% | AFUE 95% | AFUE 95% | AFUE 95% | AFUE 95% | AFUE 95% | AFUE 95% | AFUE 95% | AFUE 95% | AFUE 95% | AFUE 95% | AFUE 95% | AFUE 95% | AFUE 95% | AFUE 95% | AFUE 95% | 354.37 | 354.37 | 354.37 | 354.37 | 354.37 | 354.37 | 354.37 | 1470.62 | 1470.62 | 1470.62 | 1470.62 | 1470.62 | 1470.62 | 1470.62 | 1470.62 | 1470.62 | 1470.62 | 1470.62 | 1470.62 | 1470.62 | 1470.62 | 1470.62 | 1470.62 | 1470.6208 | 1470.6208 | 1470.6208 | 1470.6208 | 0 | 0 | 0 | 0 | 0 | 0 | 0 | 0 | 0 | 0 | 0 | 0 | 0 | 0 | 0 | 0 | 0 | 0 | 0 | 0 | 0 | 0 | 0 | 0 | 0 | 0 | 0 | 0 | 0 | 0 | 0 | 0 | 0 | 0 | 0 | 0 | 0 | 0 | 0 | 0 | 0 | 0 | 0 | 0 | 0 | 0 | 0 | 0 | 0 | 0 | 0 | 0 | 0 | 0 | 0 | 0 | 0 | 0 | 0 | 0 | 0 | 0 | 0 | 0 | 0 | 0 | 0 | 0 | 0 | 0 | 0 | 0 | 0 | 0 | 0 | 0 | 0 | 0 | 0 | 0 | 0 | 0 | 0 | 0 | 0 | 0 | 0 | 0 | 0 | 0 | 0 | 0 | 0 | 0 | 0 | 0 | 0 | 0 | 0 | 0 | 0 | 0 | 0 | 0 | 0 | 0 | 0 | 0 | 0 | 0 | 0 | 0 | 0 | 0 | 0 | 0 | 0 | 0 | 0 | 0 | 0 | 0 | 0 | 0 | 0 | 0 | 0 | 0 | 0 | 0 | 0 | 0 | 0 | 0 | 0 | 0 | 0 | 0 | 0 | 0 | 0 | 0 | 0 | 0 | 0 | 0 | 0 | 0 | 0 | 0 | 0 | 0 | 0 | 0 | 0 | 0 | 0 | 0 | 0 | 0 | 0 | 0 | 0 | 0 | 0 | 0 | 0 | 0 | 0 | 0 | 0 | 0 | 0 | 0 | 0 | 0 | 0 | 0 | 0 | 0 | 0 | 0 | 0 | 0 | 0 | 0 | 0 | 0 | 0 | 0 | 0 | 0 | 0 | 0 | 0 | 0 | 0 | 0 | 0 | 0 | 0 | 0 | 0 | 0 | 0 | 0 | 0 | 0 | 0 | 0 | 0 | 0 | 0 | 0 | 0 | 0 | 0 | 0 | 0 | 0 | 0 | 0 | 0 | 0 | 0 | 0 | 0 | 0 | 0 | 0 | 0 | 0 | 0 | 0 | 0 | 0 | 0 | 0 | 0 | 0 | 0 | 0 | 0 | 0 | 0 | 0 | 0 | 0 | 0 | 0 | 0 | 0 | 0 | 0 | 0 | 0 | 0 | 0 | 0 | 0 | 0 | 0 | 0 | 0 | 0 | 0 | 0 | 0 | 0 | 0 | 0 | 0 | 0 | 0 | 0 | 0 | 0 | 0 | 0 | 0 | 0 | 0 | 0 | 0 | 0 | 0 | 0 | 0 | 0 | 0 | 0 | 0 | 0 | 0 | 0 | 0 | 0 | 0 | 0 | 0 | 0 | 0 | 0 | 0 | 0 | 0 | 0 | 0 | 0 | 0 | 0 | 0 | 0 | 0 | 0 | 0 | 0 | 0 | 0 | 0 | 0 | 0 | 0 | 0 | 0 | 0 | 0 | 0 | 0 | 0 | 0 | 0 | 0 | 0 | 0 | 0 | 0 | 0 | 0 | 0 | 0 | 0 | 0 | 0 | 0 | 0 | 0 | 0 | 0 | 0 | 0 | 0 | 0 | 0 | 0 | 0 | 0 | 0 | 0 | 0 | 0 | 0 | 0 | 0 | 0 | 0 | 0 | 0 | 0 | 0 | 0 | 0 | 0 | 0 | 0 | 0 | 0 | 0 | 0 | 0 | 0 | 0 | 0 | 0 | 0 | 0 | 0 | 0 | 0 | 0 | 0 | 0 | 0 | 0 | 0 | 0 | 0 | 0 | 0 | 0 | 0 | 0 | 0 | 0 | 0 | 0 | 0 | 0 | 0 | 0 | 0 | 0 | 0 | 0 | 0 | 0 | 0 | 0 | 0 | 0 | 0 | 0 | 0 | 0 | 0 | 0 | 0 | 0 | 0 | 0 | 0 | 0 | 0 | 0 | 0 | 0 | 0 | 0 | 0 | 0 | 0 | 0 | 0 | 0 | 0 | 0 | 0 | 0 | 0 | 0 | 0 | 0 | 0 | 0 | 0 | 0 | 0 | 0 | 0 | 0 | 0 | 0 | 0 | 0 | 0 | 0 | 0 | 0 | 0 | 0 | 0 | 0 | 0 | 0 | 0 | 0 | 0 | 10
OR_Residential_LI - Single Family_Existing_Space Heating_Natural Gas_Furnace | OR | Residential | LI - Single Family | New | Secondary Heating | Natural Gas | Fireplace | A | ORE11 | Baseline (50% to 60% FE Rating) | Tier 1 (70% FE Rating) | 20 | 0 | 0 | 0 | 787.26 | 0 | 0 | 0 | 0.35 | 0.45 | 1 unit | 4.816% | 100% | Lost Opportunity | LO3Slow | 85% | n/a | 0% | 0 |  | 0 |  | 0 | AEG Estimate | ETO Fireplace Survey, 2013 | Calculated | Baseline (50% to 60% FE Rating) | Baseline (50% to 60% FE Rating) | Baseline (50% to 60% FE Rating) | Baseline (50% to 60% FE Rating) | Baseline (50% to 60% FE Rating) | Baseline (50% to 60% FE Rating) | Baseline (50% to 60% FE Rating) | Baseline (50% to 60% FE Rating) | Baseline (50% to 60% FE Rating) | Baseline (50% to 60% FE Rating) | Baseline (50% to 60% FE Rating) | Baseline (50% to 60% FE Rating) | Baseline (50% to 60% FE Rating) | Baseline (50% to 60% FE Rating) | Baseline (50% to 60% FE Rating) | Baseline (50% to 60% FE Rating) | Baseline (50% to 60% FE Rating) | Baseline (50% to 60% FE Rating) | Baseline (50% to 60% FE Rating) | Baseline (50% to 60% FE Rating) | Baseline (50% to 60% FE Rating) | Baseline (50% to 60% FE Rating) | Baseline (50% to 60% FE Rating) | Baseline (50% to 60% FE Rating) | Baseline (50% to 60% FE Rating) | Baseline (50% to 60% FE Rating) | Baseline (50% to 60% FE Rating) | Tier 1 (70% FE Rating) | Tier 1 (70% FE Rating) | Tier 1 (70% FE Rating) | Tier 1 (70% FE Rating) | Tier 1 (70% FE Rating) | Tier 1 (70% FE Rating) | Tier 1 (70% FE Rating) | Tier 1 (70% FE Rating) | Tier 1 (70% FE Rating) | Tier 1 (70% FE Rating) | Tier 1 (70% FE Rating) | Tier 1 (70% FE Rating) | Tier 1 (70% FE Rating) | Tier 1 (70% FE Rating) | Tier 1 (70% FE Rating) | Tier 1 (70% FE Rating) | Tier 1 (70% FE Rating) | Tier 1 (70% FE Rating) | Tier 1 (70% FE Rating) | Tier 1 (70% FE Rating) | Tier 1 (70% FE Rating) | Tier 1 (70% FE Rating) | Tier 1 (70% FE Rating) | Tier 1 (70% FE Rating) | Tier 1 (70% FE Rating) | Tier 1 (70% FE Rating) | Tier 1 (70% FE Rating) | 787.26 | 787.26 | 787.26 | 787.26 | 787.26 | 787.26 | 787.26 | 787.26 | 787.26 | 787.26 | 787.26 | 787.26 | 787.26 | 787.26 | 787.26 | 787.26 | 787.26 | 787.26 | 787.26 | 787.26 | 787.26 | 787.26 | 787.26 | 787.2629 | 787.2629 | 787.2629 | 787.2629 | 0 | 0 | 0 | 0 | 0 | 0 | 0 | 0 | 0 | 0 | 0 | 0 | 0 | 0 | 0 | 0 | 0 | 0 | 0 | 0 | 0 | 0 | 0 | 0 | 0 | 0 | 0 | 0 | 0 | 0 | 0 | 0 | 0 | 0 | 0 | 0 | 0 | 0 | 0 | 0 | 0 | 0 | 0 | 0 | 0 | 0 | 0 | 0 | 0 | 0 | 0 | 0 | 0 | 0 | 0 | 0 | 0 | 0 | 0 | 0 | 0 | 0 | 0 | 0 | 0 | 0 | 0 | 0 | 0 | 0 | 0 | 0 | 0 | 0 | 0 | 0 | 0 | 7.3855 | 6.2484 | 4.9174 | 3.7306 | 3.0218 | 2.2678 | 1.62 | 1.0657 | 0.5938 | 0.19419 | 0 | 0 | 0 | 0 | 0 | 0.96269 | 1.4345 | 1.7388 | 1.8859 | 1.9121 | 0 | 0 | 0 | 0 | 0 | 7.3855 | 13.6339 | 18.5513 | 22.2819 | 25.3037 | 27.5715 | 29.1915 | 30.2572 | 30.851 | 31.0452 | 31.0452 | 31.0452 | 31.0452 | 31.0452 | 31.0452 | 32.0079 | 33.4424 | 35.1812 | 37.0671 | 38.9792 | 38.9792 | 38.9792 | 38.9792 | 38.9792 | 38.9792 | 0 | 0 | 0 | 0 | 0 | 0 | 0 | 0 | 0 | 0 | 0 | 0 | 0 | 0 | 0 | 0 | 0 | 0 | 0 | 0 | 0 | 0 | 0 | 0 | 0 | 0 | 0 | 0 | 0 | 0 | 0 | 0 | 0 | 0 | 0 | 0 | 0 | 0 | 0 | 0 | 0 | 0 | 0 | 0 | 0 | 0 | 0 | 0 | 0 | 0 | 0.034728 | 0.075567 | 0.13216 | 0.19678 | 0.28099 | 0.33865 | 0.35808 | 0.32472 | 0.23442 | 0.094156 | 0 | 0 | 0 | 0 | 0 | 0.77908 | 1.1841 | 1.4533 | 1.588 | 1.6188 | 1.5567 | 1.4342 | 1.2643 | 1.0674 | 0.84153 | 0.034728 | 0.1103 | 0.24246 | 0.43924 | 0.72023 | 1.0589 | 1.417 | 1.7417 | 1.9761 | 2.0703 | 2.0703 | 2.0703 | 2.0703 | 2.0703 | 2.0703 | 2.8493 | 4.0335 | 5.4868 | 7.0748 | 8.6936 | 10.2502 | 11.6844 | 12.9487 | 14.0161 | 14.8576 | 0 | 0 | 0 | 0 | 0 | 0 | 0 | 0 | 0 | 0 | 0 | 0 | 0 | 0 | 0 | 0 | 0 | 0 | 0 | 0 | 0 | 0 | 0 | 0 | 0 | 0 | 0 | 0 | 0 | 0 | 0 | 0 | 0 | 0 | 0 | 0 | 0 | 0 | 0 | 0 | 0 | 0 | 0 | 0 | 0 | 0 | 0 | 0 | 0 | 0 | 0 | 0 | 0 | 0 | 0 | 0 | 0 | 0 | 0 | 0 | 0 | 0 | 0 | 0 | 0 | 0 | 0 | 0 | 0 | 0 | 0 | 0 | 0 | 0 | 0 | 0 | 0 | 0 | 0 | 0 | 0 | 0 | 0 | 0 | 0 | 0 | 0 | 0 | 0 | 0 | 0 | 0 | 0 | 0 | 0 | 0 | 0 | 0 | 0 | 0 | 0 | 0 | 0 | 0 | 0 | 0 | 0 | 0 | 0 | 0 | 0 | 0 | 0 | 0 | 0 | 0 | 0 | 0 | 0 | 0 | 0 | 0 | 0 | 0 | 0 | 0 | 0 | 0 | 0 | 0 | 0 | 0 | 0 | 0 | 0 | 0 | 0 | 0 | 0 | 0 | 0 | 0 | 0 | 0 | 0 | 0 | 0 | 0 | 0 | 0 | 0 | 0 | 0 | 0 | 0 | 0 | 0 | 0 | 0 | 0 | 0 | 0 | 0 | 0 | 0 | 0 | 0 | 0 | 0 | 0 | 0 | 0 | 0 | 0 | 0 | 0 | 0 | 0 | 0 | 0 | 0 | 0 | 0 | 0 | 0 | 0 | 0 | 0 | 0 | 0 | 0 | 0 | 0 | 0 | 0 | 0 | 0 | 0 | 0 | 0 | 0 | 0 | 0 | 0 | 0 | 0 | 0 | 0 | 0 | 0 | 0 | 0 | 0 | 0 | 0 | 0 | 0 | 0 | 0 | 0 | 0 | 0 | 0 | 0 | 0 | 0 | 0 | 0 | 0 | 0 | 0 | 0 | 0 | 0 | 0 | 0 | 0 | 0 | 0 | 0 | 0 | 0 | 0 | 0 | 0 | 0 | 0 | 0 | 0 | 0 | 11
OR_Residential_LI - Single Family_Existing_Space Heating_Natural Gas_Furnace | OR | Residential | LI - Single Family | New | Water Heating | Natural Gas | Water Heater (<= 55 Gal) | A | ORE12 | Baseline (UEF 0.58) | ENERGY STAR (3.2) - UEF 0.64 | 13 | 0 | 0 | 0 | 275.01 | 0 | 0 | 0 | 0.35 | 0.25 | 1 unit | 67.39% | 100% | Lost Opportunity | LO12Med | 85% | n/a | 0% | 0 |  | 0 |  | 0 | Avista TRM - G TANKLESS WH (0.82+) | EIA 2018 Tech Forecast | Calculated | Baseline (UEF 0.58) | Baseline (UEF 0.58) | Baseline (UEF 0.58) | Baseline (UEF 0.58) | Baseline (UEF 0.58) | Baseline (UEF 0.58) | Baseline (UEF 0.58) | Baseline (UEF 0.58) | Baseline (UEF 0.58) | Baseline (UEF 0.58) | Baseline (UEF 0.58) | Baseline (UEF 0.58) | Baseline (UEF 0.58) | Baseline (UEF 0.58) | Baseline (UEF 0.58) | Baseline (UEF 0.58) | Baseline (UEF 0.58) | Baseline (UEF 0.58) | Baseline (UEF 0.58) | Baseline (UEF 0.58) | Baseline (UEF 0.58) | Baseline (UEF 0.58) | Baseline (UEF 0.58) | Baseline (UEF 0.58) | Baseline (UEF 0.58) | Baseline (UEF 0.58) | Baseline (UEF 0.58) | ENERGY STAR (3.2) - UEF 0.64 | ENERGY STAR (3.2) - UEF 0.64 | ENERGY STAR (3.2) - UEF 0.64 | ENERGY STAR (3.2) - UEF 0.64 | ENERGY STAR (3.2) - UEF 0.64 | ENERGY STAR (3.2) - UEF 0.64 | ENERGY STAR (3.2) - UEF 0.64 | ENERGY STAR (3.2) - UEF 0.64 | ENERGY STAR (3.2) - UEF 0.64 | ENERGY STAR (3.2) - UEF 0.64 | ENERGY STAR (3.2) - UEF 0.64 | ENERGY STAR (3.2) - UEF 0.64 | ENERGY STAR (3.2) - UEF 0.64 | ENERGY STAR (3.2) - UEF 0.64 | ENERGY STAR (3.2) - UEF 0.64 | ENERGY STAR (3.2) - UEF 0.64 | ENERGY STAR (3.2) - UEF 0.64 | ENERGY STAR (3.2) - UEF 0.64 | ENERGY STAR (3.2) - UEF 0.64 | ENERGY STAR (3.2) - UEF 0.64 | ENERGY STAR (3.2) - UEF 0.64 | ENERGY STAR (3.2) - UEF 0.64 | ENERGY STAR (3.2) - UEF 0.64 | ENERGY STAR (3.2) - UEF 0.64 | ENERGY STAR (3.2) - UEF 0.64 | ENERGY STAR (3.2) - UEF 0.64 | ENERGY STAR (3.2) - UEF 0.64 | 275.01 | 275.01 | 275.01 | 275.01 | 275.01 | 275.01 | 275.01 | 275.01 | 275.01 | 275.01 | 275.01 | 275.01 | 275.01 | 275.01 | 275.01 | 275.01 | 275.01 | 275.01 | 275.01 | 275.01 | 275.01 | 275.01 | 275.01 | 275.0097 | 275.0097 | 275.0097 | 275.0097 | 0 | 0 | 0 | 0 | 0 | 0 | 0 | 0 | 0 | 0 | 0 | 0 | 0 | 0 | 0 | 0 | 0 | 0 | 0 | 0 | 0 | 0 | 0 | 0 | 0 | 0 | 0 | 0 | 0 | 0 | 0 | 0 | 0 | 0 | 0 | 0 | 0 | 0 | 0 | 0 | 0 | 0 | 0 | 0 | 0 | 0 | 0 | 0 | 0 | 0 | 0 | 0 | 0 | 0 | 0 | 0 | 0 | 0 | 0 | 0 | 0 | 0 | 0 | 0 | 0 | 0 | 0 | 0 | 0 | 0 | 0 | 0 | 0 | 0 | 0 | 0 | 0 | 371.4723 | 389.0814 | 390.237 | 388.4682 | 405.8724 | 414.6162 | 423.5257 | 432.604 | 441.8542 | 451.2795 | 527.2642 | 580.634 | 630.4781 | 303.5073 | 325.4328 | 362.3245 | 399.6603 | 551.1367 | 527.6784 | 541.5654 | 550.4175 | 568.4118 | 597.4571 | 560.9882 | 549.875 | 371.4723 | 760.5536 | 1150.7907 | 1539.2589 | 1945.1313 | 2359.7475 | 2783.2732 | 3215.8772 | 3657.7313 | 4109.0108 | 4636.2751 | 5216.9091 | 5847.3872 | 6150.8945 | 6476.3273 | 6838.6518 | 7238.312 | 7789.4488 | 8317.1272 | 8858.6926 | 9409.1101 | 9977.5219 | 10574.9789 | 11135.9672 | 11685.8421 | 0 | 0 | 0 | 0 | 0 | 0 | 0 | 0 | 0 | 0 | 0 | 0 | 0 | 0 | 0 | 0 | 0 | 0 | 0 | 0 | 0 | 0 | 0 | 0 | 0 | 0 | 0 | 0 | 0 | 0 | 0 | 0 | 0 | 0 | 0 | 0 | 0 | 0 | 0 | 0 | 0 | 0 | 0 | 0 | 0 | 0 | 0 | 0 | 0 | 0 | 16.441 | 35.3509 | 53.9397 | 72.5166 | 94.4945 | 113.9056 | 130.5523 | 144.9534 | 157.5335 | 168.6403 | 204.2757 | 231.3313 | 256.7307 | 263.1564 | 264.6419 | 265.4139 | 261.9542 | 311.6574 | 286.005 | 279.0343 | 273.5446 | 272.5631 | 277.8343 | 259.0218 | 249.956 | 16.441 | 51.7919 | 105.7316 | 178.2482 | 272.7426 | 386.6482 | 517.2005 | 662.1539 | 819.6875 | 988.3277 | 1192.6035 | 1423.9347 | 1680.6655 | 1943.8219 | 2208.4638 | 2473.8776 | 2735.8318 | 3047.4892 | 3333.4942 | 3612.5285 | 3886.073 | 4158.6361 | 4436.4704 | 4695.4922 | 4945.4482 | 0 | 0 | 0 | 0 | 0 | 0 | 0 | 0 | 0 | 0 | 0 | 0 | 0 | 0 | 0 | 0 | 0 | 0 | 0 | 0 | 0 | 0 | 0 | 0 | 0 | 0 | 0 | 0 | 0 | 0 | 0 | 0 | 0 | 0 | 0 | 0 | 0 | 0 | 0 | 0 | 0 | 0 | 0 | 0 | 0 | 0 | 0 | 0 | 0 | 0 | 0 | 0 | 0 | 0 | 0 | 0 | 0 | 0 | 0 | 0 | 0 | 0 | 0 | 0 | 0 | 0 | 0 | 0 | 0 | 0 | 0 | 0 | 0 | 0 | 0 | 0 | 0 | 0 | 0 | 0 | 0 | 0 | 0 | 0 | 0 | 0 | 0 | 0 | 0 | 0 | 0 | 0 | 0 | 0 | 0 | 0 | 0 | 0 | 0 | 0 | 0 | 0 | 0 | 0 | 0 | 0 | 0 | 0 | 0 | 0 | 0 | 0 | 0 | 0 | 0 | 0 | 0 | 0 | 0 | 0 | 0 | 0 | 0 | 0 | 0 | 0 | 0 | 0 | 0 | 0 | 0 | 0 | 0 | 0 | 0 | 0 | 0 | 0 | 0 | 0 | 0 | 0 | 0 | 0 | 0 | 0 | 0 | 0 | 0 | 0 | 0 | 0 | 0 | 0 | 0 | 0 | 0 | 0 | 0 | 0 | 0 | 0 | 0 | 0 | 0 | 0 | 0 | 0 | 0 | 0 | 0 | 0 | 0 | 0 | 0 | 0 | 0 | 0 | 0 | 0 | 0 | 0 | 0 | 0 | 0 | 0 | 0 | 0 | 0 | 0 | 0 | 0 | 0 | 0 | 0 | 0 | 0 | 0 | 0 | 0 | 0 | 0 | 0 | 0 | 0 | 0 | 0 | 0 | 0 | 0 | 0 | 0 | 0 | 0 | 0 | 0 | 0 | 0 | 0 | 0 | 0 | 0 | 0 | 0 | 0 | 0 | 0 | 0 | 0 | 0 | 0 | 0 | 0 | 0 | 0 | 0 | 0 | 0 | 0 | 0 | 0 | 0 | 0 | 0 | 0 | 0 | 0 | 0 | 0 | 0 | 12
OR_Residential_LI - Single Family_Existing_Space Heating_Natural Gas_Furnace | OR | Residential | LI - Single Family | New | Water Heating | Natural Gas | Water Heater (> 55 Gal) | A | ORE13 | Standard (UEF 0.76) | ENERGY STAR (3.2) - UEF 0.78 | 13 | 0 | 0 | 0 | 316.26 | 0 | 0 | 0 | 0.35 | 0.25 | 1 unit | 10.6% | 100% | Lost Opportunity | LO12Med | 85% | n/a | 0% | 0 |  | 0 |  | 0 | Same as small WH | Scaled from small WH | Calculated | Standard (UEF 0.76) | Standard (UEF 0.76) | Standard (UEF 0.76) | Standard (UEF 0.76) | Standard (UEF 0.76) | Standard (UEF 0.76) | Standard (UEF 0.76) | Standard (UEF 0.76) | Standard (UEF 0.76) | Standard (UEF 0.76) | Standard (UEF 0.76) | Standard (UEF 0.76) | Standard (UEF 0.76) | Standard (UEF 0.76) | Standard (UEF 0.76) | Standard (UEF 0.76) | Standard (UEF 0.76) | Standard (UEF 0.76) | Standard (UEF 0.76) | Standard (UEF 0.76) | Standard (UEF 0.76) | Standard (UEF 0.76) | Standard (UEF 0.76) | Standard (UEF 0.76) | Standard (UEF 0.76) | Standard (UEF 0.76) | Standard (UEF 0.76) | ENERGY STAR (3.2) - UEF 0.78 | ENERGY STAR (3.2) - UEF 0.78 | ENERGY STAR (3.2) - UEF 0.78 | ENERGY STAR (3.2) - UEF 0.78 | ENERGY STAR (3.2) - UEF 0.78 | ENERGY STAR (3.2) - UEF 0.78 | ENERGY STAR (3.2) - UEF 0.78 | ENERGY STAR (3.2) - UEF 0.78 | ENERGY STAR (3.2) - UEF 0.78 | ENERGY STAR (3.2) - UEF 0.78 | ENERGY STAR (3.2) - UEF 0.78 | ENERGY STAR (3.2) - UEF 0.78 | ENERGY STAR (3.2) - UEF 0.78 | ENERGY STAR (3.2) - UEF 0.78 | ENERGY STAR (3.2) - UEF 0.78 | ENERGY STAR (3.2) - UEF 0.78 | ENERGY STAR (3.2) - UEF 0.78 | ENERGY STAR (3.2) - UEF 0.78 | ENERGY STAR (3.2) - UEF 0.78 | ENERGY STAR (3.2) - UEF 0.78 | ENERGY STAR (3.2) - UEF 0.78 | ENERGY STAR (3.2) - UEF 0.78 | ENERGY STAR (3.2) - UEF 0.78 | ENERGY STAR (3.2) - UEF 0.78 | ENERGY STAR (3.2) - UEF 0.78 | ENERGY STAR (3.2) - UEF 0.78 | ENERGY STAR (3.2) - UEF 0.78 | 316.26 | 316.26 | 316.26 | 316.26 | 316.26 | 316.26 | 316.26 | 316.26 | 316.26 | 316.26 | 316.26 | 316.26 | 316.26 | 316.26 | 316.26 | 316.26 | 316.26 | 316.26 | 316.26 | 316.26 | 316.26 | 316.26 | 316.26 | 316.2611 | 316.2611 | 316.2611 | 316.2611 | 0 | 0 | 0 | 0 | 0 | 0 | 0 | 0 | 0 | 0 | 0 | 0 | 0 | 0 | 0 | 0 | 0 | 0 | 0 | 0 | 0 | 0 | 0 | 0 | 0 | 0 | 0 | 0 | 0 | 0 | 0 | 0 | 0 | 0 | 0 | 0 | 0 | 0 | 0 | 0 | 0 | 0 | 0 | 0 | 0 | 0 | 0 | 0 | 0 | 0 | 0 | 0 | 0 | 0 | 0 | 0 | 0 | 0 | 0 | 0 | 0 | 0 | 0 | 0 | 0 | 0 | 0 | 0 | 0 | 0 | 0 | 0 | 0 | 0 | 0 | 0 | 0 | 0 | 0 | 0 | 0 | 0 | 0 | 0 | 0 | 0 | 0 | 0 | 0 | 0 | 0 | 0 | 0 | 0 | 0 | 0 | 0 | 0 | 0 | 0 | 0 | 0 | 0 | 0 | 0 | 0 | 0 | 0 | 0 | 0 | 0 | 0 | 0 | 0 | 0 | 0 | 0 | 0 | 0 | 0 | 0 | 0 | 0 | 0 | 0 | 0 | 0 | 0 | 0 | 0 | 0 | 0 | 0 | 0 | 0 | 0 | 0 | 0 | 0 | 0 | 0 | 0 | 0 | 0 | 0 | 0 | 0 | 0 | 0 | 0 | 0 | 0 | 0 | 0 | 0 | 0 | 0 | 0 | 0 | 0 | 0 | 0 | 0 | 0 | 0 | 0 | 0 | 0 | 0 | 0 | 0 | 0 | 0 | 0 | 0 | 0 | 0 | 0 | 0 | 0 | 0 | 0 | 0 | 0 | 0 | 0 | 0 | 0 | 0 | 0 | 0 | 0 | 0 | 0 | 0 | 0 | 0 | 0 | 0 | 0 | 0 | 0 | 0 | 0 | 0 | 0 | 0 | 0 | 0 | 0 | 0 | 0 | 0 | 0 | 0 | 0 | 0 | 0 | 0 | 0 | 0 | 0 | 0 | 0 | 0 | 0 | 0 | 0 | 0 | 0 | 0 | 0 | 0 | 0 | 0 | 0 | 0 | 0 | 0 | 0 | 0 | 0 | 0 | 0 | 0 | 0 | 0 | 0 | 0 | 0 | 0 | 0 | 0 | 0 | 0 | 0 | 0 | 0 | 0 | 0 | 0 | 0 | 0 | 0 | 0 | 0 | 0 | 0 | 0 | 0 | 0 | 0 | 0 | 0 | 0 | 0 | 0 | 0 | 0 | 0 | 0 | 0 | 0 | 0 | 0 | 0 | 0 | 0 | 0 | 0 | 0 | 0 | 0 | 0 | 0 | 0 | 0 | 0 | 0 | 0 | 0 | 0 | 0 | 0 | 0 | 0 | 0 | 0 | 0 | 0 | 0 | 0 | 0 | 0 | 0 | 0 | 0 | 0 | 0 | 0 | 0 | 0 | 0 | 0 | 0 | 0 | 0 | 0 | 0 | 0 | 0 | 0 | 0 | 0 | 0 | 0 | 0 | 0 | 0 | 0 | 0 | 0 | 0 | 0 | 0 | 0 | 0 | 0 | 0 | 0 | 0 | 0 | 0 | 0 | 0 | 0 | 0 | 0 | 0 | 0 | 0 | 0 | 0 | 0 | 0 | 0 | 0 | 0 | 0 | 0 | 0 | 0 | 0 | 0 | 0 | 0 | 0 | 0 | 0 | 0 | 0 | 0 | 0 | 0 | 0 | 0 | 0 | 0 | 0 | 0 | 0 | 0 | 0 | 0 | 0 | 0 | 0 | 0 | 0 | 0 | 0 | 0 | 0 | 0 | 0 | 0 | 0 | 0 | 0 | 0 | 0 | 0 | 0 | 0 | 0 | 0 | 0 | 0 | 0 | 0 | 0 | 0 | 0 | 0 | 0 | 0 | 0 | 0 | 0 | 0 | 0 | 0 | 0 | 0 | 0 | 0 | 0 | 0 | 0 | 0 | 0 | 0 | 0 | 0 | 0 | 0 | 0 | 0 | 0 | 0 | 0 | 0 | 0 | 0 | 0 | 0 | 0 | 0 | 0 | 0 | 0 | 0 | 0 | 0 | 0 | 0 | 0 | 0 | 0 | 0 | 0 | 0 | 0 | 0 | 0 | 0 | 0 | 13
OR_Residential_LI - Single Family_Existing_Space Heating_Natural Gas_Furnace | OR | Residential | LI - Single Family | New | Appliances | Natural Gas | Clothes Dryer | A | ORE14 | Standard | NEEA/ENERGY STAR (CE >60%) | 12 | 0 | 0 | 0 | 51.15 | 0 | 0 | 0 | 0.35 | 0.45 | 1 units | 33.3% | 100% | Lost Opportunity | LO3Slow | 85% | n/a | 0% | 0 |  | 0 |  | 0 | RTF Workbook - ResClothesDryers_v5.0 | RTF Workbook - ResClothesDryers_v5.0 | RTF Workbook - ResClothesDryers_v5.0 | Standard | Standard | Standard | Standard | Standard | Standard | Standard | Standard | Standard | Standard | Standard | Standard | Standard | Standard | Standard | Standard | Standard | Standard | Standard | Standard | Standard | Standard | Standard | Standard | Standard | Standard | Standard | NEEA/ENERGY STAR (CE >60%) | NEEA/ENERGY STAR (CE >60%) | NEEA/ENERGY STAR (CE >60%) | NEEA/ENERGY STAR (CE >60%) | NEEA/ENERGY STAR (CE >60%) | NEEA/ENERGY STAR (CE >60%) | NEEA/ENERGY STAR (CE >60%) | NEEA/ENERGY STAR (CE >60%) | NEEA/ENERGY STAR (CE >60%) | NEEA/ENERGY STAR (CE >60%) | NEEA/ENERGY STAR (CE >60%) | NEEA/ENERGY STAR (CE >60%) | NEEA/ENERGY STAR (CE >60%) | NEEA/ENERGY STAR (CE >60%) | NEEA/ENERGY STAR (CE >60%) | NEEA/ENERGY STAR (CE >60%) | NEEA/ENERGY STAR (CE >60%) | NEEA/ENERGY STAR (CE >60%) | NEEA/ENERGY STAR (CE >60%) | NEEA/ENERGY STAR (CE >60%) | NEEA/ENERGY STAR (CE >60%) | NEEA/ENERGY STAR (CE >60%) | NEEA/ENERGY STAR (CE >60%) | NEEA/ENERGY STAR (CE >60%) | NEEA/ENERGY STAR (CE >60%) | NEEA/ENERGY STAR (CE >60%) | NEEA/ENERGY STAR (CE >60%) | 51.15 | 51.15 | 51.15 | 51.15 | 51.15 | 51.15 | 51.15 | 51.15 | 51.15 | 51.15 | 51.15 | 51.15 | 51.15 | 51.15 | 51.15 | 51.15 | 51.15 | 51.15 | 51.15 | 51.15 | 51.15 | 51.15 | 51.15 | 51.1451 | 51.1451 | 51.1451 | 51.1451 | 0 | 0 | 0 | 0 | 0 | 0 | 0 | 0 | 0 | 0 | 0 | 0 | 0 | 0 | 0 | 0 | 0 | 0 | 0 | 0 | 0 | 0 | 0 | 0 | 0 | 0 | 0 | 0 | 0 | 0 | 0 | 0 | 0 | 0 | 0 | 0 | 0 | 0 | 0 | 0 | 0 | 0 | 0 | 0 | 0 | 0 | 0 | 0 | 0 | 0 | 0 | 0 | 0 | 0 | 0 | 0 | 0 | 0 | 0 | 0 | 0 | 0 | 0 | 0 | 0 | 0 | 0 | 0 | 0 | 0 | 0 | 0 | 0 | 0 | 0 | 0 | 0 | 109.8224 | 115.7819 | 116.9222 | 117.2004 | 123.1997 | 126.6634 | 130.2083 | 133.8365 | 137.5496 | 160.8231 | 177.6191 | 193.5134 | 98.1391 | 105.2803 | 116.9186 | 128.797 | 174.1648 | 168.5559 | 173.9161 | 180.6182 | 188.702 | 180.2904 | 178.3897 | 178.0085 | 179.5773 | 109.8224 | 225.6043 | 342.5265 | 459.7269 | 582.9266 | 709.5899 | 839.7983 | 973.6347 | 1111.1844 | 1272.0075 | 1449.6265 | 1643.14 | 1741.2791 | 1846.5594 | 1963.478 | 2092.275 | 2266.4398 | 2434.9957 | 2608.9118 | 2789.53 | 2978.232 | 3158.5223 | 3336.9121 | 3514.9206 | 3694.4979 | 0 | 0 | 0 | 0 | 0 | 0 | 0 | 0 | 0 | 0 | 0 | 0 | 0 | 0 | 0 | 0 | 0 | 0 | 0 | 0 | 0 | 0 | 0 | 0 | 0 | 0 | 0 | 0 | 0 | 0 | 0 | 0 | 0 | 0 | 0 | 0 | 0 | 0 | 0 | 0 | 0 | 0 | 0 | 0 | 0 | 0 | 0 | 0 | 0 | 0 | 0.51641 | 1.4002 | 3.1425 | 6.182 | 11.4563 | 18.9145 | 28.7805 | 40.7786 | 54.3019 | 77.9785 | 101.0574 | 124.3382 | 145.7056 | 164.4509 | 180.4157 | 192.8982 | 234.013 | 227.8281 | 227.3141 | 225.4387 | 223.012 | 211.968 | 201.5501 | 191.4555 | 183.186 | 0.51641 | 1.9166 | 5.0591 | 11.2411 | 22.6974 | 41.6119 | 70.3923 | 111.1709 | 165.4728 | 243.4513 | 344.5088 | 468.847 | 614.5526 | 779.0034 | 959.4192 | 1152.3174 | 1386.3304 | 1614.1585 | 1841.4726 | 2066.9113 | 2289.9233 | 2501.8912 | 2703.4413 | 2894.8968 | 3078.0828 | 0 | 0 | 0 | 0 | 0 | 0 | 0 | 0 | 0 | 0 | 0 | 0 | 0 | 0 | 0 | 0 | 0 | 0 | 0 | 0 | 0 | 0 | 0 | 0 | 0 | 0 | 0 | 0 | 0 | 0 | 0 | 0 | 0 | 0 | 0 | 0 | 0 | 0 | 0 | 0 | 0 | 0 | 0 | 0 | 0 | 0 | 0 | 0 | 0 | 0 | 0 | 0 | 0 | 0 | 0 | 0 | 0 | 0 | 0 | 0 | 0 | 0 | 0 | 0 | 0 | 0 | 0 | 0 | 0 | 0 | 0 | 0 | 0 | 0 | 0 | 0 | 0 | 0 | 0 | 0 | 0 | 0 | 0 | 0 | 0 | 0 | 0 | 0 | 0 | 0 | 0 | 0 | 0 | 0 | 0 | 0 | 0 | 0 | 0 | 0 | 0 | 0 | 0 | 0 | 0 | 0 | 0 | 0 | 0 | 0 | 0 | 0 | 0 | 0 | 0 | 0 | 0 | 0 | 0 | 0 | 0 | 0 | 0 | 0 | 0 | 0 | 0 | 0 | 0 | 0 | 0 | 0 | 0 | 0 | 0 | 0 | 0 | 0 | 0 | 0 | 0 | 0 | 0 | 0 | 0 | 0 | 0 | 0 | 0 | 0 | 0 | 0 | 0 | 0 | 0 | 0 | 0 | 0 | 0 | 0 | 0 | 0 | 0 | 0 | 0 | 0 | 0 | 0 | 0 | 0 | 0 | 0 | 0 | 0 | 0 | 0 | 0 | 0 | 0 | 0 | 0 | 0 | 0 | 0 | 0 | 0 | 0 | 0 | 0 | 0 | 0 | 0 | 0 | 0 | 0 | 0 | 0 | 0 | 0 | 0 | 0 | 0 | 0 | 0 | 0 | 0 | 0 | 0 | 0 | 0 | 0 | 0 | 0 | 0 | 0 | 0 | 0 | 0 | 0 | 0 | 0 | 0 | 0 | 0 | 0 | 0 | 0 | 0 | 0 | 0 | 0 | 0 | 0 | 0 | 0 | 0 | 0 | 0 | 0 | 0 | 0 | 0 | 0 | 0 | 0 | 0 | 0 | 0 | 0 | 0 | 14
OR_Residential_LI - Single Family_Existing_Space Heating_Natural Gas_Furnace | OR | Residential | LI - Single Family | New | Appliances | Natural Gas | Stove/Oven | A | ORE15 | EF 0.399 | High Efficiency (730 + 1660 IAEC) | 12 | 0 | 0 | 0 | 52.5 | 0 | 0 | 0 | 0.35 | 0.45 | 1 units | 62.06% | 100% | Lost Opportunity | LO20Fast | 85% | n/a | 0% | 0 |  | 0 |  | 0 | EIA 2018 Appendix A | EIA 2018 Appendix A | EIA 2018 Appendix A | EF 0.399 | EF 0.399 | EF 0.399 | EF 0.399 | EF 0.399 | EF 0.399 | EF 0.399 | EF 0.399 | EF 0.399 | EF 0.399 | EF 0.399 | EF 0.399 | EF 0.399 | EF 0.399 | EF 0.399 | EF 0.399 | EF 0.399 | EF 0.399 | EF 0.399 | EF 0.399 | EF 0.399 | EF 0.399 | EF 0.399 | EF 0.399 | EF 0.399 | EF 0.399 | EF 0.399 | High Efficiency (730 + 1660 IAEC) | High Efficiency (730 + 1660 IAEC) | High Efficiency (730 + 1660 IAEC) | High Efficiency (730 + 1660 IAEC) | High Efficiency (730 + 1660 IAEC) | High Efficiency (730 + 1660 IAEC) | High Efficiency (730 + 1660 IAEC) | High Efficiency (730 + 1660 IAEC) | High Efficiency (730 + 1660 IAEC) | High Efficiency (730 + 1660 IAEC) | High Efficiency (730 + 1660 IAEC) | High Efficiency (730 + 1660 IAEC) | High Efficiency (730 + 1660 IAEC) | High Efficiency (730 + 1660 IAEC) | High Efficiency (730 + 1660 IAEC) | High Efficiency (730 + 1660 IAEC) | High Efficiency (730 + 1660 IAEC) | High Efficiency (730 + 1660 IAEC) | High Efficiency (730 + 1660 IAEC) | High Efficiency (730 + 1660 IAEC) | High Efficiency (730 + 1660 IAEC) | High Efficiency (730 + 1660 IAEC) | High Efficiency (730 + 1660 IAEC) | High Efficiency (730 + 1660 IAEC) | High Efficiency (730 + 1660 IAEC) | High Efficiency (730 + 1660 IAEC) | High Efficiency (730 + 1660 IAEC) | 52.5 | 52.5 | 52.5 | 52.5 | 52.5 | 52.5 | 52.5 | 52.5 | 52.5 | 52.5 | 52.5 | 52.5 | 52.5 | 52.5 | 52.5 | 52.5 | 52.5 | 52.5 | 52.5 | 52.5 | 52.5 | 52.5 | 52.5 | 52.5019 | 52.5019 | 52.5019 | 52.5019 | 0 | 0 | 0 | 0 | 0 | 0 | 0 | 0 | 0 | 0 | 0 | 0 | 0 | 0 | 0 | 0 | 0 | 0 | 0 | 0 | 0 | 0 | 0 | 0 | 0 | 0 | 0 | 0 | 0 | 0 | 0 | 0 | 0 | 0 | 0 | 0 | 0 | 0 | 0 | 0 | 0 | 0 | 0 | 0 | 0 | 0 | 0 | 0 | 0 | 0 | 0 | 0 | 0 | 0 | 0 | 0 | 0 | 0 | 0 | 0 | 0 | 0 | 0 | 0 | 0 | 0 | 0 | 0 | 0 | 0 | 0 | 0 | 0 | 0 | 0 | 0 | 0 | 263.1977 | 275.3556 | 274.7157 | 271.9716 | 282.4892 | 286.8383 | 291.2537 | 295.7363 | 300.2871 | 352.6045 | 388.3387 | 421.2638 | 186.9058 | 199.8012 | 224.2002 | 248.7184 | 355.5732 | 335.9345 | 343.1264 | 353.4592 | 366.9574 | 339.6328 | 328.5062 | 321.1606 | 318.5622 | 263.1977 | 538.5534 | 813.2691 | 1085.2406 | 1367.7299 | 1654.5682 | 1945.8219 | 2241.5582 | 2541.8453 | 2894.4499 | 3282.7885 | 3704.0523 | 3890.9582 | 4090.7594 | 4314.9596 | 4563.678 | 4919.2512 | 5255.1857 | 5598.3121 | 5951.7713 | 6318.7287 | 6658.3615 | 6986.8678 | 7308.0283 | 7626.5905 | 0 | 0 | 0 | 0 | 0 | 0 | 0 | 0 | 0 | 0 | 0 | 0 | 0 | 0 | 0 | 0 | 0 | 0 | 0 | 0 | 0 | 0 | 0 | 0 | 0 | 0 | 0 | 0 | 0 | 0 | 0 | 0 | 0 | 0 | 0 | 0 | 0 | 0 | 0 | 0 | 0 | 0 | 0 | 0 | 0 | 0 | 0 | 0 | 0 | 0 | 49.4863 | 88.0604 | 112.9185 | 131.1144 | 153.7703 | 171.5892 | 187.6713 | 202.1548 | 215.1989 | 262.4745 | 298.0647 | 330.9311 | 310.4205 | 297.0753 | 295.7241 | 298.8159 | 376.3697 | 349.298 | 345.6203 | 347.4541 | 351.9589 | 325.9273 | 311.2535 | 300.1296 | 293.4591 | 49.4863 | 137.5466 | 250.4651 | 381.5796 | 535.3499 | 706.9391 | 894.6104 | 1096.7652 | 1311.9641 | 1574.4385 | 1872.5032 | 2203.4344 | 2513.8549 | 2810.9302 | 3106.6543 | 3405.4701 | 3781.8398 | 4131.1378 | 4476.7581 | 4824.2122 | 5176.1712 | 5502.0985 | 5813.352 | 6113.4815 | 6406.9407 | 0 | 0 | 0 | 0 | 0 | 0 | 0 | 0 | 0 | 0 | 0 | 0 | 0 | 0 | 0 | 0 | 0 | 0 | 0 | 0 | 0 | 0 | 0 | 0 | 0 | 0 | 0 | 0 | 0 | 0 | 0 | 0 | 0 | 0 | 0 | 0 | 0 | 0 | 0 | 0 | 0 | 0 | 0 | 0 | 0 | 0 | 0 | 0 | 0 | 0 | 0 | 0 | 0 | 0 | 0 | 0 | 0 | 0 | 0 | 0 | 0 | 0 | 0 | 0 | 0 | 0 | 0 | 0 | 0 | 0 | 0 | 0 | 0 | 0 | 0 | 0 | 0 | 0 | 0 | 0 | 0 | 0 | 0 | 0 | 0 | 0 | 0 | 0 | 0 | 0 | 0 | 0 | 0 | 0 | 0 | 0 | 0 | 0 | 0 | 0 | 0 | 0 | 0 | 0 | 0 | 0 | 0 | 0 | 0 | 0 | 0 | 0 | 0 | 0 | 0 | 0 | 0 | 0 | 0 | 0 | 0 | 0 | 0 | 0 | 0 | 0 | 0 | 0 | 0 | 0 | 0 | 0 | 0 | 0 | 0 | 0 | 0 | 0 | 0 | 0 | 0 | 0 | 0 | 0 | 0 | 0 | 0 | 0 | 0 | 0 | 0 | 0 | 0 | 0 | 0 | 0 | 0 | 0 | 0 | 0 | 0 | 0 | 0 | 0 | 0 | 0 | 0 | 0 | 0 | 0 | 125.4549 | 221.3817 | 294.6502 | 357.9145 | 418.4158 | 0 | 0 | 0 | 0 | 0 | 0 | 0 | 0 | 0 | 0 | 0 | 0 | 0 | 0 | 0 | 0 | 0 | 0 | 0 | 0 | 125.4549 | 346.8365 | 641.4867 | 999.4012 | 1417.817 | 0 | 0 | 0 | 0 | 0 | 0 | 0 | 0 | 0 | 0 | 0 | 0 | 0 | 0 | 0 | 0 | 0 | 0 | 0 | 0 | 0 | 0 | 0 | 0 | 0 | 0 | 0 | 0 | 0 | 0 | 0 | 0 | 0 | 0 | 0 | 0 | 0 | 0 | 0 | 0 | 0 | 0 | 0 | 0 | 0 | 0 | 0 | 0 | 0 | 0 | 15
OR_Residential_LI - Single Family_Existing_Space Heating_Natural Gas_Furnace | OR | Residential | LI - Single Family | New | Miscellaneous | Natural Gas | Pool Heater | A | ORE16 | Standard (EF 0.82) | High Efficiency (EF 0.84) | 10 | 0 | 0 | 0 | 631.37 | 0 | 0 | 0 | 0.35 | 0.45 | 1 units | 1.147% | 100% | Lost Opportunity | LO12Med | 85% | n/a | 0% | 0 |  | 0 |  | 0 | CA eTRM - Pool Heater, Residential | CA eTRM - Pool Heater, Residential | CA eTRM - Pool Heater, Residential | Standard (EF 0.82) | Standard (EF 0.82) | Standard (EF 0.82) | Standard (EF 0.82) | Standard (EF 0.82) | Standard (EF 0.82) | Standard (EF 0.82) | Standard (EF 0.82) | Standard (EF 0.82) | Standard (EF 0.82) | Standard (EF 0.82) | Standard (EF 0.82) | Standard (EF 0.82) | Standard (EF 0.82) | Standard (EF 0.82) | Standard (EF 0.82) | Standard (EF 0.82) | Standard (EF 0.82) | Standard (EF 0.82) | Standard (EF 0.82) | Standard (EF 0.82) | Standard (EF 0.82) | Standard (EF 0.82) | Standard (EF 0.82) | Standard (EF 0.82) | Standard (EF 0.82) | Standard (EF 0.82) | High Efficiency (EF 0.84) | High Efficiency (EF 0.84) | High Efficiency (EF 0.84) | High Efficiency (EF 0.84) | High Efficiency (EF 0.84) | High Efficiency (EF 0.84) | High Efficiency (EF 0.84) | High Efficiency (EF 0.84) | High Efficiency (EF 0.84) | High Efficiency (EF 0.84) | High Efficiency (EF 0.84) | High Efficiency (EF 0.84) | High Efficiency (EF 0.84) | High Efficiency (EF 0.84) | High Efficiency (EF 0.84) | High Efficiency (EF 0.84) | High Efficiency (EF 0.84) | High Efficiency (EF 0.84) | High Efficiency (EF 0.84) | High Efficiency (EF 0.84) | High Efficiency (EF 0.84) | High Efficiency (EF 0.84) | High Efficiency (EF 0.84) | High Efficiency (EF 0.84) | High Efficiency (EF 0.84) | High Efficiency (EF 0.84) | High Efficiency (EF 0.84) | 631.37 | 631.37 | 631.37 | 631.37 | 631.37 | 631.37 | 631.37 | 631.37 | 631.37 | 631.37 | 631.37 | 631.37 | 631.37 | 631.37 | 631.37 | 631.37 | 631.37 | 631.37 | 631.37 | 631.37 | 631.37 | 631.37 | 631.37 | 631.368 | 631.368 | 631.368 | 631.368 | 0 | 0 | 0 | 0 | 0 | 0 | 0 | 0 | 0 | 0 | 0 | 0 | 0 | 0 | 0 | 0 | 0 | 0 | 0 | 0 | 0 | 0 | 0 | 0 | 0 | 0 | 0 | 0 | 0 | 0 | 0 | 0 | 0 | 0 | 0 | 0 | 0 | 0 | 0 | 0 | 0 | 0 | 0 | 0 | 0 | 0 | 0 | 0 | 0 | 0 | 0 | 0 | 0 | 0 | 0 | 0 | 0 | 0 | 0 | 0 | 0 | 0 | 0 | 0 | 0 | 0 | 0 | 0 | 0 | 0 | 0 | 0 | 0 | 0 | 0 | 0 | 0 | 6.9421 | 7.2025 | 7.1521 | 7.0478 | 7.2979 | 7.3849 | 7.4731 | 7.5625 | 9.4095 | 10.5385 | 4.5713 | 5.1006 | 5.7821 | 8.7639 | 8.0694 | 8.216 | 8.2725 | 8.6756 | 7.5632 | 7.1963 | 7.0117 | 7.0036 | 8.057 | 6.2735 | 7.6231 | 6.9421 | 14.1446 | 21.2968 | 28.3445 | 35.6424 | 43.0273 | 50.5005 | 58.063 | 67.4725 | 78.011 | 82.5823 | 87.6829 | 93.465 | 102.2288 | 110.2982 | 118.5143 | 126.7867 | 135.4624 | 143.0256 | 150.2218 | 157.2336 | 164.2371 | 172.2942 | 178.5677 | 186.1908 | 0 | 0 | 0 | 0 | 0 | 0 | 0 | 0 | 0 | 0 | 0 | 0 | 0 | 0 | 0 | 0 | 0 | 0 | 0 | 0 | 0 | 0 | 0 | 0 | 0 | 0 | 0 | 0 | 0 | 0 | 0 | 0 | 0 | 0 | 0 | 0 | 0 | 0 | 0 | 0 | 0 | 0 | 0 | 0 | 0 | 0 | 0 | 0 | 0 | 0 | 0.6454 | 1.3392 | 1.9948 | 2.6209 | 3.3924 | 4.0507 | 4.5993 | 5.0593 | 6.6981 | 7.8629 | 8.2606 | 8.4475 | 8.5209 | 10.4561 | 9.4897 | 9.1674 | 8.7423 | 8.7 | 7.6838 | 7.1648 | 6.8404 | 6.624 | 7.3269 | 5.6954 | 6.6597 | 0.6454 | 1.9846 | 3.9794 | 6.6003 | 9.9926 | 14.0433 | 18.6427 | 23.702 | 30.4001 | 38.263 | 46.5236 | 54.971 | 63.4919 | 73.948 | 83.4377 | 92.6051 | 101.3474 | 110.0474 | 117.7312 | 124.896 | 131.7364 | 138.3604 | 145.6873 | 151.3827 | 158.0424 | 0 | 0 | 0 | 0 | 0 | 0 | 0 | 0 | 0 | 0 | 0 | 0 | 0 | 0 | 0 | 0 | 0 | 0 | 0 | 0 | 0 | 0 | 0 | 0 | 0 | 0 | 0 | 0 | 0 | 0 | 0 | 0 | 0 | 0 | 0 | 0 | 0 | 0 | 0 | 0 | 0 | 0 | 0 | 0 | 0 | 0 | 0 | 0 | 0 | 0 | 0 | 0 | 0 | 0 | 0 | 0 | 0 | 0 | 0 | 0 | 0 | 0 | 0 | 0 | 0 | 0 | 0 | 0 | 0 | 0 | 0 | 0 | 0 | 0 | 0 | 0 | 0 | 0 | 0 | 0 | 0 | 0 | 0 | 0 | 0 | 0 | 0 | 0 | 0 | 0 | 0 | 0 | 0 | 0 | 0 | 0 | 0 | 0 | 0 | 0 | 0 | 0 | 0 | 0 | 0 | 0 | 0 | 0 | 0 | 0 | 0 | 0 | 0 | 0 | 0 | 0 | 0 | 0 | 0 | 0 | 0 | 0 | 0 | 0 | 0 | 0 | 0 | 0 | 0 | 0 | 0 | 0 | 0 | 0 | 0 | 0 | 0 | 0 | 0 | 0 | 0 | 0 | 0 | 0 | 0 | 0 | 0 | 0 | 0 | 0 | 0 | 0 | 0 | 0 | 0 | 0 | 0 | 0 | 0 | 0 | 0 | 0 | 0 | 0 | 0 | 0 | 0 | 0 | 0 | 0 | 0 | 0 | 0 | 0 | 0 | 0 | 0 | 0 | 0 | 0 | 0 | 0 | 0 | 0 | 0 | 0 | 0 | 0 | 0 | 0 | 0 | 0 | 0 | 0 | 0 | 0 | 0 | 0 | 0 | 0 | 0 | 0 | 0 | 0 | 0 | 0 | 0 | 0 | 0 | 0 | 0 | 0 | 0 | 0 | 0 | 0 | 0 | 0 | 0 | 0 | 0 | 0 | 0 | 0 | 0 | 0 | 0 | 0 | 0 | 0 | 0 | 0 | 0 | 0 | 0 | 0 | 0 | 0 | 0 | 0 | 0 | 0 | 0 | 0 | 0 | 0 | 0 | 0 | 0 | 0 | 16
OR_Residential_LI - Single Family_Existing_Space Heating_Natural Gas_Furnace | OR | Residential | LI - Multi-Family | Existing | Space Heating | Natural Gas | Furnace | A | ORE17 | AFUE 80% | AFUE 98% | 20 | 0 | 0 | 0 | 199.62 | -0.22 | 0 | 0 | 1 | 0.25 | 80 kBTU/hr | 29.71% | 100% | Lost Opportunity | LO50Fast | 85% | n/a | 0% | 0 |  | 0 |  | 0 | Avista TRM- High Efficiency Wall Furnace (AFUE 90%) | 2022 DOE TSD - EERE-2014-BT-STD-0031-0320 | BEST | AFUE 80% | AFUE 80% | AFUE 80% | AFUE 90% | AFUE 90% | AFUE 90% | AFUE 90% | AFUE 90% | AFUE 90% | AFUE 90% | AFUE 90% | AFUE 90% | AFUE 90% | AFUE 90% | AFUE 90% | AFUE 90% | AFUE 90% | AFUE 90% | AFUE 90% | AFUE 90% | AFUE 90% | AFUE 90% | AFUE 90% | AFUE 90% | AFUE 90% | AFUE 90% | AFUE 90% | AFUE 98% | AFUE 98% | AFUE 98% | AFUE 98% | AFUE 98% | AFUE 98% | AFUE 98% | AFUE 98% | AFUE 98% | AFUE 98% | AFUE 98% | AFUE 98% | AFUE 98% | AFUE 98% | AFUE 98% | AFUE 98% | AFUE 98% | AFUE 98% | AFUE 98% | AFUE 98% | AFUE 98% | AFUE 98% | AFUE 98% | AFUE 98% | AFUE 98% | AFUE 98% | AFUE 98% | 665 | 665 | 665 | 199.62 | 199.62 | 199.62 | 199.62 | 199.62 | 199.62 | 199.62 | 199.62 | 199.62 | 199.62 | 199.62 | 199.62 | 199.62 | 199.62 | 199.62 | 199.62 | 199.62 | 199.62 | 199.62 | 199.62 | 199.6243 | 199.6243 | 199.6243 | 199.6243 | 0 | 0 | 0 | 0 | 0 | 0 | 0 | 0 | 0 | 0 | 0 | 0 | 0 | 0 | 0 | 0 | 0 | 0 | 0 | 0 | 0 | 0 | 0 | 0 | 0 | 0 | 0 | 0 | 0 | 0 | 0 | 0 | 0 | 0 | 0 | 0 | 0 | 0 | 0 | 0 | 0 | 0 | 0 | 0 | 0 | 0 | 0 | 0 | 0 | 0 | 0 | 0 | 0 | 0 | 0 | 0 | 0 | 0 | 0 | 0 | 0 | 0 | 0 | 0 | 0 | 0 | 0 | 0 | 0 | 0 | 0 | 0 | 0 | 0 | 0 | 0 | 0 | 70.7502 | 73.2906 | 75.73 | 78.0674 | 80.312 | 82.4734 | 84.5508 | 86.5518 | 88.4794 | 90.3385 | 90.8009 | 91.395 | 92.1129 | 92.9241 | 93.8248 | 94.8051 | 95.877 | 97.0136 | 98.2065 | 99.5495 | 30.0581 | 28.7655 | 27.5589 | 26.4463 | 25.422 | 70.7502 | 144.0409 | 219.7708 | 297.8383 | 378.1503 | 460.6237 | 545.1745 | 631.7263 | 720.2057 | 810.5442 | 901.3451 | 992.7401 | 1084.853 | 1177.7771 | 1271.6019 | 1366.407 | 1462.284 | 1559.2976 | 1657.5041 | 1757.0536 | 1787.1117 | 1815.8772 | 1843.4361 | 1869.8824 | 1895.3044 | 0 | 0 | 0 | 0 | 0 | 0 | 0 | 0 | 0 | 0 | 0 | 0 | 0 | 0 | 0 | 0 | 0 | 0 | 0 | 0 | 0 | 0 | 0 | 0 | 0 | 0 | 0 | 0 | 0 | 0 | 0 | 0 | 0 | 0 | 0 | 0 | 0 | 0 | 0 | 0 | 0 | 0 | 0 | 0 | 0 | 0 | 0 | 0 | 0 | 0 | 26.3818 | 40.0986 | 50.2305 | 57.6149 | 63.2378 | 66.9759 | 69.5908 | 71.6179 | 73.3546 | 74.9144 | 75.2985 | 75.792 | 76.3872 | 77.0598 | 77.8067 | 78.6196 | 79.5089 | 80.4517 | 81.4412 | 82.5549 | 57.217 | 44.5351 | 35.4254 | 29.0568 | 24.4459 | 26.3818 | 66.4804 | 116.711 | 174.3259 | 237.5637 | 304.5395 | 374.1303 | 445.7483 | 519.1029 | 594.0173 | 669.3158 | 745.1079 | 821.4951 | 898.5549 | 976.3616 | 1054.9812 | 1134.49 | 1214.9417 | 1296.3829 | 1378.9378 | 1436.1549 | 1480.69 | 1516.1154 | 1545.1721 | 1569.618 | 0 | 0 | 0 | 0 | 0 | 0 | 0 | 0 | 0 | 0 | 0 | 0 | 0 | 0 | 0 | 0 | 0 | 0 | 0 | 0 | 0 | 0 | 0 | 0 | 0 | 0 | 0 | 0 | 0 | 0 | 0 | 0 | 0 | 0 | 0 | 0 | 0 | 0 | 0 | 0 | 0 | 0 | 0 | 0 | 0 | 0 | 0 | 0 | 0 | 0 | 26.3818 | 40.0986 | 50.2305 | 57.6149 | 63.2378 | 66.9759 | 69.5908 | 71.6179 | 73.3546 | 74.9144 | 75.2985 | 75.792 | 76.3872 | 77.0598 | 77.8067 | 78.6196 | 79.5089 | 80.4517 | 81.4412 | 82.5549 | 57.217 | 44.5351 | 35.4254 | 29.0568 | 24.4459 | 26.3818 | 66.4804 | 116.711 | 174.3259 | 237.5637 | 304.5395 | 374.1303 | 445.7483 | 519.1029 | 594.0173 | 669.3158 | 745.1079 | 821.4951 | 898.5549 | 976.3616 | 1054.9812 | 1134.49 | 1214.9417 | 1296.3829 | 1378.9378 | 1436.1549 | 1480.69 | 1516.1154 | 1545.1721 | 1569.618 | 0 | 0 | 0 | 0 | 0 | 0 | 0 | 0 | 0 | 0 | 0 | 0 | 0 | 0 | 0 | 0 | 0 | 0 | 0 | 0 | 0 | 0 | 0 | 0 | 0 | 0 | 0 | 0 | 0 | 0 | 0 | 0 | 0 | 0 | 0 | 0 | 0 | 0 | 0 | 0 | 0 | 0 | 0 | 0 | 0 | 0 | 0 | 0 | 0 | 0 | 26.3818 | 40.0986 | 50.2305 | 57.6149 | 63.2378 | 66.9759 | 69.5908 | 71.6179 | 73.3546 | 74.9144 | 75.2985 | 75.792 | 76.3872 | 77.0598 | 77.8067 | 78.6196 | 79.5089 | 80.4517 | 81.4412 | 82.5549 | 57.217 | 44.5351 | 35.4254 | 29.0568 | 24.4459 | 26.3818 | 66.4804 | 116.711 | 174.3259 | 237.5637 | 304.5395 | 374.1303 | 445.7483 | 519.1029 | 594.0173 | 669.3158 | 745.1079 | 821.4951 | 898.5549 | 976.3616 | 1054.9812 | 1134.49 | 1214.9417 | 1296.3829 | 1378.9378 | 1436.1549 | 1480.69 | 1516.1154 | 1545.1721 | 1569.618 | 0 | 0 | 0 | 0 | 0 | 0 | 0 | 0 | 0 | 0 | 0 | 0 | 0 | 0 | 0 | 0 | 0 | 0 | 0 | 0 | 0 | 0 | 0 | 0 | 0 | 0 | 0 | 0 | 0 | 0 | 0 | 0 | 0 | 0 | 0 | 0 | 0 | 0 | 0 | 0 | 0 | 0 | 0 | 0 | 0 | 0 | 0 | 0 | 0 | 0 | 17
OR_Residential_LI - Single Family_Existing_Space Heating_Natural Gas_Furnace | OR | Residential | LI - Multi-Family | Existing | Space Heating | Natural Gas | Boiler | A | ORE18 | AFUE 80% | AFUE 95% | 20 | 0 | 0 | 0 | 1470.62 | 0 | 0 | 0 | 0.35 | 0.25 | 105 kBTU/hr | 0% | 100% | Lost Opportunity | LO50Fast | 85% | n/a | 0% | 0 |  | 0 |  | 0 | Avista TRM- NG BOILER 96% AFUE | BLR-Heating-AEO22 | BEST | AFUE 80% | AFUE 80% | AFUE 80% | AFUE 80% | AFUE 80% | AFUE 80% | AFUE 80% | AFUE 80% | AFUE 80% | AFUE 80% | AFUE 80% | AFUE 80% | AFUE 80% | AFUE 80% | AFUE 80% | AFUE 80% | AFUE 80% | AFUE 80% | AFUE 80% | AFUE 80% | AFUE 80% | AFUE 80% | AFUE 80% | AFUE 80% | AFUE 80% | AFUE 80% | AFUE 80% | AFUE 95% | AFUE 95% | AFUE 95% | AFUE 95% | AFUE 95% | AFUE 95% | AFUE 95% | AFUE 95% | AFUE 95% | AFUE 95% | AFUE 95% | AFUE 95% | AFUE 95% | AFUE 95% | AFUE 95% | AFUE 95% | AFUE 95% | AFUE 95% | AFUE 95% | AFUE 95% | AFUE 95% | AFUE 95% | AFUE 95% | AFUE 95% | AFUE 95% | AFUE 95% | AFUE 95% | 1470.62 | 1470.62 | 1470.62 | 1470.62 | 1470.62 | 1470.62 | 1470.62 | 1470.62 | 1470.62 | 1470.62 | 1470.62 | 1470.62 | 1470.62 | 1470.62 | 1470.62 | 1470.62 | 1470.62 | 1470.62 | 1470.62 | 1470.62 | 1470.62 | 1470.62 | 1470.62 | 1470.6208 | 1470.6208 | 1470.6208 | 1470.6208 | 0 | 0 | 0 | 0 | 0 | 0 | 0 | 0 | 0 | 0 | 0 | 0 | 0 | 0 | 0 | 0 | 0 | 0 | 0 | 0 | 0 | 0 | 0 | 0 | 0 | 0 | 0 | 0 | 0 | 0 | 0 | 0 | 0 | 0 | 0 | 0 | 0 | 0 | 0 | 0 | 0 | 0 | 0 | 0 | 0 | 0 | 0 | 0 | 0 | 0 | 0 | 0 | 0 | 0 | 0 | 0 | 0 | 0 | 0 | 0 | 0 | 0 | 0 | 0 | 0 | 0 | 0 | 0 | 0 | 0 | 0 | 0 | 0 | 0 | 0 | 0 | 0 | 9.0174 | 9.3291 | 9.6119 | 9.8677 | 10.0982 | 10.3051 | 10.4898 | 10.6538 | 10.7984 | 10.925 | 10.6379 | 10.382 | 10.1543 | 9.9519 | 9.7721 | 9.6125 | 9.471 | 9.3456 | 9.2344 | 9.1358 | 0.030975 | 0 | 0 | 0 | 0 | 9.0174 | 18.3464 | 27.9583 | 37.826 | 47.9242 | 58.2293 | 68.719 | 79.3728 | 90.1712 | 101.0962 | 111.734 | 122.1161 | 132.2704 | 142.2223 | 151.9943 | 161.6068 | 171.0778 | 180.4234 | 189.6578 | 198.7936 | 198.8246 | 198.8246 | 198.8246 | 198.8246 | 198.8246 | 0 | 0 | 0 | 0 | 0 | 0 | 0 | 0 | 0 | 0 | 0 | 0 | 0 | 0 | 0 | 0 | 0 | 0 | 0 | 0 | 0 | 0 | 0 | 0 | 0 | 0 | 0 | 0 | 0 | 0 | 0 | 0 | 0 | 0 | 0 | 0 | 0 | 0 | 0 | 0 | 0 | 0 | 0 | 0 | 0 | 0 | 0 | 0 | 0 | 0 | 3.3113 | 5.0291 | 6.2816 | 7.1756 | 7.8346 | 8.2457 | 8.5069 | 8.686 | 8.8209 | 8.9265 | 8.6919 | 8.4828 | 8.2968 | 8.1314 | 7.9844 | 7.8541 | 7.7385 | 7.636 | 7.5451 | 7.4646 | 4.0818 | 2.2871 | 0.95344 | 0 | 0 | 3.3113 | 8.3404 | 14.622 | 21.7976 | 29.6321 | 37.8779 | 46.3848 | 55.0708 | 63.8918 | 72.8182 | 81.5101 | 89.9929 | 98.2897 | 106.4211 | 114.4055 | 122.2596 | 129.998 | 137.634 | 145.1791 | 152.6437 | 156.7256 | 159.0126 | 159.9661 | 159.9661 | 159.9661 | 0 | 0 | 0 | 0 | 0 | 0 | 0 | 0 | 0 | 0 | 0 | 0 | 0 | 0 | 0 | 0 | 0 | 0 | 0 | 0 | 0 | 0 | 0 | 0 | 0 | 0 | 0 | 0 | 0 | 0 | 0 | 0 | 0 | 0 | 0 | 0 | 0 | 0 | 0 | 0 | 0 | 0 | 0 | 0 | 0 | 0 | 0 | 0 | 0 | 0 | 3.3113 | 5.0291 | 6.2816 | 7.1756 | 7.8346 | 8.2457 | 8.5069 | 8.686 | 8.8209 | 8.9265 | 8.6919 | 8.4828 | 8.2968 | 8.1314 | 7.9844 | 7.8541 | 7.7385 | 7.636 | 7.5451 | 7.4646 | 4.0818 | 2.2871 | 0.95344 | 0 | 0 | 3.3113 | 8.3404 | 14.622 | 21.7976 | 29.6321 | 37.8779 | 46.3848 | 55.0708 | 63.8918 | 72.8182 | 81.5101 | 89.9929 | 98.2897 | 106.4211 | 114.4055 | 122.2596 | 129.998 | 137.634 | 145.1791 | 152.6437 | 156.7256 | 159.0126 | 159.9661 | 159.9661 | 159.9661 | 0 | 0 | 0 | 0 | 0 | 0 | 0 | 0 | 0 | 0 | 0 | 0 | 0 | 0 | 0 | 0 | 0 | 0 | 0 | 0 | 0 | 0 | 0 | 0 | 0 | 0 | 0 | 0 | 0 | 0 | 0 | 0 | 0 | 0 | 0 | 0 | 0 | 0 | 0 | 0 | 0 | 0 | 0 | 0 | 0 | 0 | 0 | 0 | 0 | 0 | 3.3113 | 5.0291 | 6.2816 | 7.1756 | 7.8346 | 8.2457 | 8.5069 | 8.686 | 8.8209 | 8.9265 | 8.6919 | 8.4828 | 8.2968 | 8.1314 | 7.9844 | 7.8541 | 7.7385 | 7.636 | 7.5451 | 7.4646 | 4.0818 | 2.2871 | 0.95344 | 0 | 0 | 3.3113 | 8.3404 | 14.622 | 21.7976 | 29.6321 | 37.8779 | 46.3848 | 55.0708 | 63.8918 | 72.8182 | 81.5101 | 89.9929 | 98.2897 | 106.4211 | 114.4055 | 122.2596 | 129.998 | 137.634 | 145.1791 | 152.6437 | 156.7256 | 159.0126 | 159.9661 | 159.9661 | 159.9661 | 0 | 0 | 0 | 0 | 0 | 0 | 0 | 0 | 0 | 0 | 0 | 0 | 0 | 0 | 0 | 0 | 0 | 0 | 0 | 0 | 0 | 0 | 0 | 0 | 0 | 0 | 0 | 0 | 0 | 0 | 0 | 0 | 0 | 0 | 0 | 0 | 0 | 0 | 0 | 0 | 0 | 0 | 0 | 0 | 0 | 0 | 0 | 0 | 0 | 0 | 18
OR_Residential_LI - Single Family_Existing_Space Heating_Natural Gas_Furnace | OR | Residential | LI - Multi-Family | Existing | Secondary Heating | Natural Gas | Fireplace | A | ORE19 | Baseline (50% to 60% FE Rating) | Tier 1 (70% FE Rating) | 20 | 0 | 0 | 0 | 787.26 | 0 | 0 | 0 | 0.35 | 0.45 | 1 unit | 27.19% | 100% | Lost Opportunity | LO3Slow | 85% | n/a | 0% | 0 |  | 0 |  | 0 | AEG Estimate | ETO Fireplace Survey, 2013 | Calculated | Baseline (50% to 60% FE Rating) | Baseline (50% to 60% FE Rating) | Baseline (50% to 60% FE Rating) | Baseline (50% to 60% FE Rating) | Baseline (50% to 60% FE Rating) | Baseline (50% to 60% FE Rating) | Baseline (50% to 60% FE Rating) | Baseline (50% to 60% FE Rating) | Baseline (50% to 60% FE Rating) | Baseline (50% to 60% FE Rating) | Baseline (50% to 60% FE Rating) | Baseline (50% to 60% FE Rating) | Baseline (50% to 60% FE Rating) | Baseline (50% to 60% FE Rating) | Baseline (50% to 60% FE Rating) | Baseline (50% to 60% FE Rating) | Baseline (50% to 60% FE Rating) | Baseline (50% to 60% FE Rating) | Baseline (50% to 60% FE Rating) | Baseline (50% to 60% FE Rating) | Baseline (50% to 60% FE Rating) | Baseline (50% to 60% FE Rating) | Baseline (50% to 60% FE Rating) | Baseline (50% to 60% FE Rating) | Baseline (50% to 60% FE Rating) | Baseline (50% to 60% FE Rating) | Baseline (50% to 60% FE Rating) | Tier 1 (70% FE Rating) | Tier 1 (70% FE Rating) | Tier 1 (70% FE Rating) | Tier 1 (70% FE Rating) | Tier 1 (70% FE Rating) | Tier 1 (70% FE Rating) | Tier 1 (70% FE Rating) | Tier 1 (70% FE Rating) | Tier 1 (70% FE Rating) | Tier 1 (70% FE Rating) | Tier 1 (70% FE Rating) | Tier 1 (70% FE Rating) | Tier 1 (70% FE Rating) | Tier 1 (70% FE Rating) | Tier 1 (70% FE Rating) | Tier 1 (70% FE Rating) | Tier 1 (70% FE Rating) | Tier 1 (70% FE Rating) | Tier 1 (70% FE Rating) | Tier 1 (70% FE Rating) | Tier 1 (70% FE Rating) | Tier 1 (70% FE Rating) | Tier 1 (70% FE Rating) | Tier 1 (70% FE Rating) | Tier 1 (70% FE Rating) | Tier 1 (70% FE Rating) | Tier 1 (70% FE Rating) | 787.26 | 787.26 | 787.26 | 787.26 | 787.26 | 787.26 | 787.26 | 787.26 | 787.26 | 787.26 | 787.26 | 787.26 | 787.26 | 787.26 | 787.26 | 787.26 | 787.26 | 787.26 | 787.26 | 787.26 | 787.26 | 787.26 | 787.26 | 787.2629 | 787.2629 | 787.2629 | 787.2629 | 0 | 0 | 0 | 0 | 0 | 0 | 0 | 0 | 0 | 0 | 0 | 0 | 0 | 0 | 0 | 0 | 0 | 0 | 0 | 0 | 0 | 0 | 0 | 0 | 0 | 0 | 0 | 0 | 0 | 0 | 0 | 0 | 0 | 0 | 0 | 0 | 0 | 0 | 0 | 0 | 0 | 0 | 0 | 0 | 0 | 0 | 0 | 0 | 0 | 0 | 0 | 0 | 0 | 0 | 0 | 0 | 0 | 0 | 0 | 0 | 0 | 0 | 0 | 0 | 0 | 0 | 0 | 0 | 0 | 0 | 0 | 0 | 0 | 0 | 0 | 0 | 0 | 88.5398 | 91.6753 | 93.6322 | 94.608 | 94.7716 | 94.2671 | 93.2174 | 91.727 | 89.8849 | 87.7662 | 85.4348 | 82.9443 | 80.3401 | 77.6599 | 74.9355 | 68.1312 | 62.4352 | 57.6401 | 53.5758 | 50.1035 | 0 | 0 | 0 | 0 | 0 | 88.5398 | 180.2151 | 273.8473 | 368.4552 | 463.2268 | 557.4939 | 650.7113 | 742.4383 | 832.3232 | 920.0894 | 1005.5241 | 1088.4684 | 1168.8085 | 1246.4684 | 1321.404 | 1389.5351 | 1451.9703 | 1509.6103 | 1563.1862 | 1613.2897 | 1613.2897 | 1613.2897 | 1613.2897 | 1613.2897 | 1613.2897 | 0 | 0 | 0 | 0 | 0 | 0 | 0 | 0 | 0 | 0 | 0 | 0 | 0 | 0 | 0 | 0 | 0 | 0 | 0 | 0 | 0 | 0 | 0 | 0 | 0 | 0 | 0 | 0 | 0 | 0 | 0 | 0 | 0 | 0 | 0 | 0 | 0 | 0 | 0 | 0 | 0 | 0 | 0 | 0 | 0 | 0 | 0 | 0 | 0 | 0 | 0.41634 | 1.1087 | 2.5165 | 4.9903 | 8.8128 | 14.0768 | 20.6042 | 27.9483 | 35.4848 | 42.5553 | 48.6086 | 53.2942 | 56.4887 | 58.2641 | 58.8222 | 55.137 | 51.5391 | 48.1752 | 45.1147 | 42.4177 | 39.6272 | 36.719 | 33.3607 | 29.1507 | 23.7649 | 0.41634 | 1.525 | 4.0416 | 9.0318 | 17.8446 | 31.9214 | 52.5256 | 80.4739 | 115.9587 | 158.514 | 207.1226 | 260.4168 | 316.9055 | 375.1696 | 433.9918 | 489.1289 | 540.668 | 588.8433 | 633.9579 | 676.3756 | 716.0028 | 752.7218 | 786.0825 | 815.2332 | 838.9981 | 0 | 0 | 0 | 0 | 0 | 0 | 0 | 0 | 0 | 0 | 0 | 0 | 0 | 0 | 0 | 0 | 0 | 0 | 0 | 0 | 0 | 0 | 0 | 0 | 0 | 0 | 0 | 0 | 0 | 0 | 0 | 0 | 0 | 0 | 0 | 0 | 0 | 0 | 0 | 0 | 0 | 0 | 0 | 0 | 0 | 0 | 0 | 0 | 0 | 0 | 0 | 0 | 0 | 0 | 0 | 0 | 0 | 0 | 0 | 0 | 0 | 0 | 0 | 0 | 0 | 0 | 0 | 0 | 0 | 0 | 0 | 0 | 0 | 0 | 0 | 0 | 0 | 0 | 0 | 0 | 0 | 0 | 0 | 0 | 0 | 0 | 0 | 0 | 0 | 0 | 0 | 0 | 0 | 0 | 0 | 0 | 0 | 0 | 0 | 0 | 0 | 0 | 0 | 0 | 0 | 0 | 0 | 0 | 0 | 0 | 0 | 0 | 0 | 0 | 0 | 0 | 0 | 0 | 0 | 0 | 0 | 0 | 0 | 0 | 0 | 0 | 0 | 0 | 0 | 0 | 0 | 0 | 0 | 0 | 0 | 0 | 0 | 0 | 0 | 0 | 0 | 0 | 0 | 0 | 0 | 0 | 0 | 0 | 0 | 0 | 0 | 0 | 0 | 0 | 0 | 0 | 0 | 0 | 0 | 0 | 0 | 0 | 0 | 0 | 0 | 0 | 0 | 0 | 0 | 0 | 0 | 0 | 0 | 0 | 0 | 0 | 0 | 0 | 0 | 0 | 0 | 0 | 0 | 0 | 0 | 0 | 0 | 0 | 0 | 0 | 0 | 0 | 0 | 0 | 0 | 0 | 0 | 0 | 0 | 0 | 0 | 0 | 0 | 0 | 0 | 0 | 0 | 0 | 0 | 0 | 0 | 0 | 0 | 0 | 0 | 0 | 0 | 0 | 0 | 0 | 0 | 0 | 0 | 0 | 0 | 0 | 0 | 0 | 0 | 0 | 0 | 0 | 0 | 0 | 0 | 0 | 0 | 0 | 0 | 0 | 0 | 0 | 0 | 0 | 0 | 0 | 0 | 0 | 0 | 0 | 19
OR_Residential_LI - Single Family_Existing_Space Heating_Natural Gas_Furnace | OR | Residential | LI - Multi-Family | Existing | Water Heating | Natural Gas | Water Heater (<= 55 Gal) | A | ORE20 | Baseline (UEF 0.58) | ENERGY STAR (3.2) - UEF 0.64 | 13 | 0 | 0 | 0 | 275.01 | 0 | 0 | 0 | 0.35 | 0.25 | 1 unit | 54.37% | 100% | Lost Opportunity | LO12Med | 85% | n/a | 0% | 0 |  | 0 |  | 0 | Avista TRM - G TANKLESS WH (0.82+) | EIA 2018 Tech Forecast | Calculated | Baseline (UEF 0.58) | Baseline (UEF 0.58) | Baseline (UEF 0.58) | Baseline (UEF 0.58) | Baseline (UEF 0.58) | Baseline (UEF 0.58) | Baseline (UEF 0.58) | Baseline (UEF 0.58) | Baseline (UEF 0.58) | Baseline (UEF 0.58) | Baseline (UEF 0.58) | Baseline (UEF 0.58) | Baseline (UEF 0.58) | Baseline (UEF 0.58) | Baseline (UEF 0.58) | Baseline (UEF 0.58) | Baseline (UEF 0.58) | Baseline (UEF 0.58) | Baseline (UEF 0.58) | Baseline (UEF 0.58) | Baseline (UEF 0.58) | Baseline (UEF 0.58) | Baseline (UEF 0.58) | Baseline (UEF 0.58) | Baseline (UEF 0.58) | Baseline (UEF 0.58) | Baseline (UEF 0.58) | ENERGY STAR (3.2) - UEF 0.64 | ENERGY STAR (3.2) - UEF 0.64 | ENERGY STAR (3.2) - UEF 0.64 | ENERGY STAR (3.2) - UEF 0.64 | ENERGY STAR (3.2) - UEF 0.64 | ENERGY STAR (3.2) - UEF 0.64 | ENERGY STAR (3.2) - UEF 0.64 | ENERGY STAR (3.2) - UEF 0.64 | ENERGY STAR (3.2) - UEF 0.64 | ENERGY STAR (3.2) - UEF 0.64 | ENERGY STAR (3.2) - UEF 0.64 | ENERGY STAR (3.2) - UEF 0.64 | ENERGY STAR (3.2) - UEF 0.64 | ENERGY STAR (3.2) - UEF 0.64 | ENERGY STAR (3.2) - UEF 0.64 | ENERGY STAR (3.2) - UEF 0.64 | ENERGY STAR (3.2) - UEF 0.64 | ENERGY STAR (3.2) - UEF 0.64 | ENERGY STAR (3.2) - UEF 0.64 | ENERGY STAR (3.2) - UEF 0.64 | ENERGY STAR (3.2) - UEF 0.64 | ENERGY STAR (3.2) - UEF 0.64 | ENERGY STAR (3.2) - UEF 0.64 | ENERGY STAR (3.2) - UEF 0.64 | ENERGY STAR (3.2) - UEF 0.64 | ENERGY STAR (3.2) - UEF 0.64 | ENERGY STAR (3.2) - UEF 0.64 | 275.01 | 275.01 | 275.01 | 275.01 | 275.01 | 275.01 | 275.01 | 275.01 | 275.01 | 275.01 | 275.01 | 275.01 | 275.01 | 275.01 | 275.01 | 275.01 | 275.01 | 275.01 | 275.01 | 275.01 | 275.01 | 275.01 | 275.01 | 275.0097 | 275.0097 | 275.0097 | 275.0097 | 0 | 0 | 0 | 0 | 0 | 0 | 0 | 0 | 0 | 0 | 0 | 0 | 0 | 0 | 0 | 0 | 0 | 0 | 0 | 0 | 0 | 0 | 0 | 0 | 0 | 0 | 0 | 0 | 0 | 0 | 0 | 0 | 0 | 0 | 0 | 0 | 0 | 0 | 0 | 0 | 0 | 0 | 0 | 0 | 0 | 0 | 0 | 0 | 0 | 0 | 0 | 0 | 0 | 0 | 0 | 0 | 0 | 0 | 0 | 0 | 0 | 0 | 0 | 0 | 0 | 0 | 0 | 0 | 0 | 0 | 0 | 0 | 0 | 0 | 0 | 0 | 0 | 188.5653 | 213.716 | 235.0282 | 253.0618 | 268.295 | 281.1364 | 291.935 | 300.989 | 308.5532 | 314.8451 | 290.8641 | 274.4602 | 263.9106 | 69.2684 | 41.41 | 19.8828 | 3.4344 | 34.6634 | 27.4227 | 21.2442 | 15.9731 | 7.4569 | 0 | 15.9574 | 26.393 | 188.5653 | 402.2812 | 637.3094 | 890.3713 | 1158.6663 | 1439.8027 | 1731.7377 | 2032.7267 | 2341.2799 | 2656.125 | 2946.9891 | 3221.4493 | 3485.36 | 3554.6283 | 3596.0383 | 3615.9211 | 3619.3555 | 3654.0189 | 3681.4417 | 3702.6859 | 3718.6589 | 3726.1159 | 3726.1159 | 3742.0732 | 3768.4662 | 0 | 0 | 0 | 0 | 0 | 0 | 0 | 0 | 0 | 0 | 0 | 0 | 0 | 0 | 0 | 0 | 0 | 0 | 0 | 0 | 0 | 0 | 0 | 0 | 0 | 0 | 0 | 0 | 0 | 0 | 0 | 0 | 0 | 0 | 0 | 0 | 0 | 0 | 0 | 0 | 0 | 0 | 0 | 0 | 0 | 0 | 0 | 0 | 0 | 0 | 9.2341 | 21.3181 | 35.479 | 51.3492 | 67.9643 | 84.0364 | 97.9135 | 109.7337 | 119.6949 | 128.0159 | 122.6112 | 118.9769 | 116.9274 | 106.9733 | 95.2303 | 82.2192 | 67.0895 | 71.9322 | 58.4476 | 46.7044 | 37.0876 | 26.6855 | 16.5926 | 19.5129 | 20.3825 | 9.2341 | 30.5521 | 66.0312 | 117.3804 | 185.3447 | 269.3811 | 367.2945 | 477.0282 | 596.7231 | 724.7391 | 847.3502 | 966.3272 | 1083.2545 | 1190.2278 | 1285.4581 | 1367.6773 | 1434.7668 | 1506.699 | 1565.1466 | 1611.8509 | 1648.9386 | 1675.624 | 1692.2166 | 1711.7294 | 1732.112 | 0 | 0 | 0 | 0 | 0 | 0 | 0 | 0 | 0 | 0 | 0 | 0 | 0 | 0 | 0 | 0 | 0 | 0 | 0 | 0 | 0 | 0 | 0 | 0 | 0 | 0 | 0 | 0 | 0 | 0 | 0 | 0 | 0 | 0 | 0 | 0 | 0 | 0 | 0 | 0 | 0 | 0 | 0 | 0 | 0 | 0 | 0 | 0 | 0 | 0 | 0 | 0 | 0 | 0 | 0 | 0 | 0 | 0 | 0 | 0 | 0 | 0 | 0 | 0 | 0 | 0 | 0 | 0 | 0 | 0 | 0 | 0 | 0 | 0 | 0 | 0 | 0 | 0 | 0 | 0 | 0 | 0 | 0 | 0 | 0 | 0 | 0 | 0 | 0 | 0 | 0 | 0 | 0 | 0 | 0 | 0 | 0 | 0 | 0 | 0 | 0 | 0 | 0 | 0 | 0 | 0 | 0 | 0 | 0 | 0 | 0 | 0 | 0 | 0 | 0 | 0 | 0 | 0 | 0 | 0 | 0 | 0 | 0 | 0 | 0 | 0 | 0 | 0 | 0 | 0 | 0 | 0 | 0 | 0 | 0 | 0 | 0 | 0 | 0 | 0 | 0 | 0 | 0 | 0 | 0 | 0 | 0 | 0 | 0 | 0 | 0 | 0 | 0 | 0 | 0 | 0 | 0 | 0 | 0 | 0 | 0 | 0 | 0 | 0 | 0 | 0 | 0 | 0 | 0 | 0 | 0 | 0 | 0 | 0 | 0 | 0 | 0 | 0 | 0 | 0 | 0 | 0 | 0 | 0 | 0 | 0 | 0 | 0 | 0 | 0 | 0 | 0 | 0 | 0 | 0 | 0 | 0 | 0 | 0 | 0 | 0 | 0 | 0 | 0 | 0 | 0 | 0 | 0 | 0 | 0 | 0 | 0 | 0 | 0 | 0 | 0 | 0 | 0 | 0 | 0 | 0 | 0 | 0 | 0 | 0 | 0 | 0 | 0 | 0 | 0 | 0 | 0 | 0 | 0 | 0 | 0 | 0 | 0 | 0 | 0 | 0 | 0 | 0 | 0 | 0 | 0 | 0 | 0 | 0 | 0 | 20
OR_Residential_LI - Single Family_Existing_Space Heating_Natural Gas_Furnace | OR | Residential | LI - Multi-Family | Existing | Water Heating | Natural Gas | Water Heater (> 55 Gal) | A | ORE21 | Standard (UEF 0.76) | ENERGY STAR (3.2) - UEF 0.78 | 13 | 0 | 0 | 0 | 316.26 | 0 | 0 | 0 | 0.35 | 0.25 | 1 unit | 27.34% | 100% | Lost Opportunity | LO12Med | 85% | n/a | 0% | 0 |  | 0 |  | 0 | Same as small WH | Scaled from small WH | Calculated | Standard (UEF 0.76) | Standard (UEF 0.76) | Standard (UEF 0.76) | Standard (UEF 0.76) | Standard (UEF 0.76) | Standard (UEF 0.76) | Standard (UEF 0.76) | Standard (UEF 0.76) | Standard (UEF 0.76) | Standard (UEF 0.76) | Standard (UEF 0.76) | Standard (UEF 0.76) | Standard (UEF 0.76) | Standard (UEF 0.76) | Standard (UEF 0.76) | Standard (UEF 0.76) | Standard (UEF 0.76) | Standard (UEF 0.76) | Standard (UEF 0.76) | Standard (UEF 0.76) | Standard (UEF 0.76) | Standard (UEF 0.76) | Standard (UEF 0.76) | Standard (UEF 0.76) | Standard (UEF 0.76) | Standard (UEF 0.76) | Standard (UEF 0.76) | ENERGY STAR (3.2) - UEF 0.78 | ENERGY STAR (3.2) - UEF 0.78 | ENERGY STAR (3.2) - UEF 0.78 | ENERGY STAR (3.2) - UEF 0.78 | ENERGY STAR (3.2) - UEF 0.78 | ENERGY STAR (3.2) - UEF 0.78 | ENERGY STAR (3.2) - UEF 0.78 | ENERGY STAR (3.2) - UEF 0.78 | ENERGY STAR (3.2) - UEF 0.78 | ENERGY STAR (3.2) - UEF 0.78 | ENERGY STAR (3.2) - UEF 0.78 | ENERGY STAR (3.2) - UEF 0.78 | ENERGY STAR (3.2) - UEF 0.78 | ENERGY STAR (3.2) - UEF 0.78 | ENERGY STAR (3.2) - UEF 0.78 | ENERGY STAR (3.2) - UEF 0.78 | ENERGY STAR (3.2) - UEF 0.78 | ENERGY STAR (3.2) - UEF 0.78 | ENERGY STAR (3.2) - UEF 0.78 | ENERGY STAR (3.2) - UEF 0.78 | ENERGY STAR (3.2) - UEF 0.78 | ENERGY STAR (3.2) - UEF 0.78 | ENERGY STAR (3.2) - UEF 0.78 | ENERGY STAR (3.2) - UEF 0.78 | ENERGY STAR (3.2) - UEF 0.78 | ENERGY STAR (3.2) - UEF 0.78 | ENERGY STAR (3.2) - UEF 0.78 | 316.26 | 316.26 | 316.26 | 316.26 | 316.26 | 316.26 | 316.26 | 316.26 | 316.26 | 316.26 | 316.26 | 316.26 | 316.26 | 316.26 | 316.26 | 316.26 | 316.26 | 316.26 | 316.26 | 316.26 | 316.26 | 316.26 | 316.26 | 316.2611 | 316.2611 | 316.2611 | 316.2611 | 0 | 0 | 0 | 0 | 0 | 0 | 0 | 0 | 0 | 0 | 0 | 0 | 0 | 0 | 0 | 0 | 0 | 0 | 0 | 0 | 0 | 0 | 0 | 0 | 0 | 0 | 0 | 0 | 0 | 0 | 0 | 0 | 0 | 0 | 0 | 0 | 0 | 0 | 0 | 0 | 0 | 0 | 0 | 0 | 0 | 0 | 0 | 0 | 0 | 0 | 0 | 0 | 0 | 0 | 0 | 0 | 0 | 0 | 0 | 0 | 0 | 0 | 0 | 0 | 0 | 0 | 0 | 0 | 0 | 0 | 0 | 0 | 0 | 0 | 0 | 0 | 0 | 0.76829 | 0.87076 | 0.9576 | 1.0311 | 1.0931 | 1.1455 | 1.1895 | 1.2263 | 1.2572 | 1.2828 | 1.1851 | 1.1183 | 1.0753 | 0.28223 | 0.16872 | 0.08101 | 0.013993 | 0.14123 | 0.11173 | 0.086557 | 0.065081 | 0.030382 | 0 | 0.065017 | 0.10754 | 0.76829 | 1.6391 | 2.5966 | 3.6277 | 4.7209 | 5.8663 | 7.0558 | 8.2821 | 9.5393 | 10.8221 | 12.0072 | 13.1254 | 14.2007 | 14.4829 | 14.6517 | 14.7327 | 14.7467 | 14.8879 | 14.9996 | 15.0862 | 15.1513 | 15.1817 | 15.1817 | 15.2467 | 15.3542 | 0 | 0 | 0 | 0 | 0 | 0 | 0 | 0 | 0 | 0 | 0 | 0 | 0 | 0 | 0 | 0 | 0 | 0 | 0 | 0 | 0 | 0 | 0 | 0 | 0 | 0 | 0 | 0 | 0 | 0 | 0 | 0 | 0 | 0 | 0 | 0 | 0 | 0 | 0 | 0 | 0 | 0 | 0 | 0 | 0 | 0 | 0 | 0 | 0 | 0 | 0.037623 | 0.086858 | 0.14456 | 0.20922 | 0.27691 | 0.3424 | 0.39894 | 0.4471 | 0.48768 | 0.52159 | 0.49957 | 0.48476 | 0.47641 | 0.43585 | 0.38801 | 0.33499 | 0.27335 | 0.29308 | 0.23814 | 0.19029 | 0.15111 | 0.10873 | 0.067605 | 0.079503 | 0.083046 | 0.037623 | 0.12448 | 0.26904 | 0.47825 | 0.75517 | 1.0976 | 1.4965 | 1.9436 | 2.4313 | 2.9529 | 3.4524 | 3.9372 | 4.4136 | 4.8495 | 5.2375 | 5.5725 | 5.8458 | 6.1389 | 6.377 | 6.5673 | 6.7184 | 6.8271 | 6.8948 | 6.9743 | 7.0573 | 0 | 0 | 0 | 0 | 0 | 0 | 0 | 0 | 0 | 0 | 0 | 0 | 0 | 0 | 0 | 0 | 0 | 0 | 0 | 0 | 0 | 0 | 0 | 0 | 0 | 0 | 0 | 0 | 0 | 0 | 0 | 0 | 0 | 0 | 0 | 0 | 0 | 0 | 0 | 0 | 0 | 0 | 0 | 0 | 0 | 0 | 0 | 0 | 0 | 0 | 0 | 0 | 0 | 0 | 0 | 0 | 0 | 0 | 0 | 0 | 0 | 0 | 0 | 0 | 0 | 0 | 0 | 0 | 0 | 0 | 0 | 0 | 0 | 0 | 0 | 0 | 0 | 0 | 0 | 0 | 0 | 0 | 0 | 0 | 0 | 0 | 0 | 0 | 0 | 0 | 0 | 0 | 0 | 0 | 0 | 0 | 0 | 0 | 0 | 0 | 0 | 0 | 0 | 0 | 0 | 0 | 0 | 0 | 0 | 0 | 0 | 0 | 0 | 0 | 0 | 0 | 0 | 0 | 0 | 0 | 0 | 0 | 0 | 0 | 0 | 0 | 0 | 0 | 0 | 0 | 0 | 0 | 0 | 0 | 0 | 0 | 0 | 0 | 0 | 0 | 0 | 0 | 0 | 0 | 0 | 0 | 0 | 0 | 0 | 0 | 0 | 0 | 0 | 0 | 0 | 0 | 0 | 0 | 0 | 0 | 0 | 0 | 0 | 0 | 0 | 0 | 0 | 0 | 0 | 0 | 0 | 0 | 0 | 0 | 0 | 0 | 0 | 0 | 0 | 0 | 0 | 0 | 0 | 0 | 0 | 0 | 0 | 0 | 0 | 0 | 0 | 0 | 0 | 0 | 0 | 0 | 0 | 0 | 0 | 0 | 0 | 0 | 0 | 0 | 0 | 0 | 0 | 0 | 0 | 0 | 0 | 0 | 0 | 0 | 0 | 0 | 0 | 0 | 0 | 0 | 0 | 0 | 0 | 0 | 0 | 0 | 0 | 0 | 0 | 0 | 0 | 0 | 0 | 0 | 0 | 0 | 0 | 0 | 0 | 0 | 0 | 0 | 0 | 0 | 0 | 0 | 0 | 0 | 0 | 0 | 21
OR_Residential_LI - Single Family_Existing_Space Heating_Natural Gas_Furnace | OR | Residential | LI - Multi-Family | Existing | Appliances | Natural Gas | Clothes Dryer | A | ORE22 | Standard | NEEA/ENERGY STAR (CE >60%) | 12 | 0 | 0 | 0 | 51.15 | 0 | 0 | 0 | 0.35 | 0.45 | 1 units | 6.517% | 100% | Lost Opportunity | LO3Slow | 85% | n/a | 0% | 0 |  | 0 |  | 0 | RTF Workbook - ResClothesDryers_v5.0 | RTF Workbook - ResClothesDryers_v5.0 | RTF Workbook - ResClothesDryers_v5.0 | Standard | Standard | Standard | Standard | Standard | Standard | Standard | Standard | Standard | Standard | Standard | Standard | Standard | Standard | Standard | Standard | Standard | Standard | Standard | Standard | Standard | Standard | Standard | Standard | Standard | Standard | Standard | NEEA/ENERGY STAR (CE >60%) | NEEA/ENERGY STAR (CE >60%) | NEEA/ENERGY STAR (CE >60%) | NEEA/ENERGY STAR (CE >60%) | NEEA/ENERGY STAR (CE >60%) | NEEA/ENERGY STAR (CE >60%) | NEEA/ENERGY STAR (CE >60%) | NEEA/ENERGY STAR (CE >60%) | NEEA/ENERGY STAR (CE >60%) | NEEA/ENERGY STAR (CE >60%) | NEEA/ENERGY STAR (CE >60%) | NEEA/ENERGY STAR (CE >60%) | NEEA/ENERGY STAR (CE >60%) | NEEA/ENERGY STAR (CE >60%) | NEEA/ENERGY STAR (CE >60%) | NEEA/ENERGY STAR (CE >60%) | NEEA/ENERGY STAR (CE >60%) | NEEA/ENERGY STAR (CE >60%) | NEEA/ENERGY STAR (CE >60%) | NEEA/ENERGY STAR (CE >60%) | NEEA/ENERGY STAR (CE >60%) | NEEA/ENERGY STAR (CE >60%) | NEEA/ENERGY STAR (CE >60%) | NEEA/ENERGY STAR (CE >60%) | NEEA/ENERGY STAR (CE >60%) | NEEA/ENERGY STAR (CE >60%) | NEEA/ENERGY STAR (CE >60%) | 51.15 | 51.15 | 51.15 | 51.15 | 51.15 | 51.15 | 51.15 | 51.15 | 51.15 | 51.15 | 51.15 | 51.15 | 51.15 | 51.15 | 51.15 | 51.15 | 51.15 | 51.15 | 51.15 | 51.15 | 51.15 | 51.15 | 51.15 | 51.1451 | 51.1451 | 51.1451 | 51.1451 | 0 | 0 | 0 | 0 | 0 | 0 | 0 | 0 | 0 | 0 | 0 | 0 | 0 | 0 | 0 | 0 | 0 | 0 | 0 | 0 | 0 | 0 | 0 | 0 | 0 | 0 | 0 | 0 | 0 | 0 | 0 | 0 | 0 | 0 | 0 | 0 | 0 | 0 | 0 | 0 | 0 | 0 | 0 | 0 | 0 | 0 | 0 | 0 | 0 | 0 | 0 | 0 | 0 | 0 | 0 | 0 | 0 | 0 | 0 | 0 | 0 | 0 | 0 | 0 | 0 | 0 | 0 | 0 | 0 | 0 | 0 | 0 | 0 | 0 | 0 | 0 | 0 | 22.2291 | 25.1726 | 27.6593 | 29.7563 | 31.5207 | 33.0013 | 34.2398 | 35.2716 | 36.1273 | 33.4069 | 31.5615 | 30.3896 | 7.501 | 4.2818 | 1.8016 | 0 | 3.5859 | 2.7636 | 2.063 | 0.99675 | 0 | 1.899 | 3.0863 | 3.5945 | 3.6338 | 22.2291 | 47.4017 | 75.0611 | 104.8174 | 136.3381 | 169.3394 | 203.5791 | 238.8508 | 274.9781 | 308.385 | 339.9465 | 370.3361 | 377.837 | 382.1189 | 383.9205 | 383.9205 | 387.5064 | 390.2701 | 392.3331 | 393.3298 | 393.3298 | 395.2288 | 398.3151 | 401.9096 | 405.5434 | 0 | 0 | 0 | 0 | 0 | 0 | 0 | 0 | 0 | 0 | 0 | 0 | 0 | 0 | 0 | 0 | 0 | 0 | 0 | 0 | 0 | 0 | 0 | 0 | 0 | 0 | 0 | 0 | 0 | 0 | 0 | 0 | 0 | 0 | 0 | 0 | 0 | 0 | 0 | 0 | 0 | 0 | 0 | 0 | 0 | 0 | 0 | 0 | 0 | 0 | 0.10453 | 0.30443 | 0.74339 | 1.5696 | 2.9311 | 4.9281 | 7.5681 | 10.7469 | 14.2624 | 16.198 | 17.9571 | 19.5262 | 20.7993 | 21.7937 | 22.3826 | 22.4412 | 26.0488 | 24.9641 | 23.0014 | 19.9579 | 16.2384 | 13.812 | 11.4935 | 9.3603 | 7.4555 | 0.10453 | 0.40896 | 1.1523 | 2.7219 | 5.653 | 10.581 | 18.1492 | 28.8961 | 43.1585 | 59.3565 | 77.3136 | 96.8398 | 117.6391 | 139.4328 | 161.8154 | 184.2566 | 210.3054 | 235.2695 | 258.2709 | 278.2288 | 294.4672 | 308.2792 | 319.7727 | 329.1329 | 336.5884 | 0 | 0 | 0 | 0 | 0 | 0 | 0 | 0 | 0 | 0 | 0 | 0 | 0 | 0 | 0 | 0 | 0 | 0 | 0 | 0 | 0 | 0 | 0 | 0 | 0 | 0 | 0 | 0 | 0 | 0 | 0 | 0 | 0 | 0 | 0 | 0 | 0 | 0 | 0 | 0 | 0 | 0 | 0 | 0 | 0 | 0 | 0 | 0 | 0 | 0 | 0 | 0 | 0 | 0 | 0 | 0 | 0 | 0 | 0 | 0 | 0 | 0 | 0 | 0 | 0 | 0 | 0 | 0 | 0 | 0 | 0 | 0 | 0 | 0 | 0 | 0 | 0 | 0 | 0 | 0 | 0 | 0 | 0 | 0 | 0 | 0 | 0 | 0 | 0 | 0 | 0 | 0 | 0 | 0 | 0 | 0 | 0 | 0 | 0 | 0 | 0 | 0 | 0 | 0 | 0 | 0 | 0 | 0 | 0 | 0 | 0 | 0 | 0 | 0 | 0 | 0 | 0 | 0 | 0 | 0 | 0 | 0 | 0 | 0 | 0 | 0 | 0 | 0 | 0 | 0 | 0 | 0 | 0 | 0 | 0 | 0 | 0 | 0 | 0 | 0 | 0 | 0 | 0 | 0 | 0 | 0 | 0 | 0 | 0 | 0 | 0 | 0 | 0 | 0 | 0 | 0 | 0 | 0 | 0 | 0 | 0 | 0 | 0 | 0 | 0 | 0 | 0 | 0 | 0 | 0 | 0 | 0 | 0 | 0 | 0 | 0 | 0 | 0 | 0 | 0 | 0 | 0 | 0 | 0 | 0 | 0 | 0 | 0 | 0 | 0 | 0 | 0 | 0 | 0 | 0 | 0 | 0 | 0 | 0 | 0 | 0 | 0 | 0 | 0 | 0 | 0 | 0 | 0 | 0 | 0 | 0 | 0 | 0 | 0 | 0 | 0 | 0 | 0 | 0 | 0 | 0 | 0 | 0 | 0 | 0 | 0 | 0 | 0 | 0 | 0 | 0 | 0 | 0 | 0 | 0 | 0 | 0 | 0 | 0 | 0 | 0 | 0 | 0 | 0 | 0 | 0 | 0 | 0 | 0 | 0 | 22
OR_Residential_LI - Single Family_Existing_Space Heating_Natural Gas_Furnace | OR | Residential | LI - Multi-Family | Existing | Appliances | Natural Gas | Stove/Oven | A | ORE23 | EF 0.399 | High Efficiency (730 + 1660 IAEC) | 12 | 0 | 0 | 0 | 52.5 | 0 | 0 | 0 | 0.35 | 0.45 | 1 units | 41.25% | 100% | Lost Opportunity | LO20Fast | 85% | n/a | 0% | 0 |  | 0 |  | 0 | EIA 2018 Appendix A | EIA 2018 Appendix A | EIA 2018 Appendix A | EF 0.399 | EF 0.399 | EF 0.399 | EF 0.399 | EF 0.399 | EF 0.399 | EF 0.399 | EF 0.399 | EF 0.399 | EF 0.399 | EF 0.399 | EF 0.399 | EF 0.399 | EF 0.399 | EF 0.399 | EF 0.399 | EF 0.399 | EF 0.399 | EF 0.399 | EF 0.399 | EF 0.399 | EF 0.399 | EF 0.399 | EF 0.399 | EF 0.399 | EF 0.399 | EF 0.399 | High Efficiency (730 + 1660 IAEC) | High Efficiency (730 + 1660 IAEC) | High Efficiency (730 + 1660 IAEC) | High Efficiency (730 + 1660 IAEC) | High Efficiency (730 + 1660 IAEC) | High Efficiency (730 + 1660 IAEC) | High Efficiency (730 + 1660 IAEC) | High Efficiency (730 + 1660 IAEC) | High Efficiency (730 + 1660 IAEC) | High Efficiency (730 + 1660 IAEC) | High Efficiency (730 + 1660 IAEC) | High Efficiency (730 + 1660 IAEC) | High Efficiency (730 + 1660 IAEC) | High Efficiency (730 + 1660 IAEC) | High Efficiency (730 + 1660 IAEC) | High Efficiency (730 + 1660 IAEC) | High Efficiency (730 + 1660 IAEC) | High Efficiency (730 + 1660 IAEC) | High Efficiency (730 + 1660 IAEC) | High Efficiency (730 + 1660 IAEC) | High Efficiency (730 + 1660 IAEC) | High Efficiency (730 + 1660 IAEC) | High Efficiency (730 + 1660 IAEC) | High Efficiency (730 + 1660 IAEC) | High Efficiency (730 + 1660 IAEC) | High Efficiency (730 + 1660 IAEC) | High Efficiency (730 + 1660 IAEC) | 52.5 | 52.5 | 52.5 | 52.5 | 52.5 | 52.5 | 52.5 | 52.5 | 52.5 | 52.5 | 52.5 | 52.5 | 52.5 | 52.5 | 52.5 | 52.5 | 52.5 | 52.5 | 52.5 | 52.5 | 52.5 | 52.5 | 52.5 | 52.5019 | 52.5019 | 52.5019 | 52.5019 | 0 | 0 | 0 | 0 | 0 | 0 | 0 | 0 | 0 | 0 | 0 | 0 | 0 | 0 | 0 | 0 | 0 | 0 | 0 | 0 | 0 | 0 | 0 | 0 | 0 | 0 | 0 | 0 | 0 | 0 | 0 | 0 | 0 | 0 | 0 | 0 | 0 | 0 | 0 | 0 | 0 | 0 | 0 | 0 | 0 | 0 | 0 | 0 | 0 | 0 | 0 | 0 | 0 | 0 | 0 | 0 | 0 | 0 | 0 | 0 | 0 | 0 | 0 | 0 | 0 | 0 | 0 | 0 | 0 | 0 | 0 | 0 | 0 | 0 | 0 | 0 | 0 | 185.1268 | 210.405 | 231.1578 | 248.6314 | 263.0515 | 275.1122 | 285.1305 | 293.4086 | 300.2042 | 277.3008 | 261.7016 | 251.7144 | 60.8608 | 33.0407 | 12.0806 | 0 | 26.1777 | 19.2246 | 13.3121 | 4.4319 | 0 | 12.0141 | 21.9154 | 26.172 | 26.5347 | 185.1268 | 395.5318 | 626.6896 | 875.321 | 1138.3725 | 1413.4847 | 1698.6152 | 1992.0238 | 2292.228 | 2569.5288 | 2831.2304 | 3082.9448 | 3143.8056 | 3176.8463 | 3188.9269 | 3188.9269 | 3215.1046 | 3234.3292 | 3247.6413 | 3252.0732 | 3252.0732 | 3264.0872 | 3286.0027 | 3312.1746 | 3338.7093 | 0 | 0 | 0 | 0 | 0 | 0 | 0 | 0 | 0 | 0 | 0 | 0 | 0 | 0 | 0 | 0 | 0 | 0 | 0 | 0 | 0 | 0 | 0 | 0 | 0 | 0 | 0 | 0 | 0 | 0 | 0 | 0 | 0 | 0 | 0 | 0 | 0 | 0 | 0 | 0 | 0 | 0 | 0 | 0 | 0 | 0 | 0 | 0 | 0 | 0 | 34.8074 | 67.2888 | 95.0145 | 119.8624 | 143.1896 | 164.5746 | 183.7258 | 200.5636 | 215.1395 | 206.4193 | 200.8659 | 197.7387 | 161.8864 | 130.0348 | 104.2125 | 82.182 | 97.1191 | 81.6088 | 67.16 | 51.5881 | 35.0675 | 39.4984 | 40.2085 | 38.4648 | 34.9501 | 34.8074 | 102.0962 | 197.1107 | 316.9732 | 460.1627 | 624.7373 | 808.4631 | 1009.0267 | 1224.1662 | 1430.5855 | 1631.4514 | 1829.1901 | 1991.0765 | 2121.1112 | 2225.3237 | 2307.5058 | 2404.6249 | 2486.2336 | 2553.3936 | 2604.9817 | 2640.0492 | 2679.5475 | 2719.7561 | 2758.2209 | 2793.171 | 0 | 0 | 0 | 0 | 0 | 0 | 0 | 0 | 0 | 0 | 0 | 0 | 0 | 0 | 0 | 0 | 0 | 0 | 0 | 0 | 0 | 0 | 0 | 0 | 0 | 0 | 0 | 0 | 0 | 0 | 0 | 0 | 0 | 0 | 0 | 0 | 0 | 0 | 0 | 0 | 0 | 0 | 0 | 0 | 0 | 0 | 0 | 0 | 0 | 0 | 0 | 0 | 0 | 0 | 0 | 0 | 0 | 0 | 0 | 0 | 0 | 0 | 0 | 0 | 0 | 0 | 0 | 0 | 0 | 0 | 0 | 0 | 0 | 0 | 0 | 0 | 0 | 0 | 0 | 0 | 0 | 0 | 0 | 0 | 0 | 0 | 0 | 0 | 0 | 0 | 0 | 0 | 0 | 0 | 0 | 0 | 0 | 0 | 0 | 0 | 0 | 0 | 0 | 0 | 0 | 0 | 0 | 0 | 0 | 0 | 0 | 0 | 0 | 0 | 0 | 0 | 0 | 0 | 0 | 0 | 0 | 0 | 0 | 0 | 0 | 0 | 0 | 0 | 0 | 0 | 0 | 0 | 0 | 0 | 0 | 0 | 0 | 0 | 0 | 0 | 0 | 0 | 0 | 0 | 0 | 0 | 0 | 0 | 0 | 0 | 0 | 0 | 0 | 0 | 0 | 0 | 0 | 0 | 0 | 0 | 0 | 0 | 0 | 0 | 0 | 0 | 0 | 0 | 0 | 0 | 0 | 0 | 53.3255 | 88.8697 | 112.0169 | 0 | 0 | 0 | 0 | 0 | 0 | 0 | 0 | 0 | 0 | 0 | 0 | 0 | 0 | 0 | 0 | 0 | 0 | 0 | 0 | 0 | 0 | 53.3255 | 142.1952 | 254.2121 | 0 | 0 | 0 | 0 | 0 | 0 | 0 | 0 | 0 | 0 | 0 | 0 | 0 | 0 | 0 | 0 | 0 | 0 | 0 | 0 | 0 | 0 | 0 | 0 | 0 | 0 | 0 | 0 | 0 | 0 | 0 | 0 | 0 | 0 | 0 | 0 | 0 | 0 | 0 | 0 | 0 | 0 | 0 | 0 | 0 | 0 | 0 | 0 | 0 | 0 | 23
OR_Residential_LI - Single Family_Existing_Space Heating_Natural Gas_Furnace | OR | Residential | LI - Multi-Family | Existing | Miscellaneous | Natural Gas | Pool Heater | A | ORE24 | Standard (EF 0.82) | High Efficiency (EF 0.84) | 10 | 0 | 0 | 0 | 631.37 | 0 | 0 | 0 | 0.35 | 0.45 | 1 units | 0% | 100% | Lost Opportunity | LO12Med | 85% | n/a | 0% | 0 |  | 0 |  | 0 | CA eTRM - Pool Heater, Residential | CA eTRM - Pool Heater, Residential | CA eTRM - Pool Heater, Residential | Standard (EF 0.82) | Standard (EF 0.82) | Standard (EF 0.82) | Standard (EF 0.82) | Standard (EF 0.82) | Standard (EF 0.82) | Standard (EF 0.82) | Standard (EF 0.82) | Standard (EF 0.82) | Standard (EF 0.82) | Standard (EF 0.82) | Standard (EF 0.82) | Standard (EF 0.82) | Standard (EF 0.82) | Standard (EF 0.82) | Standard (EF 0.82) | Standard (EF 0.82) | Standard (EF 0.82) | Standard (EF 0.82) | Standard (EF 0.82) | Standard (EF 0.82) | Standard (EF 0.82) | Standard (EF 0.82) | Standard (EF 0.82) | Standard (EF 0.82) | Standard (EF 0.82) | Standard (EF 0.82) | High Efficiency (EF 0.84) | High Efficiency (EF 0.84) | High Efficiency (EF 0.84) | High Efficiency (EF 0.84) | High Efficiency (EF 0.84) | High Efficiency (EF 0.84) | High Efficiency (EF 0.84) | High Efficiency (EF 0.84) | High Efficiency (EF 0.84) | High Efficiency (EF 0.84) | High Efficiency (EF 0.84) | High Efficiency (EF 0.84) | High Efficiency (EF 0.84) | High Efficiency (EF 0.84) | High Efficiency (EF 0.84) | High Efficiency (EF 0.84) | High Efficiency (EF 0.84) | High Efficiency (EF 0.84) | High Efficiency (EF 0.84) | High Efficiency (EF 0.84) | High Efficiency (EF 0.84) | High Efficiency (EF 0.84) | High Efficiency (EF 0.84) | High Efficiency (EF 0.84) | High Efficiency (EF 0.84) | High Efficiency (EF 0.84) | High Efficiency (EF 0.84) | 631.37 | 631.37 | 631.37 | 631.37 | 631.37 | 631.37 | 631.37 | 631.37 | 631.37 | 631.37 | 631.37 | 631.37 | 631.37 | 631.37 | 631.37 | 631.37 | 631.37 | 631.37 | 631.37 | 631.37 | 631.37 | 631.37 | 631.37 | 631.368 | 631.368 | 631.368 | 631.368 | 0 | 0 | 0 | 0 | 0 | 0 | 0 | 0 | 0 | 0 | 0 | 0 | 0 | 0 | 0 | 0 | 0 | 0 | 0 | 0 | 0 | 0 | 0 | 0 | 0 | 0 | 0 | 0 | 0 | 0 | 0 | 0 | 0 | 0 | 0 | 0 | 0 | 0 | 0 | 0 | 0 | 0 | 0 | 0 | 0 | 0 | 0 | 0 | 0 | 0 | 0 | 0 | 0 | 0 | 0 | 0 | 0 | 0 | 0 | 0 | 0 | 0 | 0 | 0 | 0 | 0 | 0 | 0 | 0 | 0 | 0 | 0 | 0 | 0 | 0 | 0 | 0 | 0 | 0 | 0 | 0 | 0 | 0 | 0 | 0 | 0 | 0 | 0 | 0 | 0 | 0 | 0 | 0 | 0 | 0 | 0 | 0 | 0 | 0 | 0 | 0 | 0 | 0 | 0 | 0 | 0 | 0 | 0 | 0 | 0 | 0 | 0 | 0 | 0 | 0 | 0 | 0 | 0 | 0 | 0 | 0 | 0 | 0 | 0 | 0 | 0 | 0 | 0 | 0 | 0 | 0 | 0 | 0 | 0 | 0 | 0 | 0 | 0 | 0 | 0 | 0 | 0 | 0 | 0 | 0 | 0 | 0 | 0 | 0 | 0 | 0 | 0 | 0 | 0 | 0 | 0 | 0 | 0 | 0 | 0 | 0 | 0 | 0 | 0 | 0 | 0 | 0 | 0 | 0 | 0 | 0 | 0 | 0 | 0 | 0 | 0 | 0 | 0 | 0 | 0 | 0 | 0 | 0 | 0 | 0 | 0 | 0 | 0 | 0 | 0 | 0 | 0 | 0 | 0 | 0 | 0 | 0 | 0 | 0 | 0 | 0 | 0 | 0 | 0 | 0 | 0 | 0 | 0 | 0 | 0 | 0 | 0 | 0 | 0 | 0 | 0 | 0 | 0 | 0 | 0 | 0 | 0 | 0 | 0 | 0 | 0 | 0 | 0 | 0 | 0 | 0 | 0 | 0 | 0 | 0 | 0 | 0 | 0 | 0 | 0 | 0 | 0 | 0 | 0 | 0 | 0 | 0 | 0 | 0 | 0 | 0 | 0 | 0 | 0 | 0 | 0 | 0 | 0 | 0 | 0 | 0 | 0 | 0 | 0 | 0 | 0 | 0 | 0 | 0 | 0 | 0 | 0 | 0 | 0 | 0 | 0 | 0 | 0 | 0 | 0 | 0 | 0 | 0 | 0 | 0 | 0 | 0 | 0 | 0 | 0 | 0 | 0 | 0 | 0 | 0 | 0 | 0 | 0 | 0 | 0 | 0 | 0 | 0 | 0 | 0 | 0 | 0 | 0 | 0 | 0 | 0 | 0 | 0 | 0 | 0 | 0 | 0 | 0 | 0 | 0 | 0 | 0 | 0 | 0 | 0 | 0 | 0 | 0 | 0 | 0 | 0 | 0 | 0 | 0 | 0 | 0 | 0 | 0 | 0 | 0 | 0 | 0 | 0 | 0 | 0 | 0 | 0 | 0 | 0 | 0 | 0 | 0 | 0 | 0 | 0 | 0 | 0 | 0 | 0 | 0 | 0 | 0 | 0 | 0 | 0 | 0 | 0 | 0 | 0 | 0 | 0 | 0 | 0 | 0 | 0 | 0 | 0 | 0 | 0 | 0 | 0 | 0 | 0 | 0 | 0 | 0 | 0 | 0 | 0 | 0 | 0 | 0 | 0 | 0 | 0 | 0 | 0 | 0 | 0 | 0 | 0 | 0 | 0 | 0 | 0 | 0 | 0 | 0 | 0 | 0 | 0 | 0 | 0 | 0 | 0 | 0 | 0 | 0 | 0 | 0 | 0 | 0 | 0 | 0 | 0 | 0 | 0 | 0 | 0 | 0 | 0 | 0 | 0 | 0 | 0 | 0 | 0 | 0 | 0 | 0 | 0 | 0 | 0 | 0 | 0 | 0 | 0 | 0 | 0 | 0 | 0 | 0 | 0 | 0 | 0 | 0 | 0 | 0 | 0 | 0 | 0 | 0 | 0 | 0 | 0 | 0 | 0 | 0 | 0 | 0 | 0 | 0 | 0 | 0 | 0 | 0 | 0 | 24
OR_Residential_LI - Single Family_Existing_Space Heating_Natural Gas_Furnace | OR | Residential | LI - Multi-Family | New | Space Heating | Natural Gas | Furnace | A | ORE25 | AFUE 80% | AFUE 90% | 20 | 0 | 0 | 0 | 199.62 | -0.22 | 0 | 0 | 1 | 0.25 | 80 kBTU/hr | 29.71% | 100% | Lost Opportunity | LO50Fast | 85% | n/a | 0% | 0 |  | 0 |  | 0 | Avista TRM- High Efficiency Wall Furnace (AFUE 90%) | 2022 DOE TSD - EERE-2014-BT-STD-0031-0320 | BEST | AFUE 80% | AFUE 80% | AFUE 80% | AFUE 90% | AFUE 90% | AFUE 90% | AFUE 90% | AFUE 90% | AFUE 90% | AFUE 90% | AFUE 90% | AFUE 90% | AFUE 90% | AFUE 90% | AFUE 90% | AFUE 90% | AFUE 90% | AFUE 90% | AFUE 90% | AFUE 90% | AFUE 90% | AFUE 90% | AFUE 90% | AFUE 90% | AFUE 90% | AFUE 90% | AFUE 90% | AFUE 90% | AFUE 90% | AFUE 90% | AFUE 98% | AFUE 98% | AFUE 98% | AFUE 98% | AFUE 98% | AFUE 98% | AFUE 98% | AFUE 98% | AFUE 98% | AFUE 98% | AFUE 98% | AFUE 98% | AFUE 98% | AFUE 98% | AFUE 98% | AFUE 98% | AFUE 98% | AFUE 98% | AFUE 98% | AFUE 98% | AFUE 98% | AFUE 98% | AFUE 98% | AFUE 98% | 465.38 | 465.38 | 465.38 | 199.62 | 199.62 | 199.62 | 199.62 | 199.62 | 199.62 | 199.62 | 199.62 | 199.62 | 199.62 | 199.62 | 199.62 | 199.62 | 199.62 | 199.62 | 199.62 | 199.62 | 199.62 | 199.62 | 199.62 | 199.6243 | 199.6243 | 199.6243 | 199.6243 | 0 | 0 | 0 | 0 | 0 | 0 | 0 | 0 | 0 | 0 | 0 | 0 | 0 | 0 | 0 | 0 | 0 | 0 | 0 | 0 | 0 | 0 | 0 | 0 | 0 | 0 | 0 | 0 | 0 | 0 | 0 | 0 | 0 | 0 | 0 | 0 | 0 | 0 | 0 | 0 | 0 | 0 | 0 | 0 | 0 | 0 | 0 | 0 | 0 | 0 | 0 | 0 | 0 | 0 | 0 | 0 | 0 | 0 | 0 | 0 | 0 | 0 | 0 | 0 | 0 | 0 | 0 | 0 | 0 | 0 | 0 | 0 | 0 | 0 | 0 | 0 | 0 | 0 | 37.8311 | 38.7566 | 39.452 | 41.7932 | 43.4495 | 45.1596 | 46.9251 | 48.7478 | 50.6293 | 54.5848 | 58.1886 | 61.8873 | 65.6188 | 69.3759 | 73.2411 | 77.182 | 81.2033 | 85.3096 | 89.5056 | 58.2049 | 60.4507 | 64.1864 | 68.3307 | 71.0079 | 0 | 37.8311 | 76.5877 | 116.0397 | 157.8329 | 201.2824 | 246.442 | 293.3671 | 342.1149 | 392.7442 | 447.329 | 505.5176 | 567.4049 | 633.0237 | 702.3996 | 775.6407 | 852.8226 | 934.0259 | 1019.3354 | 1108.8411 | 1167.046 | 1227.4966 | 1291.683 | 1360.0137 | 1431.0216 | 0 | 0 | 0 | 0 | 0 | 0 | 0 | 0 | 0 | 0 | 0 | 0 | 0 | 0 | 0 | 0 | 0 | 0 | 0 | 0 | 0 | 0 | 0 | 0 | 0 | 0 | 0 | 0 | 0 | 0 | 0 | 0 | 0 | 0 | 0 | 0 | 0 | 0 | 0 | 0 | 0 | 0 | 0 | 0 | 0 | 0 | 0 | 0 | 0 | 0 | 12.7626 | 21.1685 | 26.2817 | 29.7563 | 33.6229 | 36.0513 | 37.9765 | 39.6716 | 41.292 | 42.8961 | 46.2475 | 49.3008 | 52.4345 | 55.5961 | 58.7793 | 62.0541 | 65.3931 | 68.8001 | 72.2793 | 75.8344 | 65.8891 | 62.1016 | 60.9376 | 61.5635 | 61.9488 | 12.7626 | 33.9311 | 60.2128 | 89.9691 | 123.592 | 159.6433 | 197.6198 | 237.2914 | 278.5834 | 321.4795 | 367.727 | 417.0278 | 469.4623 | 525.0584 | 583.8377 | 645.8918 | 711.2849 | 780.085 | 852.3643 | 928.1987 | 994.0878 | 1056.1893 | 1117.1269 | 1178.6905 | 1240.6393 | 0 | 0 | 0 | 0 | 0 | 0 | 0 | 0 | 0 | 0 | 0 | 0 | 0 | 0 | 0 | 0 | 0 | 0 | 0 | 0 | 0 | 0 | 0 | 0 | 0 | 0 | 0 | 0 | 0 | 0 | 0 | 0 | 0 | 0 | 0 | 0 | 0 | 0 | 0 | 0 | 0 | 0 | 0 | 0 | 0 | 0 | 0 | 0 | 0 | 0 | 0 | 14.4331 | 21.6824 | 26.7472 | 31.5146 | 34.9554 | 37.4702 | 39.4612 | 41.2125 | 42.8858 | 46.2475 | 49.3008 | 52.4345 | 55.5961 | 58.7793 | 62.0541 | 65.3931 | 68.8001 | 72.2793 | 75.8344 | 79.4696 | 68.837 | 65.5369 | 64.5726 | 64.0571 | 0 | 14.4331 | 36.1155 | 62.8627 | 94.3773 | 129.3327 | 166.8029 | 206.264 | 247.4766 | 290.3624 | 336.6098 | 385.9106 | 438.3451 | 493.9412 | 552.7205 | 614.7746 | 680.1677 | 748.9678 | 821.2471 | 897.0815 | 976.5511 | 1045.3881 | 1110.925 | 1175.4976 | 1239.5547 | 0 | 0 | 0 | 0 | 0 | 0 | 0 | 0 | 0 | 0 | 0 | 0 | 0 | 0 | 0 | 0 | 0 | 0 | 0 | 0 | 0 | 0 | 0 | 0 | 0 | 0 | 0 | 0 | 0 | 0 | 0 | 0 | 0 | 0 | 0 | 0 | 0 | 0 | 0 | 0 | 0 | 0 | 0 | 0 | 0 | 0 | 0 | 0 | 0 | 0 | 0 | 14.4331 | 21.6824 | 26.7472 | 31.5146 | 34.9554 | 37.4702 | 39.4612 | 41.2125 | 42.8858 | 46.2475 | 49.3008 | 52.4345 | 55.5961 | 58.7793 | 62.0541 | 65.3931 | 68.8001 | 72.2793 | 75.8344 | 79.4696 | 68.837 | 65.5369 | 64.5726 | 64.0571 | 0 | 14.4331 | 36.1155 | 62.8627 | 94.3773 | 129.3327 | 166.8029 | 206.264 | 247.4766 | 290.3624 | 336.6098 | 385.9106 | 438.3451 | 493.9412 | 552.7205 | 614.7746 | 680.1677 | 748.9678 | 821.2471 | 897.0815 | 976.5511 | 1045.3881 | 1110.925 | 1175.4976 | 1239.5547 | 0 | 0 | 0 | 0 | 0 | 0 | 0 | 0 | 0 | 0 | 0 | 0 | 0 | 0 | 0 | 0 | 0 | 0 | 0 | 0 | 0 | 0 | 0 | 0 | 0 | 0 | 0 | 0 | 0 | 0 | 0 | 0 | 0 | 0 | 0 | 0 | 0 | 0 | 0 | 0 | 0 | 0 | 0 | 0 | 0 | 0 | 0 | 0 | 0 | 0 | 25
OR_Residential_LI - Single Family_Existing_Space Heating_Natural Gas_Furnace | OR | Residential | LI - Multi-Family | New | Space Heating | Natural Gas | Boiler | A | ORE26 | AFUE 80% | AFUE 95% | 20 | 0 | 0 | 0 | 1470.62 | 0 | 0 | 0 | 0.35 | 0.25 | 105 kBTU/hr | 0% | 100% | Lost Opportunity | LO50Fast | 85% | n/a | 0% | 0 |  | 0 |  | 0 | Avista TRM- NG BOILER 96% AFUE | BLR-Heating-AEO22 | BEST | AFUE 80% | AFUE 80% | AFUE 80% | AFUE 80% | AFUE 80% | AFUE 80% | AFUE 80% | AFUE 80% | AFUE 80% | AFUE 80% | AFUE 80% | AFUE 80% | AFUE 80% | AFUE 80% | AFUE 80% | AFUE 80% | AFUE 80% | AFUE 80% | AFUE 80% | AFUE 80% | AFUE 80% | AFUE 80% | AFUE 80% | AFUE 80% | AFUE 80% | AFUE 80% | AFUE 80% | AFUE 95% | AFUE 95% | AFUE 95% | AFUE 95% | AFUE 95% | AFUE 95% | AFUE 95% | AFUE 95% | AFUE 95% | AFUE 95% | AFUE 95% | AFUE 95% | AFUE 95% | AFUE 95% | AFUE 95% | AFUE 95% | AFUE 95% | AFUE 95% | AFUE 95% | AFUE 95% | AFUE 95% | AFUE 95% | AFUE 95% | AFUE 95% | AFUE 95% | AFUE 95% | AFUE 95% | 1470.62 | 1470.62 | 1470.62 | 1470.62 | 1470.62 | 1470.62 | 1470.62 | 1470.62 | 1470.62 | 1470.62 | 1470.62 | 1470.62 | 1470.62 | 1470.62 | 1470.62 | 1470.62 | 1470.62 | 1470.62 | 1470.62 | 1470.62 | 1470.62 | 1470.62 | 1470.62 | 1470.6208 | 1470.6208 | 1470.6208 | 1470.6208 | 0 | 0 | 0 | 0 | 0 | 0 | 0 | 0 | 0 | 0 | 0 | 0 | 0 | 0 | 0 | 0 | 0 | 0 | 0 | 0 | 0 | 0 | 0 | 0 | 0 | 0 | 0 | 0 | 0 | 0 | 0 | 0 | 0 | 0 | 0 | 0 | 0 | 0 | 0 | 0 | 0 | 0 | 0 | 0 | 0 | 0 | 0 | 0 | 0 | 0 | 0 | 0 | 0 | 0 | 0 | 0 | 0 | 0 | 0 | 0 | 0 | 0 | 0 | 0 | 0 | 0 | 0 | 0 | 0 | 0 | 0 | 0 | 0 | 0 | 0 | 0 | 0 | 6.3165 | 6.4116 | 6.2602 | 6.0694 | 6.1545 | 6.1119 | 6.07 | 6.0288 | 5.9883 | 5.9484 | 6.2861 | 6.5304 | 6.7663 | 6.9827 | 7.1785 | 7.3679 | 7.5452 | 7.711 | 7.8658 | 8.0103 | 1.8285 | 1.8768 | 2.1755 | 2.5168 | 2.5844 | 6.3165 | 12.7281 | 18.9883 | 25.0577 | 31.2122 | 37.3241 | 43.3942 | 49.423 | 55.4113 | 61.3597 | 67.6458 | 74.1761 | 80.9425 | 87.9251 | 95.1036 | 102.4716 | 110.0168 | 117.7278 | 125.5936 | 133.6039 | 135.4324 | 137.3092 | 139.4847 | 142.0015 | 144.5859 | 0 | 0 | 0 | 0 | 0 | 0 | 0 | 0 | 0 | 0 | 0 | 0 | 0 | 0 | 0 | 0 | 0 | 0 | 0 | 0 | 0 | 0 | 0 | 0 | 0 | 0 | 0 | 0 | 0 | 0 | 0 | 0 | 0 | 0 | 0 | 0 | 0 | 0 | 0 | 0 | 0 | 0 | 0 | 0 | 0 | 0 | 0 | 0 | 0 | 0 | 2.4161 | 3.5969 | 4.2569 | 4.5915 | 4.9674 | 5.0876 | 5.121 | 5.1134 | 5.0888 | 5.0562 | 5.3432 | 5.5508 | 5.7514 | 5.9353 | 6.1017 | 6.2627 | 6.4134 | 6.5543 | 6.6859 | 6.8088 | 4.5072 | 3.4483 | 2.9134 | 2.7068 | 2.4607 | 2.4161 | 6.013 | 10.2699 | 14.8614 | 19.8287 | 24.9164 | 30.0374 | 35.1508 | 40.2397 | 45.2958 | 50.639 | 56.1898 | 61.9412 | 67.8765 | 73.9782 | 80.2409 | 86.6543 | 93.2087 | 99.8946 | 106.7034 | 111.2106 | 114.6589 | 117.5723 | 120.279 | 122.7397 | 0 | 0 | 0 | 0 | 0 | 0 | 0 | 0 | 0 | 0 | 0 | 0 | 0 | 0 | 0 | 0 | 0 | 0 | 0 | 0 | 0 | 0 | 0 | 0 | 0 | 0 | 0 | 0 | 0 | 0 | 0 | 0 | 0 | 0 | 0 | 0 | 0 | 0 | 0 | 0 | 0 | 0 | 0 | 0 | 0 | 0 | 0 | 0 | 0 | 0 | 2.4161 | 3.5969 | 4.2569 | 4.5915 | 4.9674 | 5.0876 | 5.121 | 5.1134 | 5.0888 | 5.0562 | 5.3432 | 5.5508 | 5.7514 | 5.9353 | 6.1017 | 6.2627 | 6.4134 | 6.5543 | 6.6859 | 6.8088 | 4.5072 | 3.4483 | 2.9134 | 2.7068 | 2.4607 | 2.4161 | 6.013 | 10.2699 | 14.8614 | 19.8287 | 24.9164 | 30.0374 | 35.1508 | 40.2397 | 45.2958 | 50.639 | 56.1898 | 61.9412 | 67.8765 | 73.9782 | 80.2409 | 86.6543 | 93.2087 | 99.8946 | 106.7034 | 111.2106 | 114.6589 | 117.5723 | 120.279 | 122.7397 | 0 | 0 | 0 | 0 | 0 | 0 | 0 | 0 | 0 | 0 | 0 | 0 | 0 | 0 | 0 | 0 | 0 | 0 | 0 | 0 | 0 | 0 | 0 | 0 | 0 | 0 | 0 | 0 | 0 | 0 | 0 | 0 | 0 | 0 | 0 | 0 | 0 | 0 | 0 | 0 | 0 | 0 | 0 | 0 | 0 | 0 | 0 | 0 | 0 | 0 | 2.4161 | 3.5969 | 4.2569 | 4.5915 | 4.9674 | 5.0876 | 5.121 | 5.1134 | 5.0888 | 5.0562 | 5.3432 | 5.5508 | 5.7514 | 5.9353 | 6.1017 | 6.2627 | 6.4134 | 6.5543 | 6.6859 | 6.8088 | 4.5072 | 3.4483 | 2.9134 | 2.7068 | 2.4607 | 2.4161 | 6.013 | 10.2699 | 14.8614 | 19.8287 | 24.9164 | 30.0374 | 35.1508 | 40.2397 | 45.2958 | 50.639 | 56.1898 | 61.9412 | 67.8765 | 73.9782 | 80.2409 | 86.6543 | 93.2087 | 99.8946 | 106.7034 | 111.2106 | 114.6589 | 117.5723 | 120.279 | 122.7397 | 0 | 0 | 0 | 0 | 0 | 0 | 0 | 0 | 0 | 0 | 0 | 0 | 0 | 0 | 0 | 0 | 0 | 0 | 0 | 0 | 0 | 0 | 0 | 0 | 0 | 0 | 0 | 0 | 0 | 0 | 0 | 0 | 0 | 0 | 0 | 0 | 0 | 0 | 0 | 0 | 0 | 0 | 0 | 0 | 0 | 0 | 0 | 0 | 0 | 0 | 26
OR_Residential_LI - Single Family_Existing_Space Heating_Natural Gas_Furnace | OR | Residential | LI - Multi-Family | New | Secondary Heating | Natural Gas | Fireplace | A | ORE27 | Baseline (50% to 60% FE Rating) | Tier 1 (70% FE Rating) | 20 | 0 | 0 | 0 | 787.26 | 0 | 0 | 0 | 0.35 | 0.45 | 1 unit | 27.19% | 100% | Lost Opportunity | LO3Slow | 85% | n/a | 0% | 0 |  | 0 |  | 0 | AEG Estimate | ETO Fireplace Survey, 2013 | Calculated | Baseline (50% to 60% FE Rating) | Baseline (50% to 60% FE Rating) | Baseline (50% to 60% FE Rating) | Baseline (50% to 60% FE Rating) | Baseline (50% to 60% FE Rating) | Baseline (50% to 60% FE Rating) | Baseline (50% to 60% FE Rating) | Baseline (50% to 60% FE Rating) | Baseline (50% to 60% FE Rating) | Baseline (50% to 60% FE Rating) | Baseline (50% to 60% FE Rating) | Baseline (50% to 60% FE Rating) | Baseline (50% to 60% FE Rating) | Baseline (50% to 60% FE Rating) | Baseline (50% to 60% FE Rating) | Baseline (50% to 60% FE Rating) | Baseline (50% to 60% FE Rating) | Baseline (50% to 60% FE Rating) | Baseline (50% to 60% FE Rating) | Baseline (50% to 60% FE Rating) | Baseline (50% to 60% FE Rating) | Baseline (50% to 60% FE Rating) | Baseline (50% to 60% FE Rating) | Baseline (50% to 60% FE Rating) | Baseline (50% to 60% FE Rating) | Baseline (50% to 60% FE Rating) | Baseline (50% to 60% FE Rating) | Tier 1 (70% FE Rating) | Tier 1 (70% FE Rating) | Tier 1 (70% FE Rating) | Tier 1 (70% FE Rating) | Tier 1 (70% FE Rating) | Tier 1 (70% FE Rating) | Tier 1 (70% FE Rating) | Tier 1 (70% FE Rating) | Tier 1 (70% FE Rating) | Tier 1 (70% FE Rating) | Tier 1 (70% FE Rating) | Tier 1 (70% FE Rating) | Tier 1 (70% FE Rating) | Tier 1 (70% FE Rating) | Tier 1 (70% FE Rating) | Tier 1 (70% FE Rating) | Tier 1 (70% FE Rating) | Tier 1 (70% FE Rating) | Tier 1 (70% FE Rating) | Tier 1 (70% FE Rating) | Tier 1 (70% FE Rating) | Tier 1 (70% FE Rating) | Tier 1 (70% FE Rating) | Tier 1 (70% FE Rating) | Tier 1 (70% FE Rating) | Tier 1 (70% FE Rating) | Tier 1 (70% FE Rating) | 787.26 | 787.26 | 787.26 | 787.26 | 787.26 | 787.26 | 787.26 | 787.26 | 787.26 | 787.26 | 787.26 | 787.26 | 787.26 | 787.26 | 787.26 | 787.26 | 787.26 | 787.26 | 787.26 | 787.26 | 787.26 | 787.26 | 787.26 | 787.2629 | 787.2629 | 787.2629 | 787.2629 | 0 | 0 | 0 | 0 | 0 | 0 | 0 | 0 | 0 | 0 | 0 | 0 | 0 | 0 | 0 | 0 | 0 | 0 | 0 | 0 | 0 | 0 | 0 | 0 | 0 | 0 | 0 | 0 | 0 | 0 | 0 | 0 | 0 | 0 | 0 | 0 | 0 | 0 | 0 | 0 | 0 | 0 | 0 | 0 | 0 | 0 | 0 | 0 | 0 | 0 | 0 | 0 | 0 | 0 | 0 | 0 | 0 | 0 | 0 | 0 | 0 | 0 | 0 | 0 | 0 | 0 | 0 | 0 | 0 | 0 | 0 | 0 | 0 | 0 | 0 | 0 | 0 | 58.619 | 54.9683 | 49.2485 | 43.5917 | 40.6633 | 36.839 | 33.2639 | 29.9237 | 26.8048 | 23.8943 | 21.1803 | 18.6513 | 16.2963 | 14.1053 | 12.0684 | 17.475 | 20.3851 | 22.6675 | 24.1949 | 25.0456 | 0 | 0 | 0 | 0 | 0 | 58.619 | 113.5873 | 162.8358 | 206.4275 | 247.0908 | 283.9299 | 317.1938 | 347.1175 | 373.9222 | 397.8166 | 418.9969 | 437.6482 | 453.9445 | 468.0498 | 480.1182 | 497.5932 | 517.9783 | 540.6458 | 564.8407 | 589.8863 | 589.8863 | 589.8863 | 589.8863 | 589.8863 | 589.8863 | 0 | 0 | 0 | 0 | 0 | 0 | 0 | 0 | 0 | 0 | 0 | 0 | 0 | 0 | 0 | 0 | 0 | 0 | 0 | 0 | 0 | 0 | 0 | 0 | 0 | 0 | 0 | 0 | 0 | 0 | 0 | 0 | 0 | 0 | 0 | 0 | 0 | 0 | 0 | 0 | 0 | 0 | 0 | 0 | 0 | 0 | 0 | 0 | 0 | 0 | 0.27564 | 0.66477 | 1.3236 | 2.2993 | 3.7813 | 5.5011 | 7.3525 | 9.1174 | 10.582 | 11.5857 | 12.0507 | 11.984 | 11.4583 | 10.5824 | 9.4734 | 14.1421 | 16.8276 | 18.9453 | 20.3739 | 21.2036 | 21.4269 | 21.1038 | 20.2166 | 19.3183 | 17.8819 | 0.27564 | 0.94041 | 2.264 | 4.5634 | 8.3446 | 13.8458 | 21.1982 | 30.3157 | 40.8977 | 52.4833 | 64.534 | 76.518 | 87.9763 | 98.5587 | 108.0321 | 122.1742 | 139.0018 | 157.9471 | 178.321 | 199.5246 | 220.9514 | 242.0552 | 262.2719 | 281.5901 | 299.472 | 0 | 0 | 0 | 0 | 0 | 0 | 0 | 0 | 0 | 0 | 0 | 0 | 0 | 0 | 0 | 0 | 0 | 0 | 0 | 0 | 0 | 0 | 0 | 0 | 0 | 0 | 0 | 0 | 0 | 0 | 0 | 0 | 0 | 0 | 0 | 0 | 0 | 0 | 0 | 0 | 0 | 0 | 0 | 0 | 0 | 0 | 0 | 0 | 0 | 0 | 0 | 0 | 0 | 0 | 0 | 0 | 0 | 0 | 0 | 0 | 0 | 0 | 0 | 0 | 0 | 0 | 0 | 0 | 0 | 0 | 0 | 0 | 0 | 0 | 0 | 0 | 0 | 0 | 0 | 0 | 0 | 0 | 0 | 0 | 0 | 0 | 0 | 0 | 0 | 0 | 0 | 0 | 0 | 0 | 0 | 0 | 0 | 0 | 0 | 0 | 0 | 0 | 0 | 0 | 0 | 0 | 0 | 0 | 0 | 0 | 0 | 0 | 0 | 0 | 0 | 0 | 0 | 0 | 0 | 0 | 0 | 0 | 0 | 0 | 0 | 0 | 0 | 0 | 0 | 0 | 0 | 0 | 0 | 0 | 0 | 0 | 0 | 0 | 0 | 0 | 0 | 0 | 0 | 0 | 0 | 0 | 0 | 0 | 0 | 0 | 0 | 0 | 0 | 0 | 0 | 0 | 0 | 0 | 0 | 0 | 0 | 0 | 0 | 0 | 0 | 0 | 0 | 0 | 0 | 0 | 0 | 0 | 0 | 0 | 0 | 0 | 0 | 0 | 0 | 0 | 0 | 0 | 0 | 0 | 0 | 0 | 0 | 0 | 0 | 0 | 0 | 0 | 0 | 0 | 0 | 0 | 0 | 0 | 0 | 0 | 0 | 0 | 0 | 0 | 0 | 0 | 0 | 0 | 0 | 0 | 0 | 0 | 0 | 0 | 0 | 0 | 0 | 0 | 0 | 0 | 0 | 0 | 0 | 0 | 0 | 0 | 0 | 0 | 0 | 0 | 0 | 0 | 0 | 0 | 0 | 0 | 0 | 0 | 0 | 0 | 0 | 0 | 0 | 0 | 0 | 0 | 0 | 0 | 0 | 0 | 27
OR_Residential_LI - Single Family_Existing_Space Heating_Natural Gas_Furnace | OR | Residential | LI - Multi-Family | New | Water Heating | Natural Gas | Water Heater (<= 55 Gal) | A | ORE28 | Baseline (UEF 0.58) | ENERGY STAR (3.2) - UEF 0.64 | 13 | 0 | 0 | 0 | 275.01 | 0 | 0 | 0 | 0.35 | 0.25 | 1 unit | 54.37% | 100% | Lost Opportunity | LO12Med | 85% | n/a | 0% | 0 |  | 0 |  | 0 | Avista TRM - G TANKLESS WH (0.82+) | EIA 2018 Tech Forecast | Calculated | Baseline (UEF 0.58) | Baseline (UEF 0.58) | Baseline (UEF 0.58) | Baseline (UEF 0.58) | Baseline (UEF 0.58) | Baseline (UEF 0.58) | Baseline (UEF 0.58) | Baseline (UEF 0.58) | Baseline (UEF 0.58) | Baseline (UEF 0.58) | Baseline (UEF 0.58) | Baseline (UEF 0.58) | Baseline (UEF 0.58) | Baseline (UEF 0.58) | Baseline (UEF 0.58) | Baseline (UEF 0.58) | Baseline (UEF 0.58) | Baseline (UEF 0.58) | Baseline (UEF 0.58) | Baseline (UEF 0.58) | Baseline (UEF 0.58) | Baseline (UEF 0.58) | Baseline (UEF 0.58) | Baseline (UEF 0.58) | Baseline (UEF 0.58) | Baseline (UEF 0.58) | Baseline (UEF 0.58) | ENERGY STAR (3.2) - UEF 0.64 | ENERGY STAR (3.2) - UEF 0.64 | ENERGY STAR (3.2) - UEF 0.64 | ENERGY STAR (3.2) - UEF 0.64 | ENERGY STAR (3.2) - UEF 0.64 | ENERGY STAR (3.2) - UEF 0.64 | ENERGY STAR (3.2) - UEF 0.64 | ENERGY STAR (3.2) - UEF 0.64 | ENERGY STAR (3.2) - UEF 0.64 | ENERGY STAR (3.2) - UEF 0.64 | ENERGY STAR (3.2) - UEF 0.64 | ENERGY STAR (3.2) - UEF 0.64 | ENERGY STAR (3.2) - UEF 0.64 | ENERGY STAR (3.2) - UEF 0.64 | ENERGY STAR (3.2) - UEF 0.64 | ENERGY STAR (3.2) - UEF 0.64 | ENERGY STAR (3.2) - UEF 0.64 | ENERGY STAR (3.2) - UEF 0.64 | ENERGY STAR (3.2) - UEF 0.64 | ENERGY STAR (3.2) - UEF 0.64 | ENERGY STAR (3.2) - UEF 0.64 | ENERGY STAR (3.2) - UEF 0.64 | ENERGY STAR (3.2) - UEF 0.64 | ENERGY STAR (3.2) - UEF 0.64 | ENERGY STAR (3.2) - UEF 0.64 | ENERGY STAR (3.2) - UEF 0.64 | ENERGY STAR (3.2) - UEF 0.64 | 275.01 | 275.01 | 275.01 | 275.01 | 275.01 | 275.01 | 275.01 | 275.01 | 275.01 | 275.01 | 275.01 | 275.01 | 275.01 | 275.01 | 275.01 | 275.01 | 275.01 | 275.01 | 275.01 | 275.01 | 275.01 | 275.01 | 275.01 | 275.0097 | 275.0097 | 275.0097 | 275.0097 | 0 | 0 | 0 | 0 | 0 | 0 | 0 | 0 | 0 | 0 | 0 | 0 | 0 | 0 | 0 | 0 | 0 | 0 | 0 | 0 | 0 | 0 | 0 | 0 | 0 | 0 | 0 | 0 | 0 | 0 | 0 | 0 | 0 | 0 | 0 | 0 | 0 | 0 | 0 | 0 | 0 | 0 | 0 | 0 | 0 | 0 | 0 | 0 | 0 | 0 | 0 | 0 | 0 | 0 | 0 | 0 | 0 | 0 | 0 | 0 | 0 | 0 | 0 | 0 | 0 | 0 | 0 | 0 | 0 | 0 | 0 | 0 | 0 | 0 | 0 | 0 | 0 | 85.279 | 88.0963 | 87.6185 | 86.5662 | 89.2828 | 90.2688 | 91.2696 | 92.2855 | 93.3166 | 94.3632 | 110.385 | 121.5087 | 131.616 | 55.1048 | 59.8276 | 67.3342 | 74.7326 | 108.2914 | 102.5564 | 104.305 | 105.0266 | 107.8003 | 112.8993 | 103.2848 | 99.1127 | 85.279 | 173.3753 | 260.9938 | 347.56 | 436.8428 | 527.1116 | 618.3812 | 710.6667 | 803.9834 | 898.3466 | 1008.7316 | 1130.2403 | 1261.8563 | 1316.9611 | 1376.7887 | 1444.1229 | 1518.8555 | 1627.1469 | 1729.7033 | 1834.0084 | 1939.035 | 2046.8353 | 2159.7346 | 2263.0194 | 2362.1321 | 0 | 0 | 0 | 0 | 0 | 0 | 0 | 0 | 0 | 0 | 0 | 0 | 0 | 0 | 0 | 0 | 0 | 0 | 0 | 0 | 0 | 0 | 0 | 0 | 0 | 0 | 0 | 0 | 0 | 0 | 0 | 0 | 0 | 0 | 0 | 0 | 0 | 0 | 0 | 0 | 0 | 0 | 0 | 0 | 0 | 0 | 0 | 0 | 0 | 0 | 4.1812 | 8.7966 | 13.2384 | 17.5778 | 22.6305 | 26.9989 | 30.6296 | 33.6652 | 36.2212 | 38.3909 | 46.5595 | 52.7047 | 58.348 | 59.1283 | 58.8191 | 58.3493 | 56.9472 | 68.6572 | 62.0954 | 59.7353 | 57.7869 | 56.9944 | 57.6732 | 52.4742 | 49.5511 | 4.1812 | 12.9778 | 26.2163 | 43.7941 | 66.4246 | 93.4235 | 124.0531 | 157.7183 | 193.9395 | 232.3304 | 278.8898 | 331.5945 | 389.9425 | 449.0709 | 507.89 | 566.2393 | 623.1865 | 691.8437 | 753.939 | 813.6744 | 871.4613 | 928.4557 | 986.1289 | 1038.6031 | 1088.1542 | 0 | 0 | 0 | 0 | 0 | 0 | 0 | 0 | 0 | 0 | 0 | 0 | 0 | 0 | 0 | 0 | 0 | 0 | 0 | 0 | 0 | 0 | 0 | 0 | 0 | 0 | 0 | 0 | 0 | 0 | 0 | 0 | 0 | 0 | 0 | 0 | 0 | 0 | 0 | 0 | 0 | 0 | 0 | 0 | 0 | 0 | 0 | 0 | 0 | 0 | 0 | 0 | 0 | 0 | 0 | 0 | 0 | 0 | 0 | 0 | 0 | 0 | 0 | 0 | 0 | 0 | 0 | 0 | 0 | 0 | 0 | 0 | 0 | 0 | 0 | 0 | 0 | 0 | 0 | 0 | 0 | 0 | 0 | 0 | 0 | 0 | 0 | 0 | 0 | 0 | 0 | 0 | 0 | 0 | 0 | 0 | 0 | 0 | 0 | 0 | 0 | 0 | 0 | 0 | 0 | 0 | 0 | 0 | 0 | 0 | 0 | 0 | 0 | 0 | 0 | 0 | 0 | 0 | 0 | 0 | 0 | 0 | 0 | 0 | 0 | 0 | 0 | 0 | 0 | 0 | 0 | 0 | 0 | 0 | 0 | 0 | 0 | 0 | 0 | 0 | 0 | 0 | 0 | 0 | 0 | 0 | 0 | 0 | 0 | 0 | 0 | 0 | 0 | 0 | 0 | 0 | 0 | 0 | 0 | 0 | 0 | 0 | 0 | 0 | 0 | 0 | 0 | 0 | 0 | 0 | 0 | 0 | 0 | 0 | 0 | 0 | 0 | 0 | 0 | 0 | 0 | 0 | 0 | 0 | 0 | 0 | 0 | 0 | 0 | 0 | 0 | 0 | 0 | 0 | 0 | 0 | 0 | 0 | 0 | 0 | 0 | 0 | 0 | 0 | 0 | 0 | 0 | 0 | 0 | 0 | 0 | 0 | 0 | 0 | 0 | 0 | 0 | 0 | 0 | 0 | 0 | 0 | 0 | 0 | 0 | 0 | 0 | 0 | 0 | 0 | 0 | 0 | 0 | 0 | 0 | 0 | 0 | 0 | 0 | 0 | 0 | 0 | 0 | 0 | 0 | 0 | 0 | 0 | 0 | 0 | 28
OR_Residential_LI - Single Family_Existing_Space Heating_Natural Gas_Furnace | OR | Residential | LI - Multi-Family | New | Water Heating | Natural Gas | Water Heater (> 55 Gal) | A | ORE29 | Standard (UEF 0.76) | ENERGY STAR (3.2) - UEF 0.78 | 13 | 0 | 0 | 0 | 316.26 | 0 | 0 | 0 | 0.35 | 0.25 | 1 unit | 27.34% | 100% | Lost Opportunity | LO12Med | 85% | n/a | 0% | 0 |  | 0 |  | 0 | Same as small WH | Scaled from small WH | Calculated | Standard (UEF 0.76) | Standard (UEF 0.76) | Standard (UEF 0.76) | Standard (UEF 0.76) | Standard (UEF 0.76) | Standard (UEF 0.76) | Standard (UEF 0.76) | Standard (UEF 0.76) | Standard (UEF 0.76) | Standard (UEF 0.76) | Standard (UEF 0.76) | Standard (UEF 0.76) | Standard (UEF 0.76) | Standard (UEF 0.76) | Standard (UEF 0.76) | Standard (UEF 0.76) | Standard (UEF 0.76) | Standard (UEF 0.76) | Standard (UEF 0.76) | Standard (UEF 0.76) | Standard (UEF 0.76) | Standard (UEF 0.76) | Standard (UEF 0.76) | Standard (UEF 0.76) | Standard (UEF 0.76) | Standard (UEF 0.76) | Standard (UEF 0.76) | ENERGY STAR (3.2) - UEF 0.78 | ENERGY STAR (3.2) - UEF 0.78 | ENERGY STAR (3.2) - UEF 0.78 | ENERGY STAR (3.2) - UEF 0.78 | ENERGY STAR (3.2) - UEF 0.78 | ENERGY STAR (3.2) - UEF 0.78 | ENERGY STAR (3.2) - UEF 0.78 | ENERGY STAR (3.2) - UEF 0.78 | ENERGY STAR (3.2) - UEF 0.78 | ENERGY STAR (3.2) - UEF 0.78 | ENERGY STAR (3.2) - UEF 0.78 | ENERGY STAR (3.2) - UEF 0.78 | ENERGY STAR (3.2) - UEF 0.78 | ENERGY STAR (3.2) - UEF 0.78 | ENERGY STAR (3.2) - UEF 0.78 | ENERGY STAR (3.2) - UEF 0.78 | ENERGY STAR (3.2) - UEF 0.78 | ENERGY STAR (3.2) - UEF 0.78 | ENERGY STAR (3.2) - UEF 0.78 | ENERGY STAR (3.2) - UEF 0.78 | ENERGY STAR (3.2) - UEF 0.78 | ENERGY STAR (3.2) - UEF 0.78 | ENERGY STAR (3.2) - UEF 0.78 | ENERGY STAR (3.2) - UEF 0.78 | ENERGY STAR (3.2) - UEF 0.78 | ENERGY STAR (3.2) - UEF 0.78 | ENERGY STAR (3.2) - UEF 0.78 | 316.26 | 316.26 | 316.26 | 316.26 | 316.26 | 316.26 | 316.26 | 316.26 | 316.26 | 316.26 | 316.26 | 316.26 | 316.26 | 316.26 | 316.26 | 316.26 | 316.26 | 316.26 | 316.26 | 316.26 | 316.26 | 316.26 | 316.26 | 316.2611 | 316.2611 | 316.2611 | 316.2611 | 0 | 0 | 0 | 0 | 0 | 0 | 0 | 0 | 0 | 0 | 0 | 0 | 0 | 0 | 0 | 0 | 0 | 0 | 0 | 0 | 0 | 0 | 0 | 0 | 0 | 0 | 0 | 0 | 0 | 0 | 0 | 0 | 0 | 0 | 0 | 0 | 0 | 0 | 0 | 0 | 0 | 0 | 0 | 0 | 0 | 0 | 0 | 0 | 0 | 0 | 0 | 0 | 0 | 0 | 0 | 0 | 0 | 0 | 0 | 0 | 0 | 0 | 0 | 0 | 0 | 0 | 0 | 0 | 0 | 0 | 0 | 0 | 0 | 0 | 0 | 0 | 0 | 0.34746 | 0.35894 | 0.35699 | 0.3527 | 0.36377 | 0.36779 | 0.37187 | 0.37601 | 0.38021 | 0.38447 | 0.44975 | 0.49507 | 0.53626 | 0.22452 | 0.24376 | 0.27435 | 0.30449 | 0.44122 | 0.41786 | 0.42498 | 0.42792 | 0.43922 | 0.46 | 0.42082 | 0.40382 | 0.34746 | 0.7064 | 1.0634 | 1.4161 | 1.7799 | 2.1477 | 2.5195 | 2.8955 | 3.2757 | 3.6602 | 4.11 | 4.605 | 5.1413 | 5.3658 | 5.6096 | 5.8839 | 6.1884 | 6.6296 | 7.0475 | 7.4725 | 7.9004 | 8.3396 | 8.7996 | 9.2204 | 9.6243 | 0 | 0 | 0 | 0 | 0 | 0 | 0 | 0 | 0 | 0 | 0 | 0 | 0 | 0 | 0 | 0 | 0 | 0 | 0 | 0 | 0 | 0 | 0 | 0 | 0 | 0 | 0 | 0 | 0 | 0 | 0 | 0 | 0 | 0 | 0 | 0 | 0 | 0 | 0 | 0 | 0 | 0 | 0 | 0 | 0 | 0 | 0 | 0 | 0 | 0 | 0.017036 | 0.035841 | 0.053939 | 0.071619 | 0.092206 | 0.11 | 0.1248 | 0.13717 | 0.14758 | 0.15642 | 0.1897 | 0.21474 | 0.23773 | 0.24091 | 0.23965 | 0.23774 | 0.23203 | 0.27974 | 0.253 | 0.24339 | 0.23545 | 0.23222 | 0.23498 | 0.2138 | 0.20189 | 0.017036 | 0.052877 | 0.10682 | 0.17843 | 0.27064 | 0.38064 | 0.50544 | 0.64261 | 0.79019 | 0.9466 | 1.1363 | 1.351 | 1.5888 | 1.8297 | 2.0693 | 2.3071 | 2.5391 | 2.8188 | 3.0718 | 3.3152 | 3.5507 | 3.7829 | 4.0179 | 4.2317 | 4.4336 | 0 | 0 | 0 | 0 | 0 | 0 | 0 | 0 | 0 | 0 | 0 | 0 | 0 | 0 | 0 | 0 | 0 | 0 | 0 | 0 | 0 | 0 | 0 | 0 | 0 | 0 | 0 | 0 | 0 | 0 | 0 | 0 | 0 | 0 | 0 | 0 | 0 | 0 | 0 | 0 | 0 | 0 | 0 | 0 | 0 | 0 | 0 | 0 | 0 | 0 | 0 | 0 | 0 | 0 | 0 | 0 | 0 | 0 | 0 | 0 | 0 | 0 | 0 | 0 | 0 | 0 | 0 | 0 | 0 | 0 | 0 | 0 | 0 | 0 | 0 | 0 | 0 | 0 | 0 | 0 | 0 | 0 | 0 | 0 | 0 | 0 | 0 | 0 | 0 | 0 | 0 | 0 | 0 | 0 | 0 | 0 | 0 | 0 | 0 | 0 | 0 | 0 | 0 | 0 | 0 | 0 | 0 | 0 | 0 | 0 | 0 | 0 | 0 | 0 | 0 | 0 | 0 | 0 | 0 | 0 | 0 | 0 | 0 | 0 | 0 | 0 | 0 | 0 | 0 | 0 | 0 | 0 | 0 | 0 | 0 | 0 | 0 | 0 | 0 | 0 | 0 | 0 | 0 | 0 | 0 | 0 | 0 | 0 | 0 | 0 | 0 | 0 | 0 | 0 | 0 | 0 | 0 | 0 | 0 | 0 | 0 | 0 | 0 | 0 | 0 | 0 | 0 | 0 | 0 | 0 | 0 | 0 | 0 | 0 | 0 | 0 | 0 | 0 | 0 | 0 | 0 | 0 | 0 | 0 | 0 | 0 | 0 | 0 | 0 | 0 | 0 | 0 | 0 | 0 | 0 | 0 | 0 | 0 | 0 | 0 | 0 | 0 | 0 | 0 | 0 | 0 | 0 | 0 | 0 | 0 | 0 | 0 | 0 | 0 | 0 | 0 | 0 | 0 | 0 | 0 | 0 | 0 | 0 | 0 | 0 | 0 | 0 | 0 | 0 | 0 | 0 | 0 | 0 | 0 | 0 | 0 | 0 | 0 | 0 | 0 | 0 | 0 | 0 | 0 | 0 | 0 | 0 | 0 | 0 | 0 | 29
OR_Residential_LI - Single Family_Existing_Space Heating_Natural Gas_Furnace | OR | Residential | LI - Multi-Family | New | Appliances | Natural Gas | Clothes Dryer | A | ORE30 | Standard | NEEA/ENERGY STAR (CE >60%) | 12 | 0 | 0 | 0 | 51.15 | 0 | 0 | 0 | 0.35 | 0.45 | 1 units | 6.517% | 100% | Lost Opportunity | LO3Slow | 85% | n/a | 0% | 0 |  | 0 |  | 0 | RTF Workbook - ResClothesDryers_v5.0 | RTF Workbook - ResClothesDryers_v5.0 | RTF Workbook - ResClothesDryers_v5.0 | Standard | Standard | Standard | Standard | Standard | Standard | Standard | Standard | Standard | Standard | Standard | Standard | Standard | Standard | Standard | Standard | Standard | Standard | Standard | Standard | Standard | Standard | Standard | Standard | Standard | Standard | Standard | NEEA/ENERGY STAR (CE >60%) | NEEA/ENERGY STAR (CE >60%) | NEEA/ENERGY STAR (CE >60%) | NEEA/ENERGY STAR (CE >60%) | NEEA/ENERGY STAR (CE >60%) | NEEA/ENERGY STAR (CE >60%) | NEEA/ENERGY STAR (CE >60%) | NEEA/ENERGY STAR (CE >60%) | NEEA/ENERGY STAR (CE >60%) | NEEA/ENERGY STAR (CE >60%) | NEEA/ENERGY STAR (CE >60%) | NEEA/ENERGY STAR (CE >60%) | NEEA/ENERGY STAR (CE >60%) | NEEA/ENERGY STAR (CE >60%) | NEEA/ENERGY STAR (CE >60%) | NEEA/ENERGY STAR (CE >60%) | NEEA/ENERGY STAR (CE >60%) | NEEA/ENERGY STAR (CE >60%) | NEEA/ENERGY STAR (CE >60%) | NEEA/ENERGY STAR (CE >60%) | NEEA/ENERGY STAR (CE >60%) | NEEA/ENERGY STAR (CE >60%) | NEEA/ENERGY STAR (CE >60%) | NEEA/ENERGY STAR (CE >60%) | NEEA/ENERGY STAR (CE >60%) | NEEA/ENERGY STAR (CE >60%) | NEEA/ENERGY STAR (CE >60%) | 51.15 | 51.15 | 51.15 | 51.15 | 51.15 | 51.15 | 51.15 | 51.15 | 51.15 | 51.15 | 51.15 | 51.15 | 51.15 | 51.15 | 51.15 | 51.15 | 51.15 | 51.15 | 51.15 | 51.15 | 51.15 | 51.15 | 51.15 | 51.1451 | 51.1451 | 51.1451 | 51.1451 | 0 | 0 | 0 | 0 | 0 | 0 | 0 | 0 | 0 | 0 | 0 | 0 | 0 | 0 | 0 | 0 | 0 | 0 | 0 | 0 | 0 | 0 | 0 | 0 | 0 | 0 | 0 | 0 | 0 | 0 | 0 | 0 | 0 | 0 | 0 | 0 | 0 | 0 | 0 | 0 | 0 | 0 | 0 | 0 | 0 | 0 | 0 | 0 | 0 | 0 | 0 | 0 | 0 | 0 | 0 | 0 | 0 | 0 | 0 | 0 | 0 | 0 | 0 | 0 | 0 | 0 | 0 | 0 | 0 | 0 | 0 | 0 | 0 | 0 | 0 | 0 | 0 | 9.2701 | 9.5607 | 9.4925 | 9.3621 | 9.6408 | 9.7312 | 9.823 | 9.9161 | 10.0106 | 11.7358 | 12.9247 | 14.0007 | 5.6586 | 6.1607 | 6.9641 | 7.7539 | 11.3929 | 10.7458 | 10.9139 | 11.2027 | 11.6047 | 10.5957 | 10.1165 | 9.7807 | 9.6109 | 9.2701 | 18.8308 | 28.3233 | 37.6855 | 47.3263 | 57.0575 | 66.8805 | 76.7966 | 86.8072 | 98.543 | 111.4678 | 125.4684 | 131.127 | 137.2877 | 144.2518 | 152.0057 | 163.3986 | 174.1444 | 185.0582 | 196.2609 | 207.8656 | 218.4613 | 228.5778 | 238.3584 | 247.9694 | 0 | 0 | 0 | 0 | 0 | 0 | 0 | 0 | 0 | 0 | 0 | 0 | 0 | 0 | 0 | 0 | 0 | 0 | 0 | 0 | 0 | 0 | 0 | 0 | 0 | 0 | 0 | 0 | 0 | 0 | 0 | 0 | 0 | 0 | 0 | 0 | 0 | 0 | 0 | 0 | 0 | 0 | 0 | 0 | 0 | 0 | 0 | 0 | 0 | 0 | 0.04359 | 0.11562 | 0.25513 | 0.49382 | 0.89649 | 1.4532 | 2.1712 | 3.0213 | 3.952 | 5.6904 | 7.3536 | 8.9958 | 10.4531 | 11.6793 | 12.6628 | 13.3578 | 16.4665 | 15.6614 | 15.2907 | 14.8578 | 14.421 | 13.2915 | 12.2314 | 11.2183 | 10.362 | 0.04359 | 0.15921 | 0.41434 | 0.90817 | 1.8047 | 3.2578 | 5.429 | 8.4504 | 12.4024 | 18.0927 | 25.4463 | 34.4422 | 44.8953 | 56.5745 | 69.2374 | 82.5952 | 99.0616 | 114.723 | 130.0137 | 144.8716 | 159.2926 | 172.584 | 184.8154 | 196.0337 | 206.3957 | 0 | 0 | 0 | 0 | 0 | 0 | 0 | 0 | 0 | 0 | 0 | 0 | 0 | 0 | 0 | 0 | 0 | 0 | 0 | 0 | 0 | 0 | 0 | 0 | 0 | 0 | 0 | 0 | 0 | 0 | 0 | 0 | 0 | 0 | 0 | 0 | 0 | 0 | 0 | 0 | 0 | 0 | 0 | 0 | 0 | 0 | 0 | 0 | 0 | 0 | 0 | 0 | 0 | 0 | 0 | 0 | 0 | 0 | 0 | 0 | 0 | 0 | 0 | 0 | 0 | 0 | 0 | 0 | 0 | 0 | 0 | 0 | 0 | 0 | 0 | 0 | 0 | 0 | 0 | 0 | 0 | 0 | 0 | 0 | 0 | 0 | 0 | 0 | 0 | 0 | 0 | 0 | 0 | 0 | 0 | 0 | 0 | 0 | 0 | 0 | 0 | 0 | 0 | 0 | 0 | 0 | 0 | 0 | 0 | 0 | 0 | 0 | 0 | 0 | 0 | 0 | 0 | 0 | 0 | 0 | 0 | 0 | 0 | 0 | 0 | 0 | 0 | 0 | 0 | 0 | 0 | 0 | 0 | 0 | 0 | 0 | 0 | 0 | 0 | 0 | 0 | 0 | 0 | 0 | 0 | 0 | 0 | 0 | 0 | 0 | 0 | 0 | 0 | 0 | 0 | 0 | 0 | 0 | 0 | 0 | 0 | 0 | 0 | 0 | 0 | 0 | 0 | 0 | 0 | 0 | 0 | 0 | 0 | 0 | 0 | 0 | 0 | 0 | 0 | 0 | 0 | 0 | 0 | 0 | 0 | 0 | 0 | 0 | 0 | 0 | 0 | 0 | 0 | 0 | 0 | 0 | 0 | 0 | 0 | 0 | 0 | 0 | 0 | 0 | 0 | 0 | 0 | 0 | 0 | 0 | 0 | 0 | 0 | 0 | 0 | 0 | 0 | 0 | 0 | 0 | 0 | 0 | 0 | 0 | 0 | 0 | 0 | 0 | 0 | 0 | 0 | 0 | 0 | 0 | 0 | 0 | 0 | 0 | 0 | 0 | 0 | 0 | 0 | 0 | 0 | 0 | 0 | 0 | 0 | 0 | 30
OR_Residential_LI - Single Family_Existing_Space Heating_Natural Gas_Furnace | OR | Residential | LI - Multi-Family | New | Appliances | Natural Gas | Stove/Oven | A | ORE31 | EF 0.399 | High Efficiency (730 + 1660 IAEC) | 12 | 0 | 0 | 0 | 52.5 | 0 | 0 | 0 | 0.35 | 0.45 | 1 units | 41.25% | 100% | Lost Opportunity | LO20Fast | 85% | n/a | 0% | 0 |  | 0 |  | 0 | EIA 2018 Appendix A | EIA 2018 Appendix A | EIA 2018 Appendix A | EF 0.399 | EF 0.399 | EF 0.399 | EF 0.399 | EF 0.399 | EF 0.399 | EF 0.399 | EF 0.399 | EF 0.399 | EF 0.399 | EF 0.399 | EF 0.399 | EF 0.399 | EF 0.399 | EF 0.399 | EF 0.399 | EF 0.399 | EF 0.399 | EF 0.399 | EF 0.399 | EF 0.399 | EF 0.399 | EF 0.399 | EF 0.399 | EF 0.399 | EF 0.399 | EF 0.399 | High Efficiency (730 + 1660 IAEC) | High Efficiency (730 + 1660 IAEC) | High Efficiency (730 + 1660 IAEC) | High Efficiency (730 + 1660 IAEC) | High Efficiency (730 + 1660 IAEC) | High Efficiency (730 + 1660 IAEC) | High Efficiency (730 + 1660 IAEC) | High Efficiency (730 + 1660 IAEC) | High Efficiency (730 + 1660 IAEC) | High Efficiency (730 + 1660 IAEC) | High Efficiency (730 + 1660 IAEC) | High Efficiency (730 + 1660 IAEC) | High Efficiency (730 + 1660 IAEC) | High Efficiency (730 + 1660 IAEC) | High Efficiency (730 + 1660 IAEC) | High Efficiency (730 + 1660 IAEC) | High Efficiency (730 + 1660 IAEC) | High Efficiency (730 + 1660 IAEC) | High Efficiency (730 + 1660 IAEC) | High Efficiency (730 + 1660 IAEC) | High Efficiency (730 + 1660 IAEC) | High Efficiency (730 + 1660 IAEC) | High Efficiency (730 + 1660 IAEC) | High Efficiency (730 + 1660 IAEC) | High Efficiency (730 + 1660 IAEC) | High Efficiency (730 + 1660 IAEC) | High Efficiency (730 + 1660 IAEC) | 52.5 | 52.5 | 52.5 | 52.5 | 52.5 | 52.5 | 52.5 | 52.5 | 52.5 | 52.5 | 52.5 | 52.5 | 52.5 | 52.5 | 52.5 | 52.5 | 52.5 | 52.5 | 52.5 | 52.5 | 52.5 | 52.5 | 52.5 | 52.5019 | 52.5019 | 52.5019 | 52.5019 | 0 | 0 | 0 | 0 | 0 | 0 | 0 | 0 | 0 | 0 | 0 | 0 | 0 | 0 | 0 | 0 | 0 | 0 | 0 | 0 | 0 | 0 | 0 | 0 | 0 | 0 | 0 | 0 | 0 | 0 | 0 | 0 | 0 | 0 | 0 | 0 | 0 | 0 | 0 | 0 | 0 | 0 | 0 | 0 | 0 | 0 | 0 | 0 | 0 | 0 | 0 | 0 | 0 | 0 | 0 | 0 | 0 | 0 | 0 | 0 | 0 | 0 | 0 | 0 | 0 | 0 | 0 | 0 | 0 | 0 | 0 | 0 | 0 | 0 | 0 | 0 | 0 | 77.1003 | 79.7278 | 79.0599 | 77.8714 | 80.0175 | 80.5992 | 81.19 | 81.7899 | 82.3993 | 96.688 | 106.4483 | 115.2374 | 45.6656 | 49.4134 | 55.9582 | 62.3726 | 92.7771 | 87.138 | 88.342 | 90.557 | 93.7175 | 85.0263 | 80.7967 | 77.78 | 76.1616 | 77.1003 | 156.8281 | 235.888 | 313.7595 | 393.777 | 474.3762 | 555.5662 | 637.3561 | 719.7554 | 816.4434 | 922.8917 | 1038.1291 | 1083.7947 | 1133.2081 | 1189.1664 | 1251.5389 | 1344.316 | 1431.454 | 1519.796 | 1610.353 | 1704.0705 | 1789.0968 | 1869.8935 | 1947.6735 | 2023.8351 | 0 | 0 | 0 | 0 | 0 | 0 | 0 | 0 | 0 | 0 | 0 | 0 | 0 | 0 | 0 | 0 | 0 | 0 | 0 | 0 | 0 | 0 | 0 | 0 | 0 | 0 | 0 | 0 | 0 | 0 | 0 | 0 | 0 | 0 | 0 | 0 | 0 | 0 | 0 | 0 | 0 | 0 | 0 | 0 | 0 | 0 | 0 | 0 | 0 | 0 | 14.4963 | 25.4974 | 32.4966 | 37.5409 | 43.5568 | 48.2151 | 52.3153 | 55.9087 | 59.0509 | 71.9734 | 81.7031 | 90.5268 | 83.6683 | 79.1773 | 78.0915 | 78.2576 | 100.0112 | 92.0802 | 90.2017 | 90.0003 | 90.6483 | 82.4838 | 77.4551 | 73.538 | 70.9237 | 14.4963 | 39.9938 | 72.4904 | 110.0313 | 153.5881 | 201.8033 | 254.1186 | 310.0273 | 369.0782 | 441.0515 | 522.7546 | 613.2814 | 696.9497 | 776.127 | 854.2185 | 932.4762 | 1032.4874 | 1124.5676 | 1214.7693 | 1304.7695 | 1395.4179 | 1477.9017 | 1555.3568 | 1628.8948 | 1699.8185 | 0 | 0 | 0 | 0 | 0 | 0 | 0 | 0 | 0 | 0 | 0 | 0 | 0 | 0 | 0 | 0 | 0 | 0 | 0 | 0 | 0 | 0 | 0 | 0 | 0 | 0 | 0 | 0 | 0 | 0 | 0 | 0 | 0 | 0 | 0 | 0 | 0 | 0 | 0 | 0 | 0 | 0 | 0 | 0 | 0 | 0 | 0 | 0 | 0 | 0 | 0 | 0 | 0 | 0 | 0 | 0 | 0 | 0 | 0 | 0 | 0 | 0 | 0 | 0 | 0 | 0 | 0 | 0 | 0 | 0 | 0 | 0 | 0 | 0 | 0 | 0 | 0 | 0 | 0 | 0 | 0 | 0 | 0 | 0 | 0 | 0 | 0 | 0 | 0 | 0 | 0 | 0 | 0 | 0 | 0 | 0 | 0 | 0 | 0 | 0 | 0 | 0 | 0 | 0 | 0 | 0 | 0 | 0 | 0 | 0 | 0 | 0 | 0 | 0 | 0 | 0 | 0 | 0 | 0 | 0 | 0 | 0 | 0 | 0 | 0 | 0 | 0 | 0 | 0 | 0 | 0 | 0 | 0 | 0 | 0 | 0 | 0 | 0 | 0 | 0 | 0 | 0 | 0 | 0 | 0 | 0 | 0 | 0 | 0 | 0 | 0 | 0 | 0 | 0 | 0 | 0 | 0 | 0 | 0 | 0 | 0 | 0 | 0 | 0 | 0 | 0 | 0 | 0 | 0 | 0 | 0 | 0 | 35.2057 | 61.7281 | 81.7667 | 0 | 0 | 0 | 0 | 0 | 0 | 0 | 0 | 0 | 0 | 0 | 0 | 0 | 0 | 0 | 0 | 0 | 0 | 0 | 0 | 0 | 0 | 35.2057 | 96.9338 | 178.7005 | 0 | 0 | 0 | 0 | 0 | 0 | 0 | 0 | 0 | 0 | 0 | 0 | 0 | 0 | 0 | 0 | 0 | 0 | 0 | 0 | 0 | 0 | 0 | 0 | 0 | 0 | 0 | 0 | 0 | 0 | 0 | 0 | 0 | 0 | 0 | 0 | 0 | 0 | 0 | 0 | 0 | 0 | 0 | 0 | 0 | 0 | 0 | 0 | 0 | 0 | 31
OR_Residential_LI - Single Family_Existing_Space Heating_Natural Gas_Furnace | OR | Residential | LI - Multi-Family | New | Miscellaneous | Natural Gas | Pool Heater | A | ORE32 | Standard (EF 0.82) | High Efficiency (EF 0.84) | 10 | 0 | 0 | 0 | 631.37 | 0 | 0 | 0 | 0.35 | 0.45 | 1 units | 0% | 100% | Lost Opportunity | LO12Med | 85% | n/a | 0% | 0 |  | 0 |  | 0 | CA eTRM - Pool Heater, Residential | CA eTRM - Pool Heater, Residential | CA eTRM - Pool Heater, Residential | Standard (EF 0.82) | Standard (EF 0.82) | Standard (EF 0.82) | Standard (EF 0.82) | Standard (EF 0.82) | Standard (EF 0.82) | Standard (EF 0.82) | Standard (EF 0.82) | Standard (EF 0.82) | Standard (EF 0.82) | Standard (EF 0.82) | Standard (EF 0.82) | Standard (EF 0.82) | Standard (EF 0.82) | Standard (EF 0.82) | Standard (EF 0.82) | Standard (EF 0.82) | Standard (EF 0.82) | Standard (EF 0.82) | Standard (EF 0.82) | Standard (EF 0.82) | Standard (EF 0.82) | Standard (EF 0.82) | Standard (EF 0.82) | Standard (EF 0.82) | Standard (EF 0.82) | Standard (EF 0.82) | High Efficiency (EF 0.84) | High Efficiency (EF 0.84) | High Efficiency (EF 0.84) | High Efficiency (EF 0.84) | High Efficiency (EF 0.84) | High Efficiency (EF 0.84) | High Efficiency (EF 0.84) | High Efficiency (EF 0.84) | High Efficiency (EF 0.84) | High Efficiency (EF 0.84) | High Efficiency (EF 0.84) | High Efficiency (EF 0.84) | High Efficiency (EF 0.84) | High Efficiency (EF 0.84) | High Efficiency (EF 0.84) | High Efficiency (EF 0.84) | High Efficiency (EF 0.84) | High Efficiency (EF 0.84) | High Efficiency (EF 0.84) | High Efficiency (EF 0.84) | High Efficiency (EF 0.84) | High Efficiency (EF 0.84) | High Efficiency (EF 0.84) | High Efficiency (EF 0.84) | High Efficiency (EF 0.84) | High Efficiency (EF 0.84) | High Efficiency (EF 0.84) | 631.37 | 631.37 | 631.37 | 631.37 | 631.37 | 631.37 | 631.37 | 631.37 | 631.37 | 631.37 | 631.37 | 631.37 | 631.37 | 631.37 | 631.37 | 631.37 | 631.37 | 631.37 | 631.37 | 631.37 | 631.37 | 631.37 | 631.37 | 631.368 | 631.368 | 631.368 | 631.368 | 0 | 0 | 0 | 0 | 0 | 0 | 0 | 0 | 0 | 0 | 0 | 0 | 0 | 0 | 0 | 0 | 0 | 0 | 0 | 0 | 0 | 0 | 0 | 0 | 0 | 0 | 0 | 0 | 0 | 0 | 0 | 0 | 0 | 0 | 0 | 0 | 0 | 0 | 0 | 0 | 0 | 0 | 0 | 0 | 0 | 0 | 0 | 0 | 0 | 0 | 0 | 0 | 0 | 0 | 0 | 0 | 0 | 0 | 0 | 0 | 0 | 0 | 0 | 0 | 0 | 0 | 0 | 0 | 0 | 0 | 0 | 0 | 0 | 0 | 0 | 0 | 0 | 0 | 0 | 0 | 0 | 0 | 0 | 0 | 0 | 0 | 0 | 0 | 0 | 0 | 0 | 0 | 0 | 0 | 0 | 0 | 0 | 0 | 0 | 0 | 0 | 0 | 0 | 0 | 0 | 0 | 0 | 0 | 0 | 0 | 0 | 0 | 0 | 0 | 0 | 0 | 0 | 0 | 0 | 0 | 0 | 0 | 0 | 0 | 0 | 0 | 0 | 0 | 0 | 0 | 0 | 0 | 0 | 0 | 0 | 0 | 0 | 0 | 0 | 0 | 0 | 0 | 0 | 0 | 0 | 0 | 0 | 0 | 0 | 0 | 0 | 0 | 0 | 0 | 0 | 0 | 0 | 0 | 0 | 0 | 0 | 0 | 0 | 0 | 0 | 0 | 0 | 0 | 0 | 0 | 0 | 0 | 0 | 0 | 0 | 0 | 0 | 0 | 0 | 0 | 0 | 0 | 0 | 0 | 0 | 0 | 0 | 0 | 0 | 0 | 0 | 0 | 0 | 0 | 0 | 0 | 0 | 0 | 0 | 0 | 0 | 0 | 0 | 0 | 0 | 0 | 0 | 0 | 0 | 0 | 0 | 0 | 0 | 0 | 0 | 0 | 0 | 0 | 0 | 0 | 0 | 0 | 0 | 0 | 0 | 0 | 0 | 0 | 0 | 0 | 0 | 0 | 0 | 0 | 0 | 0 | 0 | 0 | 0 | 0 | 0 | 0 | 0 | 0 | 0 | 0 | 0 | 0 | 0 | 0 | 0 | 0 | 0 | 0 | 0 | 0 | 0 | 0 | 0 | 0 | 0 | 0 | 0 | 0 | 0 | 0 | 0 | 0 | 0 | 0 | 0 | 0 | 0 | 0 | 0 | 0 | 0 | 0 | 0 | 0 | 0 | 0 | 0 | 0 | 0 | 0 | 0 | 0 | 0 | 0 | 0 | 0 | 0 | 0 | 0 | 0 | 0 | 0 | 0 | 0 | 0 | 0 | 0 | 0 | 0 | 0 | 0 | 0 | 0 | 0 | 0 | 0 | 0 | 0 | 0 | 0 | 0 | 0 | 0 | 0 | 0 | 0 | 0 | 0 | 0 | 0 | 0 | 0 | 0 | 0 | 0 | 0 | 0 | 0 | 0 | 0 | 0 | 0 | 0 | 0 | 0 | 0 | 0 | 0 | 0 | 0 | 0 | 0 | 0 | 0 | 0 | 0 | 0 | 0 | 0 | 0 | 0 | 0 | 0 | 0 | 0 | 0 | 0 | 0 | 0 | 0 | 0 | 0 | 0 | 0 | 0 | 0 | 0 | 0 | 0 | 0 | 0 | 0 | 0 | 0 | 0 | 0 | 0 | 0 | 0 | 0 | 0 | 0 | 0 | 0 | 0 | 0 | 0 | 0 | 0 | 0 | 0 | 0 | 0 | 0 | 0 | 0 | 0 | 0 | 0 | 0 | 0 | 0 | 0 | 0 | 0 | 0 | 0 | 0 | 0 | 0 | 0 | 0 | 0 | 0 | 0 | 0 | 0 | 0 | 0 | 0 | 0 | 0 | 0 | 0 | 0 | 0 | 0 | 0 | 0 | 0 | 0 | 0 | 0 | 0 | 0 | 0 | 0 | 0 | 0 | 0 | 0 | 0 | 0 | 0 | 0 | 0 | 0 | 0 | 0 | 0 | 0 | 0 | 0 | 0 | 0 | 0 | 0 | 0 | 0 | 0 | 0 | 0 | 0 | 0 | 0 | 0 | 0 | 0 | 0 | 0 | 0 | 32
OR_Residential_LI - Single Family_Existing_Space Heating_Natural Gas_Furnace | OR | Residential | LI - Mobile Home | Existing | Space Heating | Natural Gas | Furnace | A | ORE33 | AFUE 80% | AFUE 98% | 20 | 0 | 0 | 0 | 199.62 | -0.22 | 0 | 0 | 1 | 0.25 | 80 kBTU/hr | 78.9% | 100% | Lost Opportunity | LO50Fast | 85% | n/a | 0% | 0 |  | 0 |  | 0 | Avista TRM- High Efficiency Wall Furnace (AFUE 90%) | 2022 DOE TSD - EERE-2014-BT-STD-0031-0320 | BEST | AFUE 80% | AFUE 80% | AFUE 80% | AFUE 90% | AFUE 90% | AFUE 90% | AFUE 90% | AFUE 90% | AFUE 90% | AFUE 90% | AFUE 90% | AFUE 90% | AFUE 90% | AFUE 90% | AFUE 90% | AFUE 90% | AFUE 90% | AFUE 90% | AFUE 90% | AFUE 90% | AFUE 90% | AFUE 90% | AFUE 90% | AFUE 90% | AFUE 90% | AFUE 90% | AFUE 90% | AFUE 98% | AFUE 98% | AFUE 98% | AFUE 98% | AFUE 98% | AFUE 98% | AFUE 98% | AFUE 98% | AFUE 98% | AFUE 98% | AFUE 98% | AFUE 98% | AFUE 98% | AFUE 98% | AFUE 98% | AFUE 98% | AFUE 98% | AFUE 98% | AFUE 98% | AFUE 98% | AFUE 98% | AFUE 98% | AFUE 98% | AFUE 98% | AFUE 98% | AFUE 98% | AFUE 98% | 665 | 665 | 665 | 199.62 | 199.62 | 199.62 | 199.62 | 199.62 | 199.62 | 199.62 | 199.62 | 199.62 | 199.62 | 199.62 | 199.62 | 199.62 | 199.62 | 199.62 | 199.62 | 199.62 | 199.62 | 199.62 | 199.62 | 199.6243 | 199.6243 | 199.6243 | 199.6243 | 0 | 0 | 0 | 0 | 0 | 0 | 0 | 0 | 0 | 0 | 0 | 0 | 0 | 0 | 0 | 0 | 0 | 0 | 0 | 0 | 0 | 0 | 0 | 0 | 0 | 0 | 0 | 0 | 0 | 0 | 0 | 0 | 0 | 0 | 0 | 0 | 0 | 0 | 0 | 0 | 0 | 0 | 0 | 0 | 0 | 0 | 0 | 0 | 0 | 0 | 0 | 0 | 0 | 0 | 0 | 0 | 0 | 0 | 0 | 0 | 0 | 0 | 0 | 0 | 0 | 0 | 0 | 0 | 0 | 0 | 0 | 0 | 0 | 0 | 0 | 0 | 0 | 34.2768 | 35.8494 | 37.3423 | 38.7581 | 40.1021 | 41.3769 | 42.5875 | 43.7381 | 44.8325 | 45.8487 | 45.1205 | 44.505 | 44.0131 | 43.6267 | 43.3241 | 43.098 | 42.9368 | 42.8391 | 42.7988 | 42.8508 | 8.6276 | 7.0699 | 5.5631 | 4.1112 | 2.7146 | 34.2768 | 70.1263 | 107.4686 | 146.2267 | 186.3287 | 227.7056 | 270.2932 | 314.0312 | 358.8638 | 404.7124 | 449.833 | 494.338 | 538.3511 | 581.9778 | 625.3019 | 668.3998 | 711.3366 | 754.1757 | 796.9745 | 839.8254 | 848.4529 | 855.5228 | 861.0859 | 865.1972 | 867.9118 | 0 | 0 | 0 | 0 | 0 | 0 | 0 | 0 | 0 | 0 | 0 | 0 | 0 | 0 | 0 | 0 | 0 | 0 | 0 | 0 | 0 | 0 | 0 | 0 | 0 | 0 | 0 | 0 | 0 | 0 | 0 | 0 | 0 | 0 | 0 | 0 | 0 | 0 | 0 | 0 | 0 | 0 | 0 | 0 | 0 | 0 | 0 | 0 | 0 | 0 | 12.6544 | 19.4359 | 24.559 | 28.3781 | 31.3304 | 33.34 | 34.7793 | 35.9097 | 36.8796 | 37.7244 | 37.1252 | 36.6185 | 36.2136 | 35.8958 | 35.647 | 35.4611 | 35.3285 | 35.2481 | 35.215 | 35.2578 | 22.6475 | 15.8783 | 10.7437 | 6.8949 | 3.8992 | 12.6544 | 32.0902 | 56.6492 | 85.0273 | 116.3578 | 149.6978 | 184.4771 | 220.3868 | 257.2664 | 294.9909 | 332.116 | 368.7346 | 404.9482 | 440.844 | 476.4911 | 511.9522 | 547.2807 | 582.5288 | 617.7438 | 653.0015 | 675.649 | 691.5273 | 702.271 | 709.1659 | 713.0651 | 0 | 0 | 0 | 0 | 0 | 0 | 0 | 0 | 0 | 0 | 0 | 0 | 0 | 0 | 0 | 0 | 0 | 0 | 0 | 0 | 0 | 0 | 0 | 0 | 0 | 0 | 0 | 0 | 0 | 0 | 0 | 0 | 0 | 0 | 0 | 0 | 0 | 0 | 0 | 0 | 0 | 0 | 0 | 0 | 0 | 0 | 0 | 0 | 0 | 0 | 12.6544 | 19.4359 | 24.559 | 28.3781 | 31.3304 | 33.34 | 34.7793 | 35.9097 | 36.8796 | 37.7244 | 37.1252 | 36.6185 | 36.2136 | 35.8958 | 35.647 | 35.4611 | 35.3285 | 35.2481 | 35.215 | 35.2578 | 22.6475 | 15.8783 | 10.7437 | 6.8949 | 3.8992 | 12.6544 | 32.0902 | 56.6492 | 85.0273 | 116.3578 | 149.6978 | 184.4771 | 220.3868 | 257.2664 | 294.9909 | 332.116 | 368.7346 | 404.9482 | 440.844 | 476.4911 | 511.9522 | 547.2807 | 582.5288 | 617.7438 | 653.0015 | 675.649 | 691.5273 | 702.271 | 709.1659 | 713.0651 | 0 | 0 | 0 | 0 | 0 | 0 | 0 | 0 | 0 | 0 | 0 | 0 | 0 | 0 | 0 | 0 | 0 | 0 | 0 | 0 | 0 | 0 | 0 | 0 | 0 | 0 | 0 | 0 | 0 | 0 | 0 | 0 | 0 | 0 | 0 | 0 | 0 | 0 | 0 | 0 | 0 | 0 | 0 | 0 | 0 | 0 | 0 | 0 | 0 | 0 | 12.6544 | 19.4359 | 24.559 | 28.3781 | 31.3304 | 33.34 | 34.7793 | 35.9097 | 36.8796 | 37.7244 | 37.1252 | 36.6185 | 36.2136 | 35.8958 | 35.647 | 35.4611 | 35.3285 | 35.2481 | 35.215 | 35.2578 | 22.6475 | 15.8783 | 10.7437 | 6.8949 | 3.8992 | 12.6544 | 32.0902 | 56.6492 | 85.0273 | 116.3578 | 149.6978 | 184.4771 | 220.3868 | 257.2664 | 294.9909 | 332.116 | 368.7346 | 404.9482 | 440.844 | 476.4911 | 511.9522 | 547.2807 | 582.5288 | 617.7438 | 653.0015 | 675.649 | 691.5273 | 702.271 | 709.1659 | 713.0651 | 0 | 0 | 0 | 0 | 0 | 0 | 0 | 0 | 0 | 0 | 0 | 0 | 0 | 0 | 0 | 0 | 0 | 0 | 0 | 0 | 0 | 0 | 0 | 0 | 0 | 0 | 0 | 0 | 0 | 0 | 0 | 0 | 0 | 0 | 0 | 0 | 0 | 0 | 0 | 0 | 0 | 0 | 0 | 0 | 0 | 0 | 0 | 0 | 0 | 0 | 33
OR_Residential_LI - Single Family_Existing_Space Heating_Natural Gas_Furnace | OR | Residential | LI - Mobile Home | Existing | Space Heating | Natural Gas | Boiler | A | ORE34 | AFUE 80% | AFUE 95% | 20 | 0 | 0 | 0 | 1470.62 | 0 | 0 | 0 | 0.35 | 0.25 | 105 kBTU/hr | 0% | 100% | Lost Opportunity | LO50Fast | 85% | n/a | 0% | 0 |  | 0 |  | 0 | Avista TRM- NG BOILER 96% AFUE | BLR-Heating-AEO22 | BEST | AFUE 80% | AFUE 80% | AFUE 80% | AFUE 80% | AFUE 80% | AFUE 80% | AFUE 80% | AFUE 80% | AFUE 80% | AFUE 80% | AFUE 80% | AFUE 80% | AFUE 80% | AFUE 80% | AFUE 80% | AFUE 80% | AFUE 80% | AFUE 80% | AFUE 80% | AFUE 80% | AFUE 80% | AFUE 80% | AFUE 80% | AFUE 80% | AFUE 80% | AFUE 80% | AFUE 80% | AFUE 95% | AFUE 95% | AFUE 95% | AFUE 95% | AFUE 95% | AFUE 95% | AFUE 95% | AFUE 95% | AFUE 95% | AFUE 95% | AFUE 95% | AFUE 95% | AFUE 95% | AFUE 95% | AFUE 95% | AFUE 95% | AFUE 95% | AFUE 95% | AFUE 95% | AFUE 95% | AFUE 95% | AFUE 95% | AFUE 95% | AFUE 95% | AFUE 95% | AFUE 95% | AFUE 95% | 1470.62 | 1470.62 | 1470.62 | 1470.62 | 1470.62 | 1470.62 | 1470.62 | 1470.62 | 1470.62 | 1470.62 | 1470.62 | 1470.62 | 1470.62 | 1470.62 | 1470.62 | 1470.62 | 1470.62 | 1470.62 | 1470.62 | 1470.62 | 1470.62 | 1470.62 | 1470.62 | 1470.6208 | 1470.6208 | 1470.6208 | 1470.6208 | 0 | 0 | 0 | 0 | 0 | 0 | 0 | 0 | 0 | 0 | 0 | 0 | 0 | 0 | 0 | 0 | 0 | 0 | 0 | 0 | 0 | 0 | 0 | 0 | 0 | 0 | 0 | 0 | 0 | 0 | 0 | 0 | 0 | 0 | 0 | 0 | 0 | 0 | 0 | 0 | 0 | 0 | 0 | 0 | 0 | 0 | 0 | 0 | 0 | 0 | 0 | 0 | 0 | 0 | 0 | 0 | 0 | 0 | 0 | 0 | 0 | 0 | 0 | 0 | 0 | 0 | 0 | 0 | 0 | 0 | 0 | 0 | 0 | 0 | 0 | 0 | 0 | 0 | 0 | 0 | 0 | 0 | 0 | 0 | 0 | 0 | 0 | 0 | 0 | 0 | 0 | 0 | 0 | 0 | 0 | 0 | 0 | 0 | 0 | 0 | 0 | 0 | 0 | 0 | 0 | 0 | 0 | 0 | 0 | 0 | 0 | 0 | 0 | 0 | 0 | 0 | 0 | 0 | 0 | 0 | 0 | 0 | 0 | 0 | 0 | 0 | 0 | 0 | 0 | 0 | 0 | 0 | 0 | 0 | 0 | 0 | 0 | 0 | 0 | 0 | 0 | 0 | 0 | 0 | 0 | 0 | 0 | 0 | 0 | 0 | 0 | 0 | 0 | 0 | 0 | 0 | 0 | 0 | 0 | 0 | 0 | 0 | 0 | 0 | 0 | 0 | 0 | 0 | 0 | 0 | 0 | 0 | 0 | 0 | 0 | 0 | 0 | 0 | 0 | 0 | 0 | 0 | 0 | 0 | 0 | 0 | 0 | 0 | 0 | 0 | 0 | 0 | 0 | 0 | 0 | 0 | 0 | 0 | 0 | 0 | 0 | 0 | 0 | 0 | 0 | 0 | 0 | 0 | 0 | 0 | 0 | 0 | 0 | 0 | 0 | 0 | 0 | 0 | 0 | 0 | 0 | 0 | 0 | 0 | 0 | 0 | 0 | 0 | 0 | 0 | 0 | 0 | 0 | 0 | 0 | 0 | 0 | 0 | 0 | 0 | 0 | 0 | 0 | 0 | 0 | 0 | 0 | 0 | 0 | 0 | 0 | 0 | 0 | 0 | 0 | 0 | 0 | 0 | 0 | 0 | 0 | 0 | 0 | 0 | 0 | 0 | 0 | 0 | 0 | 0 | 0 | 0 | 0 | 0 | 0 | 0 | 0 | 0 | 0 | 0 | 0 | 0 | 0 | 0 | 0 | 0 | 0 | 0 | 0 | 0 | 0 | 0 | 0 | 0 | 0 | 0 | 0 | 0 | 0 | 0 | 0 | 0 | 0 | 0 | 0 | 0 | 0 | 0 | 0 | 0 | 0 | 0 | 0 | 0 | 0 | 0 | 0 | 0 | 0 | 0 | 0 | 0 | 0 | 0 | 0 | 0 | 0 | 0 | 0 | 0 | 0 | 0 | 0 | 0 | 0 | 0 | 0 | 0 | 0 | 0 | 0 | 0 | 0 | 0 | 0 | 0 | 0 | 0 | 0 | 0 | 0 | 0 | 0 | 0 | 0 | 0 | 0 | 0 | 0 | 0 | 0 | 0 | 0 | 0 | 0 | 0 | 0 | 0 | 0 | 0 | 0 | 0 | 0 | 0 | 0 | 0 | 0 | 0 | 0 | 0 | 0 | 0 | 0 | 0 | 0 | 0 | 0 | 0 | 0 | 0 | 0 | 0 | 0 | 0 | 0 | 0 | 0 | 0 | 0 | 0 | 0 | 0 | 0 | 0 | 0 | 0 | 0 | 0 | 0 | 0 | 0 | 0 | 0 | 0 | 0 | 0 | 0 | 0 | 0 | 0 | 0 | 0 | 0 | 0 | 0 | 0 | 0 | 0 | 0 | 0 | 0 | 0 | 0 | 0 | 0 | 0 | 0 | 0 | 0 | 0 | 0 | 0 | 0 | 0 | 0 | 0 | 0 | 0 | 0 | 0 | 0 | 0 | 0 | 0 | 0 | 0 | 0 | 0 | 0 | 0 | 0 | 0 | 0 | 0 | 0 | 0 | 0 | 0 | 0 | 0 | 0 | 0 | 0 | 0 | 0 | 0 | 0 | 34
OR_Residential_LI - Single Family_Existing_Space Heating_Natural Gas_Furnace | OR | Residential | LI - Mobile Home | Existing | Secondary Heating | Natural Gas | Fireplace | A | ORE35 | Baseline (50% to 60% FE Rating) | Tier 1 (70% FE Rating) | 20 | 0 | 0 | 0 | 787.26 | 0 | 0 | 0 | 0.35 | 0.45 | 1 unit | 0% | 100% | Lost Opportunity | LO3Slow | 85% | n/a | 0% | 0 |  | 0 |  | 0 | AEG Estimate | ETO Fireplace Survey, 2013 | Calculated | Baseline (50% to 60% FE Rating) | Baseline (50% to 60% FE Rating) | Baseline (50% to 60% FE Rating) | Baseline (50% to 60% FE Rating) | Baseline (50% to 60% FE Rating) | Baseline (50% to 60% FE Rating) | Baseline (50% to 60% FE Rating) | Baseline (50% to 60% FE Rating) | Baseline (50% to 60% FE Rating) | Baseline (50% to 60% FE Rating) | Baseline (50% to 60% FE Rating) | Baseline (50% to 60% FE Rating) | Baseline (50% to 60% FE Rating) | Baseline (50% to 60% FE Rating) | Baseline (50% to 60% FE Rating) | Baseline (50% to 60% FE Rating) | Baseline (50% to 60% FE Rating) | Baseline (50% to 60% FE Rating) | Baseline (50% to 60% FE Rating) | Baseline (50% to 60% FE Rating) | Baseline (50% to 60% FE Rating) | Baseline (50% to 60% FE Rating) | Baseline (50% to 60% FE Rating) | Baseline (50% to 60% FE Rating) | Baseline (50% to 60% FE Rating) | Baseline (50% to 60% FE Rating) | Baseline (50% to 60% FE Rating) | Tier 1 (70% FE Rating) | Tier 1 (70% FE Rating) | Tier 1 (70% FE Rating) | Tier 1 (70% FE Rating) | Tier 1 (70% FE Rating) | Tier 1 (70% FE Rating) | Tier 1 (70% FE Rating) | Tier 1 (70% FE Rating) | Tier 1 (70% FE Rating) | Tier 1 (70% FE Rating) | Tier 1 (70% FE Rating) | Tier 1 (70% FE Rating) | Tier 1 (70% FE Rating) | Tier 1 (70% FE Rating) | Tier 1 (70% FE Rating) | Tier 1 (70% FE Rating) | Tier 1 (70% FE Rating) | Tier 1 (70% FE Rating) | Tier 1 (70% FE Rating) | Tier 1 (70% FE Rating) | Tier 1 (70% FE Rating) | Tier 1 (70% FE Rating) | Tier 1 (70% FE Rating) | Tier 1 (70% FE Rating) | Tier 1 (70% FE Rating) | Tier 1 (70% FE Rating) | Tier 1 (70% FE Rating) | 787.26 | 787.26 | 787.26 | 787.26 | 787.26 | 787.26 | 787.26 | 787.26 | 787.26 | 787.26 | 787.26 | 787.26 | 787.26 | 787.26 | 787.26 | 787.26 | 787.26 | 787.26 | 787.26 | 787.26 | 787.26 | 787.26 | 787.26 | 787.2629 | 787.2629 | 787.2629 | 787.2629 | 0 | 0 | 0 | 0 | 0 | 0 | 0 | 0 | 0 | 0 | 0 | 0 | 0 | 0 | 0 | 0 | 0 | 0 | 0 | 0 | 0 | 0 | 0 | 0 | 0 | 0 | 0 | 0 | 0 | 0 | 0 | 0 | 0 | 0 | 0 | 0 | 0 | 0 | 0 | 0 | 0 | 0 | 0 | 0 | 0 | 0 | 0 | 0 | 0 | 0 | 0 | 0 | 0 | 0 | 0 | 0 | 0 | 0 | 0 | 0 | 0 | 0 | 0 | 0 | 0 | 0 | 0 | 0 | 0 | 0 | 0 | 0 | 0 | 0 | 0 | 0 | 0 | 0 | 0 | 0 | 0 | 0 | 0 | 0 | 0 | 0 | 0 | 0 | 0 | 0 | 0 | 0 | 0 | 0 | 0 | 0 | 0 | 0 | 0 | 0 | 0 | 0 | 0 | 0 | 0 | 0 | 0 | 0 | 0 | 0 | 0 | 0 | 0 | 0 | 0 | 0 | 0 | 0 | 0 | 0 | 0 | 0 | 0 | 0 | 0 | 0 | 0 | 0 | 0 | 0 | 0 | 0 | 0 | 0 | 0 | 0 | 0 | 0 | 0 | 0 | 0 | 0 | 0 | 0 | 0 | 0 | 0 | 0 | 0 | 0 | 0 | 0 | 0 | 0 | 0 | 0 | 0 | 0 | 0 | 0 | 0 | 0 | 0 | 0 | 0 | 0 | 0 | 0 | 0 | 0 | 0 | 0 | 0 | 0 | 0 | 0 | 0 | 0 | 0 | 0 | 0 | 0 | 0 | 0 | 0 | 0 | 0 | 0 | 0 | 0 | 0 | 0 | 0 | 0 | 0 | 0 | 0 | 0 | 0 | 0 | 0 | 0 | 0 | 0 | 0 | 0 | 0 | 0 | 0 | 0 | 0 | 0 | 0 | 0 | 0 | 0 | 0 | 0 | 0 | 0 | 0 | 0 | 0 | 0 | 0 | 0 | 0 | 0 | 0 | 0 | 0 | 0 | 0 | 0 | 0 | 0 | 0 | 0 | 0 | 0 | 0 | 0 | 0 | 0 | 0 | 0 | 0 | 0 | 0 | 0 | 0 | 0 | 0 | 0 | 0 | 0 | 0 | 0 | 0 | 0 | 0 | 0 | 0 | 0 | 0 | 0 | 0 | 0 | 0 | 0 | 0 | 0 | 0 | 0 | 0 | 0 | 0 | 0 | 0 | 0 | 0 | 0 | 0 | 0 | 0 | 0 | 0 | 0 | 0 | 0 | 0 | 0 | 0 | 0 | 0 | 0 | 0 | 0 | 0 | 0 | 0 | 0 | 0 | 0 | 0 | 0 | 0 | 0 | 0 | 0 | 0 | 0 | 0 | 0 | 0 | 0 | 0 | 0 | 0 | 0 | 0 | 0 | 0 | 0 | 0 | 0 | 0 | 0 | 0 | 0 | 0 | 0 | 0 | 0 | 0 | 0 | 0 | 0 | 0 | 0 | 0 | 0 | 0 | 0 | 0 | 0 | 0 | 0 | 0 | 0 | 0 | 0 | 0 | 0 | 0 | 0 | 0 | 0 | 0 | 0 | 0 | 0 | 0 | 0 | 0 | 0 | 0 | 0 | 0 | 0 | 0 | 0 | 0 | 0 | 0 | 0 | 0 | 0 | 0 | 0 | 0 | 0 | 0 | 0 | 0 | 0 | 0 | 0 | 0 | 0 | 0 | 0 | 0 | 0 | 0 | 0 | 0 | 0 | 0 | 0 | 0 | 0 | 0 | 0 | 0 | 0 | 0 | 0 | 0 | 0 | 0 | 0 | 0 | 0 | 0 | 0 | 0 | 0 | 0 | 0 | 0 | 0 | 0 | 0 | 0 | 0 | 0 | 0 | 0 | 0 | 0 | 0 | 0 | 0 | 0 | 0 | 0 | 0 | 0 | 0 | 0 | 0 | 0 | 0 | 0 | 0 | 0 | 0 | 0 | 0 | 0 | 0 | 0 | 0 | 0 | 0 | 0 | 0 | 0 | 0 | 0 | 0 | 0 | 0 | 0 | 0 | 0 | 0 | 0 | 0 | 0 | 0 | 0 | 0 | 0 | 0 | 0 | 35
OR_Residential_LI - Mobile Home_Existing_Water Heating_Natural Gas_Water Heater (<= 55 Gal) | OR | Residential | LI - Mobile Home | Existing | Water Heating | Natural Gas | Water Heater (<= 55 Gal) | A | ORE36 | Baseline (UEF 0.58) | ENERGY STAR (3.2) - UEF 0.64 | 13 | 0 | 0 | 0 | 275.01 | 0 | 0 | 0 | 0.35 | 0.25 | 1 unit | 63.76% | 100% | Lost Opportunity | LO12Med | 85% | n/a | 0% | 0 |  | 0 |  | 0 | Avista TRM - G TANKLESS WH (0.82+) | EIA 2018 Tech Forecast | Calculated | Baseline (UEF 0.58) | Baseline (UEF 0.58) | Baseline (UEF 0.58) | Baseline (UEF 0.58) | Baseline (UEF 0.58) | Baseline (UEF 0.58) | Baseline (UEF 0.58) | Baseline (UEF 0.58) | Baseline (UEF 0.58) | Baseline (UEF 0.58) | Baseline (UEF 0.58) | Baseline (UEF 0.58) | Baseline (UEF 0.58) | Baseline (UEF 0.58) | Baseline (UEF 0.58) | Baseline (UEF 0.58) | Baseline (UEF 0.58) | Baseline (UEF 0.58) | Baseline (UEF 0.58) | Baseline (UEF 0.58) | Baseline (UEF 0.58) | Baseline (UEF 0.58) | Baseline (UEF 0.58) | Baseline (UEF 0.58) | Baseline (UEF 0.58) | Baseline (UEF 0.58) | Baseline (UEF 0.58) | ENERGY STAR (3.2) - UEF 0.64 | ENERGY STAR (3.2) - UEF 0.64 | ENERGY STAR (3.2) - UEF 0.64 | ENERGY STAR (3.2) - UEF 0.64 | ENERGY STAR (3.2) - UEF 0.64 | ENERGY STAR (3.2) - UEF 0.64 | ENERGY STAR (3.2) - UEF 0.64 | ENERGY STAR (3.2) - UEF 0.64 | ENERGY STAR (3.2) - UEF 0.64 | ENERGY STAR (3.2) - UEF 0.64 | ENERGY STAR (3.2) - UEF 0.64 | ENERGY STAR (3.2) - UEF 0.64 | ENERGY STAR (3.2) - UEF 0.64 | ENERGY STAR (3.2) - UEF 0.64 | ENERGY STAR (3.2) - UEF 0.64 | ENERGY STAR (3.2) - UEF 0.64 | ENERGY STAR (3.2) - UEF 0.64 | ENERGY STAR (3.2) - UEF 0.64 | ENERGY STAR (3.2) - UEF 0.64 | ENERGY STAR (3.2) - UEF 0.64 | ENERGY STAR (3.2) - UEF 0.64 | ENERGY STAR (3.2) - UEF 0.64 | ENERGY STAR (3.2) - UEF 0.64 | ENERGY STAR (3.2) - UEF 0.64 | ENERGY STAR (3.2) - UEF 0.64 | ENERGY STAR (3.2) - UEF 0.64 | ENERGY STAR (3.2) - UEF 0.64 | 275.01 | 275.01 | 275.01 | 275.01 | 275.01 | 275.01 | 275.01 | 275.01 | 275.01 | 275.01 | 275.01 | 275.01 | 275.01 | 275.01 | 275.01 | 275.01 | 275.01 | 275.01 | 275.01 | 275.01 | 275.01 | 275.01 | 275.01 | 275.0097 | 275.0097 | 275.0097 | 275.0097 | 0 | 0 | 0 | 0 | 0 | 0 | 0 | 0 | 0 | 0 | 0 | 0 | 0 | 0 | 0 | 0 | 0 | 0 | 0 | 0 | 0 | 0 | 0 | 0 | 0 | 0 | 0 | 0 | 0 | 0 | 0 | 0 | 0 | 0 | 0 | 0 | 0 | 0 | 0 | 0 | 0 | 0 | 0 | 0 | 0 | 0 | 0 | 0 | 0 | 0 | 0 | 0 | 0 | 0 | 0 | 0 | 0 | 0 | 0 | 0 | 0 | 0 | 0 | 0 | 0 | 0 | 0 | 0 | 0 | 0 | 0 | 0 | 0 | 0 | 0 | 0 | 0 | 52.9084 | 59.9257 | 65.858 | 70.8643 | 75.0803 | 78.6218 | 81.5877 | 84.0624 | 86.118 | 87.8159 | 81.0735 | 76.4506 | 73.4634 | 18.8158 | 10.9984 | 4.9595 | 0.34639 | 8.974 | 6.9297 | 5.1873 | 3.7027 | 1.3256 | 0 | 3.7152 | 6.6338 | 52.9084 | 112.8341 | 178.6921 | 249.5564 | 324.6367 | 403.2586 | 484.8463 | 568.9087 | 655.0267 | 742.8427 | 823.9162 | 900.3668 | 973.8302 | 992.646 | 1003.6445 | 1008.604 | 1008.9504 | 1017.9243 | 1024.8541 | 1030.0414 | 1033.7441 | 1035.0697 | 1035.0697 | 1038.7849 | 1045.4187 | 0 | 0 | 0 | 0 | 0 | 0 | 0 | 0 | 0 | 0 | 0 | 0 | 0 | 0 | 0 | 0 | 0 | 0 | 0 | 0 | 0 | 0 | 0 | 0 | 0 | 0 | 0 | 0 | 0 | 0 | 0 | 0 | 0 | 0 | 0 | 0 | 0 | 0 | 0 | 0 | 0 | 0 | 0 | 0 | 0 | 0 | 0 | 0 | 0 | 0 | 2.3556 | 5.4752 | 9.1529 | 13.2996 | 17.5781 | 21.7206 | 25.2906 | 28.325 | 30.8758 | 33.0004 | 31.5862 | 30.6297 | 30.0822 | 27.5215 | 24.4697 | 21.0676 | 17.0908 | 18.2944 | 14.7913 | 11.7435 | 9.2486 | 6.5601 | 3.9579 | 4.7131 | 4.94 | 2.3556 | 7.8309 | 16.9837 | 30.2833 | 47.8615 | 69.5821 | 94.8727 | 123.1977 | 154.0735 | 187.0739 | 218.6601 | 249.2898 | 279.372 | 306.8935 | 331.3632 | 352.4308 | 369.5216 | 387.816 | 402.6073 | 414.3508 | 423.5994 | 430.1595 | 434.1175 | 438.8306 | 443.7705 | 0 | 0 | 0 | 0 | 0 | 0 | 0 | 0 | 0 | 0 | 0 | 0 | 0 | 0 | 0 | 0 | 0 | 0 | 0 | 0 | 0 | 0 | 0 | 0 | 0 | 0 | 0 | 0 | 0 | 0 | 0 | 0 | 0 | 0 | 0 | 0 | 0 | 0 | 0 | 0 | 0 | 0 | 0 | 0 | 0 | 0 | 0 | 0 | 0 | 0 | 0 | 0 | 0 | 0 | 0 | 0 | 0 | 0 | 0 | 0 | 0 | 0 | 0 | 0 | 0 | 0 | 0 | 0 | 0 | 0 | 0 | 0 | 0 | 0 | 0 | 0 | 0 | 0 | 0 | 0 | 0 | 0 | 0 | 0 | 0 | 0 | 0 | 0 | 0 | 0 | 0 | 0 | 0 | 0 | 0 | 0 | 0 | 0 | 0 | 0 | 0 | 0 | 0 | 0 | 0 | 0 | 0 | 0 | 0 | 0 | 0 | 0 | 0 | 0 | 0 | 0 | 0 | 0 | 0 | 0 | 0 | 0 | 0 | 0 | 0 | 0 | 0 | 0 | 0 | 0 | 0 | 0 | 0 | 0 | 0 | 0 | 0 | 0 | 0 | 0 | 0 | 0 | 0 | 0 | 0 | 0 | 0 | 0 | 0 | 0 | 0 | 0 | 0 | 0 | 0 | 0 | 0 | 0 | 0 | 0 | 0 | 0 | 0 | 0 | 0 | 0 | 0 | 0 | 0 | 0 | 0 | 0 | 0 | 0 | 0 | 0 | 0 | 0 | 0 | 0 | 0 | 0 | 0 | 0 | 0 | 0 | 0 | 0 | 0 | 0 | 0 | 0 | 0 | 0 | 0 | 0 | 0 | 0 | 0 | 0 | 0 | 0 | 0 | 0 | 0 | 0 | 0 | 0 | 0 | 0 | 0 | 0 | 0 | 0 | 0 | 0 | 0 | 0 | 0 | 0 | 0 | 0 | 0 | 0 | 0 | 0 | 0 | 0 | 0 | 0 | 0 | 0 | 0 | 0 | 0 | 0 | 0 | 0 | 0 | 0 | 0 | 0 | 0 | 0 | 0 | 0 | 0 | 0 | 0 | 0 | 36
OR_Residential_LI - Single Family_Existing_Space Heating_Natural Gas_Furnace | OR | Residential | LI - Mobile Home | Existing | Water Heating | Natural Gas | Water Heater (> 55 Gal) | A | ORE37 | Standard (UEF 0.76) | ENERGY STAR (3.2) - UEF 0.78 | 13 | 0 | 0 | 0 | 316.26 | 0 | 0 | 0 | 0.35 | 0.25 | 1 unit | 0% | 100% | Lost Opportunity | LO12Med | 85% | n/a | 0% | 0 |  | 0 |  | 0 | Same as small WH | Scaled from small WH | Calculated | Standard (UEF 0.76) | Standard (UEF 0.76) | Standard (UEF 0.76) | Standard (UEF 0.76) | Standard (UEF 0.76) | Standard (UEF 0.76) | Standard (UEF 0.76) | Standard (UEF 0.76) | Standard (UEF 0.76) | Standard (UEF 0.76) | Standard (UEF 0.76) | Standard (UEF 0.76) | Standard (UEF 0.76) | Standard (UEF 0.76) | Standard (UEF 0.76) | Standard (UEF 0.76) | Standard (UEF 0.76) | Standard (UEF 0.76) | Standard (UEF 0.76) | Standard (UEF 0.76) | Standard (UEF 0.76) | Standard (UEF 0.76) | Standard (UEF 0.76) | Standard (UEF 0.76) | Standard (UEF 0.76) | Standard (UEF 0.76) | Standard (UEF 0.76) | ENERGY STAR (3.2) - UEF 0.78 | ENERGY STAR (3.2) - UEF 0.78 | ENERGY STAR (3.2) - UEF 0.78 | ENERGY STAR (3.2) - UEF 0.78 | ENERGY STAR (3.2) - UEF 0.78 | ENERGY STAR (3.2) - UEF 0.78 | ENERGY STAR (3.2) - UEF 0.78 | ENERGY STAR (3.2) - UEF 0.78 | ENERGY STAR (3.2) - UEF 0.78 | ENERGY STAR (3.2) - UEF 0.78 | ENERGY STAR (3.2) - UEF 0.78 | ENERGY STAR (3.2) - UEF 0.78 | ENERGY STAR (3.2) - UEF 0.78 | ENERGY STAR (3.2) - UEF 0.78 | ENERGY STAR (3.2) - UEF 0.78 | ENERGY STAR (3.2) - UEF 0.78 | ENERGY STAR (3.2) - UEF 0.78 | ENERGY STAR (3.2) - UEF 0.78 | ENERGY STAR (3.2) - UEF 0.78 | ENERGY STAR (3.2) - UEF 0.78 | ENERGY STAR (3.2) - UEF 0.78 | ENERGY STAR (3.2) - UEF 0.78 | ENERGY STAR (3.2) - UEF 0.78 | ENERGY STAR (3.2) - UEF 0.78 | ENERGY STAR (3.2) - UEF 0.78 | ENERGY STAR (3.2) - UEF 0.78 | ENERGY STAR (3.2) - UEF 0.78 | 316.26 | 316.26 | 316.26 | 316.26 | 316.26 | 316.26 | 316.26 | 316.26 | 316.26 | 316.26 | 316.26 | 316.26 | 316.26 | 316.26 | 316.26 | 316.26 | 316.26 | 316.26 | 316.26 | 316.26 | 316.26 | 316.26 | 316.26 | 316.2611 | 316.2611 | 316.2611 | 316.2611 | 0 | 0 | 0 | 0 | 0 | 0 | 0 | 0 | 0 | 0 | 0 | 0 | 0 | 0 | 0 | 0 | 0 | 0 | 0 | 0 | 0 | 0 | 0 | 0 | 0 | 0 | 0 | 0 | 0 | 0 | 0 | 0 | 0 | 0 | 0 | 0 | 0 | 0 | 0 | 0 | 0 | 0 | 0 | 0 | 0 | 0 | 0 | 0 | 0 | 0 | 0 | 0 | 0 | 0 | 0 | 0 | 0 | 0 | 0 | 0 | 0 | 0 | 0 | 0 | 0 | 0 | 0 | 0 | 0 | 0 | 0 | 0 | 0 | 0 | 0 | 0 | 0 | 0 | 0 | 0 | 0 | 0 | 0 | 0 | 0 | 0 | 0 | 0 | 0 | 0 | 0 | 0 | 0 | 0 | 0 | 0 | 0 | 0 | 0 | 0 | 0 | 0 | 0 | 0 | 0 | 0 | 0 | 0 | 0 | 0 | 0 | 0 | 0 | 0 | 0 | 0 | 0 | 0 | 0 | 0 | 0 | 0 | 0 | 0 | 0 | 0 | 0 | 0 | 0 | 0 | 0 | 0 | 0 | 0 | 0 | 0 | 0 | 0 | 0 | 0 | 0 | 0 | 0 | 0 | 0 | 0 | 0 | 0 | 0 | 0 | 0 | 0 | 0 | 0 | 0 | 0 | 0 | 0 | 0 | 0 | 0 | 0 | 0 | 0 | 0 | 0 | 0 | 0 | 0 | 0 | 0 | 0 | 0 | 0 | 0 | 0 | 0 | 0 | 0 | 0 | 0 | 0 | 0 | 0 | 0 | 0 | 0 | 0 | 0 | 0 | 0 | 0 | 0 | 0 | 0 | 0 | 0 | 0 | 0 | 0 | 0 | 0 | 0 | 0 | 0 | 0 | 0 | 0 | 0 | 0 | 0 | 0 | 0 | 0 | 0 | 0 | 0 | 0 | 0 | 0 | 0 | 0 | 0 | 0 | 0 | 0 | 0 | 0 | 0 | 0 | 0 | 0 | 0 | 0 | 0 | 0 | 0 | 0 | 0 | 0 | 0 | 0 | 0 | 0 | 0 | 0 | 0 | 0 | 0 | 0 | 0 | 0 | 0 | 0 | 0 | 0 | 0 | 0 | 0 | 0 | 0 | 0 | 0 | 0 | 0 | 0 | 0 | 0 | 0 | 0 | 0 | 0 | 0 | 0 | 0 | 0 | 0 | 0 | 0 | 0 | 0 | 0 | 0 | 0 | 0 | 0 | 0 | 0 | 0 | 0 | 0 | 0 | 0 | 0 | 0 | 0 | 0 | 0 | 0 | 0 | 0 | 0 | 0 | 0 | 0 | 0 | 0 | 0 | 0 | 0 | 0 | 0 | 0 | 0 | 0 | 0 | 0 | 0 | 0 | 0 | 0 | 0 | 0 | 0 | 0 | 0 | 0 | 0 | 0 | 0 | 0 | 0 | 0 | 0 | 0 | 0 | 0 | 0 | 0 | 0 | 0 | 0 | 0 | 0 | 0 | 0 | 0 | 0 | 0 | 0 | 0 | 0 | 0 | 0 | 0 | 0 | 0 | 0 | 0 | 0 | 0 | 0 | 0 | 0 | 0 | 0 | 0 | 0 | 0 | 0 | 0 | 0 | 0 | 0 | 0 | 0 | 0 | 0 | 0 | 0 | 0 | 0 | 0 | 0 | 0 | 0 | 0 | 0 | 0 | 0 | 0 | 0 | 0 | 0 | 0 | 0 | 0 | 0 | 0 | 0 | 0 | 0 | 0 | 0 | 0 | 0 | 0 | 0 | 0 | 0 | 0 | 0 | 0 | 0 | 0 | 0 | 0 | 0 | 0 | 0 | 0 | 0 | 0 | 0 | 0 | 0 | 0 | 0 | 0 | 0 | 0 | 0 | 0 | 0 | 0 | 0 | 0 | 0 | 0 | 0 | 0 | 0 | 0 | 0 | 0 | 0 | 0 | 0 | 0 | 0 | 0 | 0 | 0 | 0 | 0 | 0 | 0 | 0 | 0 | 0 | 0 | 0 | 0 | 0 | 0 | 0 | 0 | 0 | 0 | 0 | 0 | 0 | 0 | 0 | 0 | 0 | 0 | 37
OR_Residential_LI - Single Family_Existing_Space Heating_Natural Gas_Furnace | OR | Residential | LI - Mobile Home | Existing | Appliances | Natural Gas | Clothes Dryer | A | ORE38 | Standard | NEEA/ENERGY STAR (CE >60%) | 12 | 0 | 0 | 0 | 51.15 | 0 | 0 | 0 | 0.35 | 0.45 | 1 units | 19.09% | 100% | Lost Opportunity | LO3Slow | 85% | n/a | 0% | 0 |  | 0 |  | 0 | RTF Workbook - ResClothesDryers_v5.0 | RTF Workbook - ResClothesDryers_v5.0 | RTF Workbook - ResClothesDryers_v5.0 | Standard | Standard | Standard | Standard | Standard | Standard | Standard | Standard | Standard | Standard | Standard | Standard | Standard | Standard | Standard | Standard | Standard | Standard | Standard | Standard | Standard | Standard | Standard | Standard | Standard | Standard | Standard | NEEA/ENERGY STAR (CE >60%) | NEEA/ENERGY STAR (CE >60%) | NEEA/ENERGY STAR (CE >60%) | NEEA/ENERGY STAR (CE >60%) | NEEA/ENERGY STAR (CE >60%) | NEEA/ENERGY STAR (CE >60%) | NEEA/ENERGY STAR (CE >60%) | NEEA/ENERGY STAR (CE >60%) | NEEA/ENERGY STAR (CE >60%) | NEEA/ENERGY STAR (CE >60%) | NEEA/ENERGY STAR (CE >60%) | NEEA/ENERGY STAR (CE >60%) | NEEA/ENERGY STAR (CE >60%) | NEEA/ENERGY STAR (CE >60%) | NEEA/ENERGY STAR (CE >60%) | NEEA/ENERGY STAR (CE >60%) | NEEA/ENERGY STAR (CE >60%) | NEEA/ENERGY STAR (CE >60%) | NEEA/ENERGY STAR (CE >60%) | NEEA/ENERGY STAR (CE >60%) | NEEA/ENERGY STAR (CE >60%) | NEEA/ENERGY STAR (CE >60%) | NEEA/ENERGY STAR (CE >60%) | NEEA/ENERGY STAR (CE >60%) | NEEA/ENERGY STAR (CE >60%) | NEEA/ENERGY STAR (CE >60%) | NEEA/ENERGY STAR (CE >60%) | 51.15 | 51.15 | 51.15 | 51.15 | 51.15 | 51.15 | 51.15 | 51.15 | 51.15 | 51.15 | 51.15 | 51.15 | 51.15 | 51.15 | 51.15 | 51.15 | 51.15 | 51.15 | 51.15 | 51.15 | 51.15 | 51.15 | 51.15 | 51.1451 | 51.1451 | 51.1451 | 51.1451 | 0 | 0 | 0 | 0 | 0 | 0 | 0 | 0 | 0 | 0 | 0 | 0 | 0 | 0 | 0 | 0 | 0 | 0 | 0 | 0 | 0 | 0 | 0 | 0 | 0 | 0 | 0 | 0 | 0 | 0 | 0 | 0 | 0 | 0 | 0 | 0 | 0 | 0 | 0 | 0 | 0 | 0 | 0 | 0 | 0 | 0 | 0 | 0 | 0 | 0 | 0 | 0 | 0 | 0 | 0 | 0 | 0 | 0 | 0 | 0 | 0 | 0 | 0 | 0 | 0 | 0 | 0 | 0 | 0 | 0 | 0 | 0 | 0 | 0 | 0 | 0 | 0 | 17.4502 | 19.8405 | 21.8885 | 23.6429 | 25.1458 | 26.4331 | 27.5357 | 28.48 | 29.2886 | 27.1923 | 25.7938 | 24.9363 | 7.0433 | 4.5238 | 2.5795 | 1.0976 | 4.2467 | 3.6313 | 3.1039 | 2.2541 | 1.2417 | 2.968 | 3.9236 | 4.3295 | 4.3541 | 17.4502 | 37.2907 | 59.1792 | 82.8221 | 107.9679 | 134.401 | 161.9367 | 190.4167 | 219.7053 | 246.8976 | 272.6914 | 297.6277 | 304.671 | 309.1948 | 311.7743 | 312.8719 | 317.1186 | 320.7499 | 323.8537 | 326.1078 | 327.3496 | 330.3175 | 334.2411 | 338.5706 | 342.9247 | 0 | 0 | 0 | 0 | 0 | 0 | 0 | 0 | 0 | 0 | 0 | 0 | 0 | 0 | 0 | 0 | 0 | 0 | 0 | 0 | 0 | 0 | 0 | 0 | 0 | 0 | 0 | 0 | 0 | 0 | 0 | 0 | 0 | 0 | 0 | 0 | 0 | 0 | 0 | 0 | 0 | 0 | 0 | 0 | 0 | 0 | 0 | 0 | 0 | 0 | 0.082055 | 0.23995 | 0.58829 | 1.2471 | 2.3383 | 3.9472 | 6.0863 | 8.6776 | 11.5625 | 13.1848 | 14.6756 | 16.0223 | 17.1398 | 18.0393 | 18.6184 | 18.7748 | 21.9247 | 21.1804 | 19.7144 | 17.3419 | 14.3882 | 12.4515 | 10.5843 | 8.8536 | 7.2985 | 0.082055 | 0.322 | 0.91029 | 2.1574 | 4.4957 | 8.4429 | 14.5292 | 23.2068 | 34.7693 | 47.9541 | 62.6297 | 78.652 | 95.7918 | 113.8311 | 132.4494 | 151.2243 | 173.149 | 194.3294 | 214.0438 | 231.3857 | 245.7739 | 258.2254 | 268.8097 | 277.6633 | 284.9618 | 0 | 0 | 0 | 0 | 0 | 0 | 0 | 0 | 0 | 0 | 0 | 0 | 0 | 0 | 0 | 0 | 0 | 0 | 0 | 0 | 0 | 0 | 0 | 0 | 0 | 0 | 0 | 0 | 0 | 0 | 0 | 0 | 0 | 0 | 0 | 0 | 0 | 0 | 0 | 0 | 0 | 0 | 0 | 0 | 0 | 0 | 0 | 0 | 0 | 0 | 0 | 0 | 0 | 0 | 0 | 0 | 0 | 0 | 0 | 0 | 0 | 0 | 0 | 0 | 0 | 0 | 0 | 0 | 0 | 0 | 0 | 0 | 0 | 0 | 0 | 0 | 0 | 0 | 0 | 0 | 0 | 0 | 0 | 0 | 0 | 0 | 0 | 0 | 0 | 0 | 0 | 0 | 0 | 0 | 0 | 0 | 0 | 0 | 0 | 0 | 0 | 0 | 0 | 0 | 0 | 0 | 0 | 0 | 0 | 0 | 0 | 0 | 0 | 0 | 0 | 0 | 0 | 0 | 0 | 0 | 0 | 0 | 0 | 0 | 0 | 0 | 0 | 0 | 0 | 0 | 0 | 0 | 0 | 0 | 0 | 0 | 0 | 0 | 0 | 0 | 0 | 0 | 0 | 0 | 0 | 0 | 0 | 0 | 0 | 0 | 0 | 0 | 0 | 0 | 0 | 0 | 0 | 0 | 0 | 0 | 0 | 0 | 0 | 0 | 0 | 0 | 0 | 0 | 0 | 0 | 0 | 0 | 0 | 0 | 0 | 0 | 0 | 0 | 0 | 0 | 0 | 0 | 0 | 0 | 0 | 0 | 0 | 0 | 0 | 0 | 0 | 0 | 0 | 0 | 0 | 0 | 0 | 0 | 0 | 0 | 0 | 0 | 0 | 0 | 0 | 0 | 0 | 0 | 0 | 0 | 0 | 0 | 0 | 0 | 0 | 0 | 0 | 0 | 0 | 0 | 0 | 0 | 0 | 0 | 0 | 0 | 0 | 0 | 0 | 0 | 0 | 0 | 0 | 0 | 0 | 0 | 0 | 0 | 0 | 0 | 0 | 0 | 0 | 0 | 0 | 0 | 0 | 0 | 0 | 0 | 38
OR_Residential_LI - Single Family_Existing_Space Heating_Natural Gas_Furnace | OR | Residential | LI - Mobile Home | Existing | Appliances | Natural Gas | Stove/Oven | A | ORE39 | EF 0.399 | High Efficiency (730 + 1660 IAEC) | 12 | 0 | 0 | 0 | 52.5 | 0 | 0 | 0 | 0.35 | 0.45 | 1 units | 56.78% | 100% | Lost Opportunity | LO20Fast | 85% | n/a | 0% | 0 |  | 0 |  | 0 | EIA 2018 Appendix A | EIA 2018 Appendix A | EIA 2018 Appendix A | EF 0.399 | EF 0.399 | EF 0.399 | EF 0.399 | EF 0.399 | EF 0.399 | EF 0.399 | EF 0.399 | EF 0.399 | EF 0.399 | EF 0.399 | EF 0.399 | EF 0.399 | EF 0.399 | EF 0.399 | EF 0.399 | EF 0.399 | EF 0.399 | EF 0.399 | EF 0.399 | EF 0.399 | EF 0.399 | EF 0.399 | EF 0.399 | EF 0.399 | EF 0.399 | EF 0.399 | High Efficiency (730 + 1660 IAEC) | High Efficiency (730 + 1660 IAEC) | High Efficiency (730 + 1660 IAEC) | High Efficiency (730 + 1660 IAEC) | High Efficiency (730 + 1660 IAEC) | High Efficiency (730 + 1660 IAEC) | High Efficiency (730 + 1660 IAEC) | High Efficiency (730 + 1660 IAEC) | High Efficiency (730 + 1660 IAEC) | High Efficiency (730 + 1660 IAEC) | High Efficiency (730 + 1660 IAEC) | High Efficiency (730 + 1660 IAEC) | High Efficiency (730 + 1660 IAEC) | High Efficiency (730 + 1660 IAEC) | High Efficiency (730 + 1660 IAEC) | High Efficiency (730 + 1660 IAEC) | High Efficiency (730 + 1660 IAEC) | High Efficiency (730 + 1660 IAEC) | High Efficiency (730 + 1660 IAEC) | High Efficiency (730 + 1660 IAEC) | High Efficiency (730 + 1660 IAEC) | High Efficiency (730 + 1660 IAEC) | High Efficiency (730 + 1660 IAEC) | High Efficiency (730 + 1660 IAEC) | High Efficiency (730 + 1660 IAEC) | High Efficiency (730 + 1660 IAEC) | High Efficiency (730 + 1660 IAEC) | 52.5 | 52.5 | 52.5 | 52.5 | 52.5 | 52.5 | 52.5 | 52.5 | 52.5 | 52.5 | 52.5 | 52.5 | 52.5 | 52.5 | 52.5 | 52.5 | 52.5 | 52.5 | 52.5 | 52.5 | 52.5 | 52.5 | 52.5 | 52.5019 | 52.5019 | 52.5019 | 52.5019 | 0 | 0 | 0 | 0 | 0 | 0 | 0 | 0 | 0 | 0 | 0 | 0 | 0 | 0 | 0 | 0 | 0 | 0 | 0 | 0 | 0 | 0 | 0 | 0 | 0 | 0 | 0 | 0 | 0 | 0 | 0 | 0 | 0 | 0 | 0 | 0 | 0 | 0 | 0 | 0 | 0 | 0 | 0 | 0 | 0 | 0 | 0 | 0 | 0 | 0 | 0 | 0 | 0 | 0 | 0 | 0 | 0 | 0 | 0 | 0 | 0 | 0 | 0 | 0 | 0 | 0 | 0 | 0 | 0 | 0 | 0 | 0 | 0 | 0 | 0 | 0 | 0 | 67.421 | 76.3485 | 83.5806 | 89.5757 | 94.4403 | 98.4251 | 101.6526 | 104.2382 | 106.2796 | 97.8281 | 92.0021 | 88.1817 | 18.4532 | 8.3413 | 0.74118 | 0 | 5.125 | 2.5443 | 0.36735 | 0 | 0 | 0.038088 | 3.6012 | 5.1624 | 5.3481 | 67.421 | 143.7695 | 227.3502 | 316.9258 | 411.3662 | 509.7912 | 611.4438 | 715.682 | 821.9616 | 919.7897 | 1011.7918 | 1099.9735 | 1118.4267 | 1126.768 | 1127.5092 | 1127.5092 | 1132.6342 | 1135.1785 | 1135.5459 | 1135.5459 | 1135.5459 | 1135.584 | 1139.1852 | 1144.3477 | 1149.6957 | 0 | 0 | 0 | 0 | 0 | 0 | 0 | 0 | 0 | 0 | 0 | 0 | 0 | 0 | 0 | 0 | 0 | 0 | 0 | 0 | 0 | 0 | 0 | 0 | 0 | 0 | 0 | 0 | 0 | 0 | 0 | 0 | 0 | 0 | 0 | 0 | 0 | 0 | 0 | 0 | 0 | 0 | 0 | 0 | 0 | 0 | 0 | 0 | 0 | 0 | 12.6765 | 24.4167 | 34.3548 | 43.1834 | 51.4077 | 58.8787 | 65.5006 | 71.2535 | 76.1646 | 72.822 | 70.6151 | 69.2727 | 55.9893 | 44.2281 | 34.7099 | 26.6131 | 31.3171 | 25.5721 | 20.2625 | 14.641 | 8.7695 | 10.3642 | 10.6477 | 10.0699 | 8.8732 | 12.6765 | 37.0932 | 71.4479 | 114.6314 | 166.0391 | 224.9178 | 290.4184 | 361.6719 | 437.8365 | 510.6585 | 581.2736 | 650.5463 | 706.5356 | 750.7637 | 785.4736 | 812.0868 | 843.4038 | 868.9759 | 889.2384 | 903.8794 | 912.6489 | 923.0131 | 933.6609 | 943.7307 | 952.6039 | 0 | 0 | 0 | 0 | 0 | 0 | 0 | 0 | 0 | 0 | 0 | 0 | 0 | 0 | 0 | 0 | 0 | 0 | 0 | 0 | 0 | 0 | 0 | 0 | 0 | 0 | 0 | 0 | 0 | 0 | 0 | 0 | 0 | 0 | 0 | 0 | 0 | 0 | 0 | 0 | 0 | 0 | 0 | 0 | 0 | 0 | 0 | 0 | 0 | 0 | 0 | 0 | 0 | 0 | 0 | 0 | 0 | 0 | 0 | 0 | 0 | 0 | 0 | 0 | 0 | 0 | 0 | 0 | 0 | 0 | 0 | 0 | 0 | 0 | 0 | 0 | 0 | 0 | 0 | 0 | 0 | 0 | 0 | 0 | 0 | 0 | 0 | 0 | 0 | 0 | 0 | 0 | 0 | 0 | 0 | 0 | 0 | 0 | 0 | 0 | 0 | 0 | 0 | 0 | 0 | 0 | 0 | 0 | 0 | 0 | 0 | 0 | 0 | 0 | 0 | 0 | 0 | 0 | 0 | 0 | 0 | 0 | 0 | 0 | 0 | 0 | 0 | 0 | 0 | 0 | 0 | 0 | 0 | 0 | 0 | 0 | 0 | 0 | 0 | 0 | 0 | 0 | 0 | 0 | 0 | 0 | 0 | 0 | 0 | 0 | 0 | 0 | 0 | 0 | 0 | 0 | 0 | 0 | 0 | 0 | 0 | 0 | 0 | 0 | 0 | 0 | 0 | 0 | 0 | 0 | 18.7874 | 31.2982 | 39.2966 | 45.0002 | 49.656 | 0 | 0 | 0 | 0 | 0 | 0 | 0 | 0 | 0 | 0 | 0 | 0 | 0 | 0 | 0 | 0 | 0 | 0 | 0 | 0 | 18.7874 | 50.0855 | 89.3821 | 134.3823 | 184.0383 | 0 | 0 | 0 | 0 | 0 | 0 | 0 | 0 | 0 | 0 | 0 | 0 | 0 | 0 | 0 | 0 | 0 | 0 | 0 | 0 | 0 | 0 | 0 | 0 | 0 | 0 | 0 | 0 | 0 | 0 | 0 | 0 | 0 | 0 | 0 | 0 | 0 | 0 | 0 | 0 | 0 | 0 | 0 | 0 | 0 | 0 | 0 | 0 | 0 | 0 | 39
OR_Residential_LI - Single Family_Existing_Space Heating_Natural Gas_Furnace | OR | Residential | LI - Mobile Home | Existing | Miscellaneous | Natural Gas | Pool Heater | A | ORE40 | Standard (EF 0.82) | High Efficiency (EF 0.84) | 10 | 0 | 0 | 0 | 631.37 | 0 | 0 | 0 | 0.35 | 0.45 | 1 units | 0% | 100% | Lost Opportunity | LO12Med | 85% | n/a | 0% | 0 |  | 0 |  | 0 | CA eTRM - Pool Heater, Residential | CA eTRM - Pool Heater, Residential | CA eTRM - Pool Heater, Residential | Standard (EF 0.82) | Standard (EF 0.82) | Standard (EF 0.82) | Standard (EF 0.82) | Standard (EF 0.82) | Standard (EF 0.82) | Standard (EF 0.82) | Standard (EF 0.82) | Standard (EF 0.82) | Standard (EF 0.82) | Standard (EF 0.82) | Standard (EF 0.82) | Standard (EF 0.82) | Standard (EF 0.82) | Standard (EF 0.82) | Standard (EF 0.82) | Standard (EF 0.82) | Standard (EF 0.82) | Standard (EF 0.82) | Standard (EF 0.82) | Standard (EF 0.82) | Standard (EF 0.82) | Standard (EF 0.82) | Standard (EF 0.82) | Standard (EF 0.82) | Standard (EF 0.82) | Standard (EF 0.82) | High Efficiency (EF 0.84) | High Efficiency (EF 0.84) | High Efficiency (EF 0.84) | High Efficiency (EF 0.84) | High Efficiency (EF 0.84) | High Efficiency (EF 0.84) | High Efficiency (EF 0.84) | High Efficiency (EF 0.84) | High Efficiency (EF 0.84) | High Efficiency (EF 0.84) | High Efficiency (EF 0.84) | High Efficiency (EF 0.84) | High Efficiency (EF 0.84) | High Efficiency (EF 0.84) | High Efficiency (EF 0.84) | High Efficiency (EF 0.84) | High Efficiency (EF 0.84) | High Efficiency (EF 0.84) | High Efficiency (EF 0.84) | High Efficiency (EF 0.84) | High Efficiency (EF 0.84) | High Efficiency (EF 0.84) | High Efficiency (EF 0.84) | High Efficiency (EF 0.84) | High Efficiency (EF 0.84) | High Efficiency (EF 0.84) | High Efficiency (EF 0.84) | 631.37 | 631.37 | 631.37 | 631.37 | 631.37 | 631.37 | 631.37 | 631.37 | 631.37 | 631.37 | 631.37 | 631.37 | 631.37 | 631.37 | 631.37 | 631.37 | 631.37 | 631.37 | 631.37 | 631.37 | 631.37 | 631.37 | 631.37 | 631.368 | 631.368 | 631.368 | 631.368 | 0 | 0 | 0 | 0 | 0 | 0 | 0 | 0 | 0 | 0 | 0 | 0 | 0 | 0 | 0 | 0 | 0 | 0 | 0 | 0 | 0 | 0 | 0 | 0 | 0 | 0 | 0 | 0 | 0 | 0 | 0 | 0 | 0 | 0 | 0 | 0 | 0 | 0 | 0 | 0 | 0 | 0 | 0 | 0 | 0 | 0 | 0 | 0 | 0 | 0 | 0 | 0 | 0 | 0 | 0 | 0 | 0 | 0 | 0 | 0 | 0 | 0 | 0 | 0 | 0 | 0 | 0 | 0 | 0 | 0 | 0 | 0 | 0 | 0 | 0 | 0 | 0 | 0 | 0 | 0 | 0 | 0 | 0 | 0 | 0 | 0 | 0 | 0 | 0 | 0 | 0 | 0 | 0 | 0 | 0 | 0 | 0 | 0 | 0 | 0 | 0 | 0 | 0 | 0 | 0 | 0 | 0 | 0 | 0 | 0 | 0 | 0 | 0 | 0 | 0 | 0 | 0 | 0 | 0 | 0 | 0 | 0 | 0 | 0 | 0 | 0 | 0 | 0 | 0 | 0 | 0 | 0 | 0 | 0 | 0 | 0 | 0 | 0 | 0 | 0 | 0 | 0 | 0 | 0 | 0 | 0 | 0 | 0 | 0 | 0 | 0 | 0 | 0 | 0 | 0 | 0 | 0 | 0 | 0 | 0 | 0 | 0 | 0 | 0 | 0 | 0 | 0 | 0 | 0 | 0 | 0 | 0 | 0 | 0 | 0 | 0 | 0 | 0 | 0 | 0 | 0 | 0 | 0 | 0 | 0 | 0 | 0 | 0 | 0 | 0 | 0 | 0 | 0 | 0 | 0 | 0 | 0 | 0 | 0 | 0 | 0 | 0 | 0 | 0 | 0 | 0 | 0 | 0 | 0 | 0 | 0 | 0 | 0 | 0 | 0 | 0 | 0 | 0 | 0 | 0 | 0 | 0 | 0 | 0 | 0 | 0 | 0 | 0 | 0 | 0 | 0 | 0 | 0 | 0 | 0 | 0 | 0 | 0 | 0 | 0 | 0 | 0 | 0 | 0 | 0 | 0 | 0 | 0 | 0 | 0 | 0 | 0 | 0 | 0 | 0 | 0 | 0 | 0 | 0 | 0 | 0 | 0 | 0 | 0 | 0 | 0 | 0 | 0 | 0 | 0 | 0 | 0 | 0 | 0 | 0 | 0 | 0 | 0 | 0 | 0 | 0 | 0 | 0 | 0 | 0 | 0 | 0 | 0 | 0 | 0 | 0 | 0 | 0 | 0 | 0 | 0 | 0 | 0 | 0 | 0 | 0 | 0 | 0 | 0 | 0 | 0 | 0 | 0 | 0 | 0 | 0 | 0 | 0 | 0 | 0 | 0 | 0 | 0 | 0 | 0 | 0 | 0 | 0 | 0 | 0 | 0 | 0 | 0 | 0 | 0 | 0 | 0 | 0 | 0 | 0 | 0 | 0 | 0 | 0 | 0 | 0 | 0 | 0 | 0 | 0 | 0 | 0 | 0 | 0 | 0 | 0 | 0 | 0 | 0 | 0 | 0 | 0 | 0 | 0 | 0 | 0 | 0 | 0 | 0 | 0 | 0 | 0 | 0 | 0 | 0 | 0 | 0 | 0 | 0 | 0 | 0 | 0 | 0 | 0 | 0 | 0 | 0 | 0 | 0 | 0 | 0 | 0 | 0 | 0 | 0 | 0 | 0 | 0 | 0 | 0 | 0 | 0 | 0 | 0 | 0 | 0 | 0 | 0 | 0 | 0 | 0 | 0 | 0 | 0 | 0 | 0 | 0 | 0 | 0 | 0 | 0 | 0 | 0 | 0 | 0 | 0 | 0 | 0 | 0 | 0 | 0 | 0 | 0 | 0 | 0 | 0 | 0 | 0 | 0 | 0 | 0 | 0 | 0 | 0 | 0 | 0 | 0 | 0 | 0 | 0 | 0 | 0 | 0 | 0 | 0 | 0 | 0 | 0 | 0 | 0 | 0 | 0 | 0 | 0 | 0 | 0 | 0 | 0 | 0 | 0 | 0 | 0 | 0 | 0 | 0 | 0 | 0 | 0 | 0 | 0 | 0 | 0 | 40
OR_Residential_LI - Single Family_Existing_Space Heating_Natural Gas_Furnace | OR | Residential | LI - Mobile Home | New | Space Heating | Natural Gas | Furnace | A | ORE41 | AFUE 80% | AFUE 90% | 20 | 0 | 0 | 0 | 199.62 | -0.22 | 0 | 0 | 1 | 0.25 | 80 kBTU/hr | 78.9% | 100% | Lost Opportunity | LO50Fast | 85% | n/a | 0% | 0 |  | 0 |  | 0 | Avista TRM- High Efficiency Wall Furnace (AFUE 90%) | 2022 DOE TSD - EERE-2014-BT-STD-0031-0320 | BEST | AFUE 80% | AFUE 80% | AFUE 80% | AFUE 90% | AFUE 90% | AFUE 90% | AFUE 90% | AFUE 90% | AFUE 90% | AFUE 90% | AFUE 90% | AFUE 90% | AFUE 90% | AFUE 90% | AFUE 90% | AFUE 90% | AFUE 90% | AFUE 90% | AFUE 90% | AFUE 90% | AFUE 90% | AFUE 90% | AFUE 90% | AFUE 90% | AFUE 90% | AFUE 90% | AFUE 90% | AFUE 90% | AFUE 90% | AFUE 90% | AFUE 98% | AFUE 98% | AFUE 98% | AFUE 98% | AFUE 98% | AFUE 98% | AFUE 98% | AFUE 98% | AFUE 98% | AFUE 98% | AFUE 98% | AFUE 98% | AFUE 98% | AFUE 98% | AFUE 98% | AFUE 98% | AFUE 98% | AFUE 98% | AFUE 98% | AFUE 98% | AFUE 98% | AFUE 98% | AFUE 98% | AFUE 98% | 465.38 | 465.38 | 465.38 | 199.62 | 199.62 | 199.62 | 199.62 | 199.62 | 199.62 | 199.62 | 199.62 | 199.62 | 199.62 | 199.62 | 199.62 | 199.62 | 199.62 | 199.62 | 199.62 | 199.62 | 199.62 | 199.62 | 199.62 | 199.6243 | 199.6243 | 199.6243 | 199.6243 | 0 | 0 | 0 | 0 | 0 | 0 | 0 | 0 | 0 | 0 | 0 | 0 | 0 | 0 | 0 | 0 | 0 | 0 | 0 | 0 | 0 | 0 | 0 | 0 | 0 | 0 | 0 | 0 | 0 | 0 | 0 | 0 | 0 | 0 | 0 | 0 | 0 | 0 | 0 | 0 | 0 | 0 | 0 | 0 | 0 | 0 | 0 | 0 | 0 | 0 | 0 | 0 | 0 | 0 | 0 | 0 | 0 | 0 | 0 | 0 | 0 | 0 | 0 | 0 | 0 | 0 | 0 | 0 | 0 | 0 | 0 | 0 | 0 | 0 | 0 | 0 | 0 | 24.4446 | 25.3441 | 25.3024 | 25.095 | 25.9722 | 26.3545 | 26.743 | 27.1377 | 27.5388 | 27.9464 | 29.7839 | 31.301 | 32.8155 | 34.2832 | 35.6989 | 37.117 | 38.5145 | 39.8929 | 41.2541 | 42.5995 | 19.4862 | 19.9731 | 21.4388 | 23.1066 | 23.7226 | 24.4446 | 49.7887 | 75.0911 | 100.1861 | 126.1584 | 152.5129 | 179.2558 | 206.3935 | 233.9323 | 261.8787 | 291.6626 | 322.9636 | 355.7792 | 390.0624 | 425.7613 | 462.8783 | 501.3928 | 541.2857 | 582.5397 | 625.1392 | 644.6254 | 664.5985 | 686.0373 | 709.1439 | 732.8666 | 0 | 0 | 0 | 0 | 0 | 0 | 0 | 0 | 0 | 0 | 0 | 0 | 0 | 0 | 0 | 0 | 0 | 0 | 0 | 0 | 0 | 0 | 0 | 0 | 0 | 0 | 0 | 0 | 0 | 0 | 0 | 0 | 0 | 0 | 0 | 0 | 0 | 0 | 0 | 0 | 0 | 0 | 0 | 0 | 0 | 0 | 0 | 0 | 0 | 0 | 7.7388 | 14.1075 | 17.0651 | 18.8198 | 20.7677 | 21.734 | 22.3523 | 22.8032 | 23.1849 | 23.5337 | 25.0811 | 26.3587 | 27.634 | 28.87 | 30.0621 | 31.2563 | 32.4331 | 33.5939 | 34.7401 | 35.8731 | 27.7143 | 24.0542 | 22.2958 | 21.7709 | 21.0805 | 7.7388 | 21.8463 | 38.9114 | 57.7313 | 78.4989 | 100.2329 | 122.5853 | 145.3885 | 168.5734 | 192.1071 | 217.1882 | 243.5468 | 271.1809 | 300.0509 | 330.113 | 361.3693 | 393.8024 | 427.3964 | 462.1365 | 498.0096 | 525.724 | 549.7782 | 572.074 | 593.8448 | 614.9254 | 0 | 0 | 0 | 0 | 0 | 0 | 0 | 0 | 0 | 0 | 0 | 0 | 0 | 0 | 0 | 0 | 0 | 0 | 0 | 0 | 0 | 0 | 0 | 0 | 0 | 0 | 0 | 0 | 0 | 0 | 0 | 0 | 0 | 0 | 0 | 0 | 0 | 0 | 0 | 0 | 0 | 0 | 0 | 0 | 0 | 0 | 0 | 0 | 0 | 0 | 0 | 9.6187 | 14.0787 | 16.9167 | 19.4654 | 21.0733 | 22.0544 | 22.6823 | 23.1403 | 23.528 | 25.0811 | 26.3587 | 27.634 | 28.87 | 30.0621 | 31.2563 | 32.4331 | 33.5939 | 34.7401 | 35.8731 | 36.9942 | 28.5429 | 25.2822 | 23.674 | 22.3827 | 0 | 9.6187 | 23.6974 | 40.6142 | 60.0796 | 81.1529 | 103.2073 | 125.8896 | 149.0298 | 172.5578 | 197.6389 | 223.9976 | 251.6316 | 280.5016 | 310.5638 | 341.8201 | 374.2532 | 407.8471 | 442.5873 | 478.4604 | 515.4546 | 543.9975 | 569.2798 | 592.9538 | 615.3365 | 0 | 0 | 0 | 0 | 0 | 0 | 0 | 0 | 0 | 0 | 0 | 0 | 0 | 0 | 0 | 0 | 0 | 0 | 0 | 0 | 0 | 0 | 0 | 0 | 0 | 0 | 0 | 0 | 0 | 0 | 0 | 0 | 0 | 0 | 0 | 0 | 0 | 0 | 0 | 0 | 0 | 0 | 0 | 0 | 0 | 0 | 0 | 0 | 0 | 0 | 0 | 9.6187 | 14.0787 | 16.9167 | 19.4654 | 21.0733 | 22.0544 | 22.6823 | 23.1403 | 23.528 | 25.0811 | 26.3587 | 27.634 | 28.87 | 30.0621 | 31.2563 | 32.4331 | 33.5939 | 34.7401 | 35.8731 | 36.9942 | 28.5429 | 25.2822 | 23.674 | 22.3827 | 0 | 9.6187 | 23.6974 | 40.6142 | 60.0796 | 81.1529 | 103.2073 | 125.8896 | 149.0298 | 172.5578 | 197.6389 | 223.9976 | 251.6316 | 280.5016 | 310.5638 | 341.8201 | 374.2532 | 407.8471 | 442.5873 | 478.4604 | 515.4546 | 543.9975 | 569.2798 | 592.9538 | 615.3365 | 0 | 0 | 0 | 0 | 0 | 0 | 0 | 0 | 0 | 0 | 0 | 0 | 0 | 0 | 0 | 0 | 0 | 0 | 0 | 0 | 0 | 0 | 0 | 0 | 0 | 0 | 0 | 0 | 0 | 0 | 0 | 0 | 0 | 0 | 0 | 0 | 0 | 0 | 0 | 0 | 0 | 0 | 0 | 0 | 0 | 0 | 0 | 0 | 0 | 0 | 41
OR_Residential_LI - Single Family_Existing_Space Heating_Natural Gas_Furnace | OR | Residential | LI - Mobile Home | New | Space Heating | Natural Gas | Boiler | A | ORE42 | AFUE 80% | AFUE 95% | 20 | 0 | 0 | 0 | 1470.62 | 0 | 0 | 0 | 0.35 | 0.25 | 105 kBTU/hr | 0% | 100% | Lost Opportunity | LO50Fast | 85% | n/a | 0% | 0 |  | 0 |  | 0 | Avista TRM- NG BOILER 96% AFUE | BLR-Heating-AEO22 | BEST | AFUE 80% | AFUE 80% | AFUE 80% | AFUE 80% | AFUE 80% | AFUE 80% | AFUE 80% | AFUE 80% | AFUE 80% | AFUE 80% | AFUE 80% | AFUE 80% | AFUE 80% | AFUE 80% | AFUE 80% | AFUE 80% | AFUE 80% | AFUE 80% | AFUE 80% | AFUE 80% | AFUE 80% | AFUE 80% | AFUE 80% | AFUE 80% | AFUE 80% | AFUE 80% | AFUE 80% | AFUE 95% | AFUE 95% | AFUE 95% | AFUE 95% | AFUE 95% | AFUE 95% | AFUE 95% | AFUE 95% | AFUE 95% | AFUE 95% | AFUE 95% | AFUE 95% | AFUE 95% | AFUE 95% | AFUE 95% | AFUE 95% | AFUE 95% | AFUE 95% | AFUE 95% | AFUE 95% | AFUE 95% | AFUE 95% | AFUE 95% | AFUE 95% | AFUE 95% | AFUE 95% | AFUE 95% | 1470.62 | 1470.62 | 1470.62 | 1470.62 | 1470.62 | 1470.62 | 1470.62 | 1470.62 | 1470.62 | 1470.62 | 1470.62 | 1470.62 | 1470.62 | 1470.62 | 1470.62 | 1470.62 | 1470.62 | 1470.62 | 1470.62 | 1470.62 | 1470.62 | 1470.62 | 1470.62 | 1470.6208 | 1470.6208 | 1470.6208 | 1470.6208 | 0 | 0 | 0 | 0 | 0 | 0 | 0 | 0 | 0 | 0 | 0 | 0 | 0 | 0 | 0 | 0 | 0 | 0 | 0 | 0 | 0 | 0 | 0 | 0 | 0 | 0 | 0 | 0 | 0 | 0 | 0 | 0 | 0 | 0 | 0 | 0 | 0 | 0 | 0 | 0 | 0 | 0 | 0 | 0 | 0 | 0 | 0 | 0 | 0 | 0 | 0 | 0 | 0 | 0 | 0 | 0 | 0 | 0 | 0 | 0 | 0 | 0 | 0 | 0 | 0 | 0 | 0 | 0 | 0 | 0 | 0 | 0 | 0 | 0 | 0 | 0 | 0 | 0 | 0 | 0 | 0 | 0 | 0 | 0 | 0 | 0 | 0 | 0 | 0 | 0 | 0 | 0 | 0 | 0 | 0 | 0 | 0 | 0 | 0 | 0 | 0 | 0 | 0 | 0 | 0 | 0 | 0 | 0 | 0 | 0 | 0 | 0 | 0 | 0 | 0 | 0 | 0 | 0 | 0 | 0 | 0 | 0 | 0 | 0 | 0 | 0 | 0 | 0 | 0 | 0 | 0 | 0 | 0 | 0 | 0 | 0 | 0 | 0 | 0 | 0 | 0 | 0 | 0 | 0 | 0 | 0 | 0 | 0 | 0 | 0 | 0 | 0 | 0 | 0 | 0 | 0 | 0 | 0 | 0 | 0 | 0 | 0 | 0 | 0 | 0 | 0 | 0 | 0 | 0 | 0 | 0 | 0 | 0 | 0 | 0 | 0 | 0 | 0 | 0 | 0 | 0 | 0 | 0 | 0 | 0 | 0 | 0 | 0 | 0 | 0 | 0 | 0 | 0 | 0 | 0 | 0 | 0 | 0 | 0 | 0 | 0 | 0 | 0 | 0 | 0 | 0 | 0 | 0 | 0 | 0 | 0 | 0 | 0 | 0 | 0 | 0 | 0 | 0 | 0 | 0 | 0 | 0 | 0 | 0 | 0 | 0 | 0 | 0 | 0 | 0 | 0 | 0 | 0 | 0 | 0 | 0 | 0 | 0 | 0 | 0 | 0 | 0 | 0 | 0 | 0 | 0 | 0 | 0 | 0 | 0 | 0 | 0 | 0 | 0 | 0 | 0 | 0 | 0 | 0 | 0 | 0 | 0 | 0 | 0 | 0 | 0 | 0 | 0 | 0 | 0 | 0 | 0 | 0 | 0 | 0 | 0 | 0 | 0 | 0 | 0 | 0 | 0 | 0 | 0 | 0 | 0 | 0 | 0 | 0 | 0 | 0 | 0 | 0 | 0 | 0 | 0 | 0 | 0 | 0 | 0 | 0 | 0 | 0 | 0 | 0 | 0 | 0 | 0 | 0 | 0 | 0 | 0 | 0 | 0 | 0 | 0 | 0 | 0 | 0 | 0 | 0 | 0 | 0 | 0 | 0 | 0 | 0 | 0 | 0 | 0 | 0 | 0 | 0 | 0 | 0 | 0 | 0 | 0 | 0 | 0 | 0 | 0 | 0 | 0 | 0 | 0 | 0 | 0 | 0 | 0 | 0 | 0 | 0 | 0 | 0 | 0 | 0 | 0 | 0 | 0 | 0 | 0 | 0 | 0 | 0 | 0 | 0 | 0 | 0 | 0 | 0 | 0 | 0 | 0 | 0 | 0 | 0 | 0 | 0 | 0 | 0 | 0 | 0 | 0 | 0 | 0 | 0 | 0 | 0 | 0 | 0 | 0 | 0 | 0 | 0 | 0 | 0 | 0 | 0 | 0 | 0 | 0 | 0 | 0 | 0 | 0 | 0 | 0 | 0 | 0 | 0 | 0 | 0 | 0 | 0 | 0 | 0 | 0 | 0 | 0 | 0 | 0 | 0 | 0 | 0 | 0 | 0 | 0 | 0 | 0 | 0 | 0 | 0 | 0 | 0 | 0 | 0 | 0 | 0 | 0 | 0 | 0 | 0 | 0 | 0 | 0 | 0 | 0 | 0 | 0 | 0 | 0 | 0 | 0 | 0 | 0 | 0 | 0 | 0 | 0 | 0 | 0 | 0 | 0 | 0 | 0 | 0 | 0 | 0 | 0 | 0 | 0 | 0 | 0 | 0 | 0 | 0 | 42
OR_Residential_LI - Single Family_Existing_Space Heating_Natural Gas_Furnace | OR | Residential | LI - Mobile Home | New | Secondary Heating | Natural Gas | Fireplace | A | ORE43 | Baseline (50% to 60% FE Rating) | Tier 1 (70% FE Rating) | 20 | 0 | 0 | 0 | 787.26 | 0 | 0 | 0 | 0.35 | 0.45 | 1 unit | 0% | 100% | Lost Opportunity | LO3Slow | 85% | n/a | 0% | 0 |  | 0 |  | 0 | AEG Estimate | ETO Fireplace Survey, 2013 | Calculated | Baseline (50% to 60% FE Rating) | Baseline (50% to 60% FE Rating) | Baseline (50% to 60% FE Rating) | Baseline (50% to 60% FE Rating) | Baseline (50% to 60% FE Rating) | Baseline (50% to 60% FE Rating) | Baseline (50% to 60% FE Rating) | Baseline (50% to 60% FE Rating) | Baseline (50% to 60% FE Rating) | Baseline (50% to 60% FE Rating) | Baseline (50% to 60% FE Rating) | Baseline (50% to 60% FE Rating) | Baseline (50% to 60% FE Rating) | Baseline (50% to 60% FE Rating) | Baseline (50% to 60% FE Rating) | Baseline (50% to 60% FE Rating) | Baseline (50% to 60% FE Rating) | Baseline (50% to 60% FE Rating) | Baseline (50% to 60% FE Rating) | Baseline (50% to 60% FE Rating) | Baseline (50% to 60% FE Rating) | Baseline (50% to 60% FE Rating) | Baseline (50% to 60% FE Rating) | Baseline (50% to 60% FE Rating) | Baseline (50% to 60% FE Rating) | Baseline (50% to 60% FE Rating) | Baseline (50% to 60% FE Rating) | Tier 1 (70% FE Rating) | Tier 1 (70% FE Rating) | Tier 1 (70% FE Rating) | Tier 1 (70% FE Rating) | Tier 1 (70% FE Rating) | Tier 1 (70% FE Rating) | Tier 1 (70% FE Rating) | Tier 1 (70% FE Rating) | Tier 1 (70% FE Rating) | Tier 1 (70% FE Rating) | Tier 1 (70% FE Rating) | Tier 1 (70% FE Rating) | Tier 1 (70% FE Rating) | Tier 1 (70% FE Rating) | Tier 1 (70% FE Rating) | Tier 1 (70% FE Rating) | Tier 1 (70% FE Rating) | Tier 1 (70% FE Rating) | Tier 1 (70% FE Rating) | Tier 1 (70% FE Rating) | Tier 1 (70% FE Rating) | Tier 1 (70% FE Rating) | Tier 1 (70% FE Rating) | Tier 1 (70% FE Rating) | Tier 1 (70% FE Rating) | Tier 1 (70% FE Rating) | Tier 1 (70% FE Rating) | 787.26 | 787.26 | 787.26 | 787.26 | 787.26 | 787.26 | 787.26 | 787.26 | 787.26 | 787.26 | 787.26 | 787.26 | 787.26 | 787.26 | 787.26 | 787.26 | 787.26 | 787.26 | 787.26 | 787.26 | 787.26 | 787.26 | 787.26 | 787.2629 | 787.2629 | 787.2629 | 787.2629 | 0 | 0 | 0 | 0 | 0 | 0 | 0 | 0 | 0 | 0 | 0 | 0 | 0 | 0 | 0 | 0 | 0 | 0 | 0 | 0 | 0 | 0 | 0 | 0 | 0 | 0 | 0 | 0 | 0 | 0 | 0 | 0 | 0 | 0 | 0 | 0 | 0 | 0 | 0 | 0 | 0 | 0 | 0 | 0 | 0 | 0 | 0 | 0 | 0 | 0 | 0 | 0 | 0 | 0 | 0 | 0 | 0 | 0 | 0 | 0 | 0 | 0 | 0 | 0 | 0 | 0 | 0 | 0 | 0 | 0 | 0 | 0 | 0 | 0 | 0 | 0 | 0 | 0 | 0 | 0 | 0 | 0 | 0 | 0 | 0 | 0 | 0 | 0 | 0 | 0 | 0 | 0 | 0 | 0 | 0 | 0 | 0 | 0 | 0 | 0 | 0 | 0 | 0 | 0 | 0 | 0 | 0 | 0 | 0 | 0 | 0 | 0 | 0 | 0 | 0 | 0 | 0 | 0 | 0 | 0 | 0 | 0 | 0 | 0 | 0 | 0 | 0 | 0 | 0 | 0 | 0 | 0 | 0 | 0 | 0 | 0 | 0 | 0 | 0 | 0 | 0 | 0 | 0 | 0 | 0 | 0 | 0 | 0 | 0 | 0 | 0 | 0 | 0 | 0 | 0 | 0 | 0 | 0 | 0 | 0 | 0 | 0 | 0 | 0 | 0 | 0 | 0 | 0 | 0 | 0 | 0 | 0 | 0 | 0 | 0 | 0 | 0 | 0 | 0 | 0 | 0 | 0 | 0 | 0 | 0 | 0 | 0 | 0 | 0 | 0 | 0 | 0 | 0 | 0 | 0 | 0 | 0 | 0 | 0 | 0 | 0 | 0 | 0 | 0 | 0 | 0 | 0 | 0 | 0 | 0 | 0 | 0 | 0 | 0 | 0 | 0 | 0 | 0 | 0 | 0 | 0 | 0 | 0 | 0 | 0 | 0 | 0 | 0 | 0 | 0 | 0 | 0 | 0 | 0 | 0 | 0 | 0 | 0 | 0 | 0 | 0 | 0 | 0 | 0 | 0 | 0 | 0 | 0 | 0 | 0 | 0 | 0 | 0 | 0 | 0 | 0 | 0 | 0 | 0 | 0 | 0 | 0 | 0 | 0 | 0 | 0 | 0 | 0 | 0 | 0 | 0 | 0 | 0 | 0 | 0 | 0 | 0 | 0 | 0 | 0 | 0 | 0 | 0 | 0 | 0 | 0 | 0 | 0 | 0 | 0 | 0 | 0 | 0 | 0 | 0 | 0 | 0 | 0 | 0 | 0 | 0 | 0 | 0 | 0 | 0 | 0 | 0 | 0 | 0 | 0 | 0 | 0 | 0 | 0 | 0 | 0 | 0 | 0 | 0 | 0 | 0 | 0 | 0 | 0 | 0 | 0 | 0 | 0 | 0 | 0 | 0 | 0 | 0 | 0 | 0 | 0 | 0 | 0 | 0 | 0 | 0 | 0 | 0 | 0 | 0 | 0 | 0 | 0 | 0 | 0 | 0 | 0 | 0 | 0 | 0 | 0 | 0 | 0 | 0 | 0 | 0 | 0 | 0 | 0 | 0 | 0 | 0 | 0 | 0 | 0 | 0 | 0 | 0 | 0 | 0 | 0 | 0 | 0 | 0 | 0 | 0 | 0 | 0 | 0 | 0 | 0 | 0 | 0 | 0 | 0 | 0 | 0 | 0 | 0 | 0 | 0 | 0 | 0 | 0 | 0 | 0 | 0 | 0 | 0 | 0 | 0 | 0 | 0 | 0 | 0 | 0 | 0 | 0 | 0 | 0 | 0 | 0 | 0 | 0 | 0 | 0 | 0 | 0 | 0 | 0 | 0 | 0 | 0 | 0 | 0 | 0 | 0 | 0 | 0 | 0 | 0 | 0 | 0 | 0 | 0 | 0 | 0 | 0 | 0 | 0 | 0 | 0 | 0 | 0 | 0 | 0 | 0 | 0 | 0 | 0 | 0 | 0 | 0 | 0 | 0 | 0 | 0 | 0 | 0 | 0 | 0 | 0 | 0 | 0 | 0 | 0 | 0 | 0 | 0 | 0 | 0 | 0 | 43
OR_Residential_LI - Single Family_Existing_Space Heating_Natural Gas_Furnace | OR | Residential | LI - Mobile Home | New | Water Heating | Natural Gas | Water Heater (<= 55 Gal) | A | ORE44 | Baseline (UEF 0.58) | ENERGY STAR (3.2) - UEF 0.64 | 13 | 0 | 0 | 0 | 275.01 | 0 | 0 | 0 | 0.35 | 0.25 | 1 unit | 63.76% | 100% | Lost Opportunity | LO12Med | 85% | n/a | 0% | 0 |  | 0 |  | 0 | Avista TRM - G TANKLESS WH (0.82+) | EIA 2018 Tech Forecast | Calculated | Baseline (UEF 0.58) | Baseline (UEF 0.58) | Baseline (UEF 0.58) | Baseline (UEF 0.58) | Baseline (UEF 0.58) | Baseline (UEF 0.58) | Baseline (UEF 0.58) | Baseline (UEF 0.58) | Baseline (UEF 0.58) | Baseline (UEF 0.58) | Baseline (UEF 0.58) | Baseline (UEF 0.58) | Baseline (UEF 0.58) | Baseline (UEF 0.58) | Baseline (UEF 0.58) | Baseline (UEF 0.58) | Baseline (UEF 0.58) | Baseline (UEF 0.58) | Baseline (UEF 0.58) | Baseline (UEF 0.58) | Baseline (UEF 0.58) | Baseline (UEF 0.58) | Baseline (UEF 0.58) | Baseline (UEF 0.58) | Baseline (UEF 0.58) | Baseline (UEF 0.58) | Baseline (UEF 0.58) | ENERGY STAR (3.2) - UEF 0.64 | ENERGY STAR (3.2) - UEF 0.64 | ENERGY STAR (3.2) - UEF 0.64 | ENERGY STAR (3.2) - UEF 0.64 | ENERGY STAR (3.2) - UEF 0.64 | ENERGY STAR (3.2) - UEF 0.64 | ENERGY STAR (3.2) - UEF 0.64 | ENERGY STAR (3.2) - UEF 0.64 | ENERGY STAR (3.2) - UEF 0.64 | ENERGY STAR (3.2) - UEF 0.64 | ENERGY STAR (3.2) - UEF 0.64 | ENERGY STAR (3.2) - UEF 0.64 | ENERGY STAR (3.2) - UEF 0.64 | ENERGY STAR (3.2) - UEF 0.64 | ENERGY STAR (3.2) - UEF 0.64 | ENERGY STAR (3.2) - UEF 0.64 | ENERGY STAR (3.2) - UEF 0.64 | ENERGY STAR (3.2) - UEF 0.64 | ENERGY STAR (3.2) - UEF 0.64 | ENERGY STAR (3.2) - UEF 0.64 | ENERGY STAR (3.2) - UEF 0.64 | ENERGY STAR (3.2) - UEF 0.64 | ENERGY STAR (3.2) - UEF 0.64 | ENERGY STAR (3.2) - UEF 0.64 | ENERGY STAR (3.2) - UEF 0.64 | ENERGY STAR (3.2) - UEF 0.64 | ENERGY STAR (3.2) - UEF 0.64 | 275.01 | 275.01 | 275.01 | 275.01 | 275.01 | 275.01 | 275.01 | 275.01 | 275.01 | 275.01 | 275.01 | 275.01 | 275.01 | 275.01 | 275.01 | 275.01 | 275.01 | 275.01 | 275.01 | 275.01 | 275.01 | 275.01 | 275.01 | 275.0097 | 275.0097 | 275.0097 | 275.0097 | 0 | 0 | 0 | 0 | 0 | 0 | 0 | 0 | 0 | 0 | 0 | 0 | 0 | 0 | 0 | 0 | 0 | 0 | 0 | 0 | 0 | 0 | 0 | 0 | 0 | 0 | 0 | 0 | 0 | 0 | 0 | 0 | 0 | 0 | 0 | 0 | 0 | 0 | 0 | 0 | 0 | 0 | 0 | 0 | 0 | 0 | 0 | 0 | 0 | 0 | 0 | 0 | 0 | 0 | 0 | 0 | 0 | 0 | 0 | 0 | 0 | 0 | 0 | 0 | 0 | 0 | 0 | 0 | 0 | 0 | 0 | 0 | 0 | 0 | 0 | 0 | 0 | 23.9085 | 24.6668 | 24.5003 | 24.1731 | 24.9013 | 25.1441 | 25.3904 | 25.6405 | 25.8942 | 26.1518 | 30.6133 | 33.694 | 36.4848 | 14.987 | 16.2913 | 18.3736 | 20.4217 | 29.8151 | 28.1626 | 28.6118 | 28.7722 | 29.5084 | 30.8953 | 28.1495 | 26.9346 | 23.9085 | 48.5753 | 73.0756 | 97.2487 | 122.15 | 147.2941 | 172.6845 | 198.325 | 224.2192 | 250.371 | 280.9843 | 314.6784 | 351.1632 | 366.1502 | 382.4416 | 400.8151 | 421.2368 | 451.0519 | 479.2145 | 507.8263 | 536.5985 | 566.1069 | 597.0022 | 625.1517 | 652.0864 | 0 | 0 | 0 | 0 | 0 | 0 | 0 | 0 | 0 | 0 | 0 | 0 | 0 | 0 | 0 | 0 | 0 | 0 | 0 | 0 | 0 | 0 | 0 | 0 | 0 | 0 | 0 | 0 | 0 | 0 | 0 | 0 | 0 | 0 | 0 | 0 | 0 | 0 | 0 | 0 | 0 | 0 | 0 | 0 | 0 | 0 | 0 | 0 | 0 | 0 | 1.0665 | 2.257 | 3.4104 | 4.5415 | 5.835 | 6.9524 | 7.8773 | 8.647 | 9.2918 | 9.836 | 11.9371 | 13.511 | 14.9528 | 15.1495 | 15.0508 | 14.901 | 14.5064 | 17.5367 | 15.8174 | 15.1897 | 14.6678 | 14.4472 | 14.6076 | 13.2416 | 12.4673 | 1.0665 | 3.3235 | 6.7339 | 11.2754 | 17.1104 | 24.0628 | 31.94 | 40.587 | 49.8788 | 59.7148 | 71.652 | 85.1629 | 100.1157 | 115.2651 | 130.316 | 145.217 | 159.7234 | 177.2602 | 193.0776 | 208.2672 | 222.935 | 237.3822 | 251.9899 | 265.2315 | 277.6988 | 0 | 0 | 0 | 0 | 0 | 0 | 0 | 0 | 0 | 0 | 0 | 0 | 0 | 0 | 0 | 0 | 0 | 0 | 0 | 0 | 0 | 0 | 0 | 0 | 0 | 0 | 0 | 0 | 0 | 0 | 0 | 0 | 0 | 0 | 0 | 0 | 0 | 0 | 0 | 0 | 0 | 0 | 0 | 0 | 0 | 0 | 0 | 0 | 0 | 0 | 0 | 0 | 0 | 0 | 0 | 0 | 0 | 0 | 0 | 0 | 0 | 0 | 0 | 0 | 0 | 0 | 0 | 0 | 0 | 0 | 0 | 0 | 0 | 0 | 0 | 0 | 0 | 0 | 0 | 0 | 0 | 0 | 0 | 0 | 0 | 0 | 0 | 0 | 0 | 0 | 0 | 0 | 0 | 0 | 0 | 0 | 0 | 0 | 0 | 0 | 0 | 0 | 0 | 0 | 0 | 0 | 0 | 0 | 0 | 0 | 0 | 0 | 0 | 0 | 0 | 0 | 0 | 0 | 0 | 0 | 0 | 0 | 0 | 0 | 0 | 0 | 0 | 0 | 0 | 0 | 0 | 0 | 0 | 0 | 0 | 0 | 0 | 0 | 0 | 0 | 0 | 0 | 0 | 0 | 0 | 0 | 0 | 0 | 0 | 0 | 0 | 0 | 0 | 0 | 0 | 0 | 0 | 0 | 0 | 0 | 0 | 0 | 0 | 0 | 0 | 0 | 0 | 0 | 0 | 0 | 0 | 0 | 0 | 0 | 0 | 0 | 0 | 0 | 0 | 0 | 0 | 0 | 0 | 0 | 0 | 0 | 0 | 0 | 0 | 0 | 0 | 0 | 0 | 0 | 0 | 0 | 0 | 0 | 0 | 0 | 0 | 0 | 0 | 0 | 0 | 0 | 0 | 0 | 0 | 0 | 0 | 0 | 0 | 0 | 0 | 0 | 0 | 0 | 0 | 0 | 0 | 0 | 0 | 0 | 0 | 0 | 0 | 0 | 0 | 0 | 0 | 0 | 0 | 0 | 0 | 0 | 0 | 0 | 0 | 0 | 0 | 0 | 0 | 0 | 0 | 0 | 0 | 0 | 0 | 0 | 44
OR_Residential_LI - Single Family_Existing_Space Heating_Natural Gas_Furnace | OR | Residential | LI - Mobile Home | New | Water Heating | Natural Gas | Water Heater (> 55 Gal) | A | ORE45 | Standard (UEF 0.76) | ENERGY STAR (3.2) - UEF 0.78 | 13 | 0 | 0 | 0 | 316.26 | 0 | 0 | 0 | 0.35 | 0.25 | 1 unit | 0% | 100% | Lost Opportunity | LO12Med | 85% | n/a | 0% | 0 |  | 0 |  | 0 | Same as small WH | Scaled from small WH | Calculated | Standard (UEF 0.76) | Standard (UEF 0.76) | Standard (UEF 0.76) | Standard (UEF 0.76) | Standard (UEF 0.76) | Standard (UEF 0.76) | Standard (UEF 0.76) | Standard (UEF 0.76) | Standard (UEF 0.76) | Standard (UEF 0.76) | Standard (UEF 0.76) | Standard (UEF 0.76) | Standard (UEF 0.76) | Standard (UEF 0.76) | Standard (UEF 0.76) | Standard (UEF 0.76) | Standard (UEF 0.76) | Standard (UEF 0.76) | Standard (UEF 0.76) | Standard (UEF 0.76) | Standard (UEF 0.76) | Standard (UEF 0.76) | Standard (UEF 0.76) | Standard (UEF 0.76) | Standard (UEF 0.76) | Standard (UEF 0.76) | Standard (UEF 0.76) | ENERGY STAR (3.2) - UEF 0.78 | ENERGY STAR (3.2) - UEF 0.78 | ENERGY STAR (3.2) - UEF 0.78 | ENERGY STAR (3.2) - UEF 0.78 | ENERGY STAR (3.2) - UEF 0.78 | ENERGY STAR (3.2) - UEF 0.78 | ENERGY STAR (3.2) - UEF 0.78 | ENERGY STAR (3.2) - UEF 0.78 | ENERGY STAR (3.2) - UEF 0.78 | ENERGY STAR (3.2) - UEF 0.78 | ENERGY STAR (3.2) - UEF 0.78 | ENERGY STAR (3.2) - UEF 0.78 | ENERGY STAR (3.2) - UEF 0.78 | ENERGY STAR (3.2) - UEF 0.78 | ENERGY STAR (3.2) - UEF 0.78 | ENERGY STAR (3.2) - UEF 0.78 | ENERGY STAR (3.2) - UEF 0.78 | ENERGY STAR (3.2) - UEF 0.78 | ENERGY STAR (3.2) - UEF 0.78 | ENERGY STAR (3.2) - UEF 0.78 | ENERGY STAR (3.2) - UEF 0.78 | ENERGY STAR (3.2) - UEF 0.78 | ENERGY STAR (3.2) - UEF 0.78 | ENERGY STAR (3.2) - UEF 0.78 | ENERGY STAR (3.2) - UEF 0.78 | ENERGY STAR (3.2) - UEF 0.78 | ENERGY STAR (3.2) - UEF 0.78 | 316.26 | 316.26 | 316.26 | 316.26 | 316.26 | 316.26 | 316.26 | 316.26 | 316.26 | 316.26 | 316.26 | 316.26 | 316.26 | 316.26 | 316.26 | 316.26 | 316.26 | 316.26 | 316.26 | 316.26 | 316.26 | 316.26 | 316.26 | 316.2611 | 316.2611 | 316.2611 | 316.2611 | 0 | 0 | 0 | 0 | 0 | 0 | 0 | 0 | 0 | 0 | 0 | 0 | 0 | 0 | 0 | 0 | 0 | 0 | 0 | 0 | 0 | 0 | 0 | 0 | 0 | 0 | 0 | 0 | 0 | 0 | 0 | 0 | 0 | 0 | 0 | 0 | 0 | 0 | 0 | 0 | 0 | 0 | 0 | 0 | 0 | 0 | 0 | 0 | 0 | 0 | 0 | 0 | 0 | 0 | 0 | 0 | 0 | 0 | 0 | 0 | 0 | 0 | 0 | 0 | 0 | 0 | 0 | 0 | 0 | 0 | 0 | 0 | 0 | 0 | 0 | 0 | 0 | 0 | 0 | 0 | 0 | 0 | 0 | 0 | 0 | 0 | 0 | 0 | 0 | 0 | 0 | 0 | 0 | 0 | 0 | 0 | 0 | 0 | 0 | 0 | 0 | 0 | 0 | 0 | 0 | 0 | 0 | 0 | 0 | 0 | 0 | 0 | 0 | 0 | 0 | 0 | 0 | 0 | 0 | 0 | 0 | 0 | 0 | 0 | 0 | 0 | 0 | 0 | 0 | 0 | 0 | 0 | 0 | 0 | 0 | 0 | 0 | 0 | 0 | 0 | 0 | 0 | 0 | 0 | 0 | 0 | 0 | 0 | 0 | 0 | 0 | 0 | 0 | 0 | 0 | 0 | 0 | 0 | 0 | 0 | 0 | 0 | 0 | 0 | 0 | 0 | 0 | 0 | 0 | 0 | 0 | 0 | 0 | 0 | 0 | 0 | 0 | 0 | 0 | 0 | 0 | 0 | 0 | 0 | 0 | 0 | 0 | 0 | 0 | 0 | 0 | 0 | 0 | 0 | 0 | 0 | 0 | 0 | 0 | 0 | 0 | 0 | 0 | 0 | 0 | 0 | 0 | 0 | 0 | 0 | 0 | 0 | 0 | 0 | 0 | 0 | 0 | 0 | 0 | 0 | 0 | 0 | 0 | 0 | 0 | 0 | 0 | 0 | 0 | 0 | 0 | 0 | 0 | 0 | 0 | 0 | 0 | 0 | 0 | 0 | 0 | 0 | 0 | 0 | 0 | 0 | 0 | 0 | 0 | 0 | 0 | 0 | 0 | 0 | 0 | 0 | 0 | 0 | 0 | 0 | 0 | 0 | 0 | 0 | 0 | 0 | 0 | 0 | 0 | 0 | 0 | 0 | 0 | 0 | 0 | 0 | 0 | 0 | 0 | 0 | 0 | 0 | 0 | 0 | 0 | 0 | 0 | 0 | 0 | 0 | 0 | 0 | 0 | 0 | 0 | 0 | 0 | 0 | 0 | 0 | 0 | 0 | 0 | 0 | 0 | 0 | 0 | 0 | 0 | 0 | 0 | 0 | 0 | 0 | 0 | 0 | 0 | 0 | 0 | 0 | 0 | 0 | 0 | 0 | 0 | 0 | 0 | 0 | 0 | 0 | 0 | 0 | 0 | 0 | 0 | 0 | 0 | 0 | 0 | 0 | 0 | 0 | 0 | 0 | 0 | 0 | 0 | 0 | 0 | 0 | 0 | 0 | 0 | 0 | 0 | 0 | 0 | 0 | 0 | 0 | 0 | 0 | 0 | 0 | 0 | 0 | 0 | 0 | 0 | 0 | 0 | 0 | 0 | 0 | 0 | 0 | 0 | 0 | 0 | 0 | 0 | 0 | 0 | 0 | 0 | 0 | 0 | 0 | 0 | 0 | 0 | 0 | 0 | 0 | 0 | 0 | 0 | 0 | 0 | 0 | 0 | 0 | 0 | 0 | 0 | 0 | 0 | 0 | 0 | 0 | 0 | 0 | 0 | 0 | 0 | 0 | 0 | 0 | 0 | 0 | 0 | 0 | 0 | 0 | 0 | 0 | 0 | 0 | 0 | 0 | 0 | 0 | 0 | 0 | 0 | 0 | 0 | 0 | 0 | 0 | 0 | 0 | 0 | 0 | 0 | 0 | 0 | 0 | 0 | 0 | 0 | 0 | 0 | 0 | 0 | 0 | 0 | 0 | 0 | 0 | 0 | 0 | 0 | 0 | 0 | 0 | 0 | 0 | 0 | 0 | 0 | 0 | 0 | 0 | 0 | 0 | 0 | 45
OR_Residential_LI - Single Family_Existing_Space Heating_Natural Gas_Furnace | OR | Residential | LI - Mobile Home | New | Appliances | Natural Gas | Clothes Dryer | A | ORE46 | Standard | NEEA/ENERGY STAR (CE >60%) | 12 | 0 | 0 | 0 | 51.15 | 0 | 0 | 0 | 0.35 | 0.45 | 1 units | 19.09% | 100% | Lost Opportunity | LO3Slow | 85% | n/a | 0% | 0 |  | 0 |  | 0 | RTF Workbook - ResClothesDryers_v5.0 | RTF Workbook - ResClothesDryers_v5.0 | RTF Workbook - ResClothesDryers_v5.0 | Standard | Standard | Standard | Standard | Standard | Standard | Standard | Standard | Standard | Standard | Standard | Standard | Standard | Standard | Standard | Standard | Standard | Standard | Standard | Standard | Standard | Standard | Standard | Standard | Standard | Standard | Standard | NEEA/ENERGY STAR (CE >60%) | NEEA/ENERGY STAR (CE >60%) | NEEA/ENERGY STAR (CE >60%) | NEEA/ENERGY STAR (CE >60%) | NEEA/ENERGY STAR (CE >60%) | NEEA/ENERGY STAR (CE >60%) | NEEA/ENERGY STAR (CE >60%) | NEEA/ENERGY STAR (CE >60%) | NEEA/ENERGY STAR (CE >60%) | NEEA/ENERGY STAR (CE >60%) | NEEA/ENERGY STAR (CE >60%) | NEEA/ENERGY STAR (CE >60%) | NEEA/ENERGY STAR (CE >60%) | NEEA/ENERGY STAR (CE >60%) | NEEA/ENERGY STAR (CE >60%) | NEEA/ENERGY STAR (CE >60%) | NEEA/ENERGY STAR (CE >60%) | NEEA/ENERGY STAR (CE >60%) | NEEA/ENERGY STAR (CE >60%) | NEEA/ENERGY STAR (CE >60%) | NEEA/ENERGY STAR (CE >60%) | NEEA/ENERGY STAR (CE >60%) | NEEA/ENERGY STAR (CE >60%) | NEEA/ENERGY STAR (CE >60%) | NEEA/ENERGY STAR (CE >60%) | NEEA/ENERGY STAR (CE >60%) | NEEA/ENERGY STAR (CE >60%) | 51.15 | 51.15 | 51.15 | 51.15 | 51.15 | 51.15 | 51.15 | 51.15 | 51.15 | 51.15 | 51.15 | 51.15 | 51.15 | 51.15 | 51.15 | 51.15 | 51.15 | 51.15 | 51.15 | 51.15 | 51.15 | 51.15 | 51.15 | 51.1451 | 51.1451 | 51.1451 | 51.1451 | 0 | 0 | 0 | 0 | 0 | 0 | 0 | 0 | 0 | 0 | 0 | 0 | 0 | 0 | 0 | 0 | 0 | 0 | 0 | 0 | 0 | 0 | 0 | 0 | 0 | 0 | 0 | 0 | 0 | 0 | 0 | 0 | 0 | 0 | 0 | 0 | 0 | 0 | 0 | 0 | 0 | 0 | 0 | 0 | 0 | 0 | 0 | 0 | 0 | 0 | 0 | 0 | 0 | 0 | 0 | 0 | 0 | 0 | 0 | 0 | 0 | 0 | 0 | 0 | 0 | 0 | 0 | 0 | 0 | 0 | 0 | 0 | 0 | 0 | 0 | 0 | 0 | 7.3132 | 7.601 | 7.6081 | 7.5655 | 7.8483 | 7.9834 | 8.1208 | 8.2607 | 8.4029 | 9.8215 | 10.8314 | 11.7618 | 5.2712 | 5.7067 | 6.3848 | 7.0593 | 9.9614 | 9.5372 | 9.7499 | 10.0582 | 10.4573 | 9.7586 | 9.4685 | 9.2882 | 9.2367 | 7.3132 | 14.9142 | 22.5223 | 30.0878 | 37.9361 | 45.9195 | 54.0403 | 62.301 | 70.7039 | 80.5254 | 91.3568 | 103.1186 | 108.3898 | 114.0965 | 120.4813 | 127.5406 | 137.502 | 147.0392 | 156.7891 | 166.8473 | 177.3046 | 187.0632 | 196.5317 | 205.8199 | 215.0566 | 0 | 0 | 0 | 0 | 0 | 0 | 0 | 0 | 0 | 0 | 0 | 0 | 0 | 0 | 0 | 0 | 0 | 0 | 0 | 0 | 0 | 0 | 0 | 0 | 0 | 0 | 0 | 0 | 0 | 0 | 0 | 0 | 0 | 0 | 0 | 0 | 0 | 0 | 0 | 0 | 0 | 0 | 0 | 0 | 0 | 0 | 0 | 0 | 0 | 0 | 0.034388 | 0.091924 | 0.20448 | 0.39906 | 0.72981 | 1.1922 | 1.795 | 2.5169 | 3.3173 | 4.7621 | 6.1626 | 7.5573 | 8.8139 | 9.8921 | 10.7795 | 11.4365 | 13.9718 | 13.4515 | 13.2535 | 12.9918 | 12.7139 | 11.8809 | 11.0924 | 10.3352 | 9.6996 | 0.034388 | 0.12631 | 0.33079 | 0.72985 | 1.4597 | 2.6518 | 4.4468 | 6.9637 | 10.281 | 15.0432 | 21.2058 | 28.7631 | 37.5771 | 47.4692 | 58.2487 | 69.6851 | 83.657 | 97.1084 | 110.3619 | 123.3537 | 136.0676 | 147.9485 | 159.0409 | 169.376 | 179.0756 | 0 | 0 | 0 | 0 | 0 | 0 | 0 | 0 | 0 | 0 | 0 | 0 | 0 | 0 | 0 | 0 | 0 | 0 | 0 | 0 | 0 | 0 | 0 | 0 | 0 | 0 | 0 | 0 | 0 | 0 | 0 | 0 | 0 | 0 | 0 | 0 | 0 | 0 | 0 | 0 | 0 | 0 | 0 | 0 | 0 | 0 | 0 | 0 | 0 | 0 | 0 | 0 | 0 | 0 | 0 | 0 | 0 | 0 | 0 | 0 | 0 | 0 | 0 | 0 | 0 | 0 | 0 | 0 | 0 | 0 | 0 | 0 | 0 | 0 | 0 | 0 | 0 | 0 | 0 | 0 | 0 | 0 | 0 | 0 | 0 | 0 | 0 | 0 | 0 | 0 | 0 | 0 | 0 | 0 | 0 | 0 | 0 | 0 | 0 | 0 | 0 | 0 | 0 | 0 | 0 | 0 | 0 | 0 | 0 | 0 | 0 | 0 | 0 | 0 | 0 | 0 | 0 | 0 | 0 | 0 | 0 | 0 | 0 | 0 | 0 | 0 | 0 | 0 | 0 | 0 | 0 | 0 | 0 | 0 | 0 | 0 | 0 | 0 | 0 | 0 | 0 | 0 | 0 | 0 | 0 | 0 | 0 | 0 | 0 | 0 | 0 | 0 | 0 | 0 | 0 | 0 | 0 | 0 | 0 | 0 | 0 | 0 | 0 | 0 | 0 | 0 | 0 | 0 | 0 | 0 | 0 | 0 | 0 | 0 | 0 | 0 | 0 | 0 | 0 | 0 | 0 | 0 | 0 | 0 | 0 | 0 | 0 | 0 | 0 | 0 | 0 | 0 | 0 | 0 | 0 | 0 | 0 | 0 | 0 | 0 | 0 | 0 | 0 | 0 | 0 | 0 | 0 | 0 | 0 | 0 | 0 | 0 | 0 | 0 | 0 | 0 | 0 | 0 | 0 | 0 | 0 | 0 | 0 | 0 | 0 | 0 | 0 | 0 | 0 | 0 | 0 | 0 | 0 | 0 | 0 | 0 | 0 | 0 | 0 | 0 | 0 | 0 | 0 | 0 | 0 | 0 | 0 | 0 | 0 | 0 | 46
OR_Residential_LI - Single Family_Existing_Space Heating_Natural Gas_Furnace | OR | Residential | LI - Mobile Home | New | Appliances | Natural Gas | Stove/Oven | A | ORE47 | EF 0.399 | High Efficiency (730 + 1660 IAEC) | 12 | 0 | 0 | 0 | 52.5 | 0 | 0 | 0 | 0.35 | 0.45 | 1 units | 56.78% | 100% | Lost Opportunity | LO20Fast | 85% | n/a | 0% | 0 |  | 0 |  | 0 | EIA 2018 Appendix A | EIA 2018 Appendix A | EIA 2018 Appendix A | EF 0.399 | EF 0.399 | EF 0.399 | EF 0.399 | EF 0.399 | EF 0.399 | EF 0.399 | EF 0.399 | EF 0.399 | EF 0.399 | EF 0.399 | EF 0.399 | EF 0.399 | EF 0.399 | EF 0.399 | EF 0.399 | EF 0.399 | EF 0.399 | EF 0.399 | EF 0.399 | EF 0.399 | EF 0.399 | EF 0.399 | EF 0.399 | EF 0.399 | EF 0.399 | EF 0.399 | High Efficiency (730 + 1660 IAEC) | High Efficiency (730 + 1660 IAEC) | High Efficiency (730 + 1660 IAEC) | High Efficiency (730 + 1660 IAEC) | High Efficiency (730 + 1660 IAEC) | High Efficiency (730 + 1660 IAEC) | High Efficiency (730 + 1660 IAEC) | High Efficiency (730 + 1660 IAEC) | High Efficiency (730 + 1660 IAEC) | High Efficiency (730 + 1660 IAEC) | High Efficiency (730 + 1660 IAEC) | High Efficiency (730 + 1660 IAEC) | High Efficiency (730 + 1660 IAEC) | High Efficiency (730 + 1660 IAEC) | High Efficiency (730 + 1660 IAEC) | High Efficiency (730 + 1660 IAEC) | High Efficiency (730 + 1660 IAEC) | High Efficiency (730 + 1660 IAEC) | High Efficiency (730 + 1660 IAEC) | High Efficiency (730 + 1660 IAEC) | High Efficiency (730 + 1660 IAEC) | High Efficiency (730 + 1660 IAEC) | High Efficiency (730 + 1660 IAEC) | High Efficiency (730 + 1660 IAEC) | High Efficiency (730 + 1660 IAEC) | High Efficiency (730 + 1660 IAEC) | High Efficiency (730 + 1660 IAEC) | 52.5 | 52.5 | 52.5 | 52.5 | 52.5 | 52.5 | 52.5 | 52.5 | 52.5 | 52.5 | 52.5 | 52.5 | 52.5 | 52.5 | 52.5 | 52.5 | 52.5 | 52.5 | 52.5 | 52.5 | 52.5 | 52.5 | 52.5 | 52.5019 | 52.5019 | 52.5019 | 52.5019 | 0 | 0 | 0 | 0 | 0 | 0 | 0 | 0 | 0 | 0 | 0 | 0 | 0 | 0 | 0 | 0 | 0 | 0 | 0 | 0 | 0 | 0 | 0 | 0 | 0 | 0 | 0 | 0 | 0 | 0 | 0 | 0 | 0 | 0 | 0 | 0 | 0 | 0 | 0 | 0 | 0 | 0 | 0 | 0 | 0 | 0 | 0 | 0 | 0 | 0 | 0 | 0 | 0 | 0 | 0 | 0 | 0 | 0 | 0 | 0 | 0 | 0 | 0 | 0 | 0 | 0 | 0 | 0 | 0 | 0 | 0 | 0 | 0 | 0 | 0 | 0 | 0 | 27.9538 | 28.7088 | 28.2664 | 27.6376 | 28.2162 | 28.2252 | 28.2364 | 28.2497 | 28.2651 | 33.2779 | 36.603 | 39.5473 | 14.0554 | 15.3227 | 17.5873 | 19.7854 | 30.7481 | 28.461 | 28.6798 | 29.2681 | 30.1977 | 26.7828 | 25.0209 | 23.7146 | 22.9266 | 27.9538 | 56.6626 | 84.929 | 112.5666 | 140.7828 | 169.0081 | 197.2445 | 225.4941 | 253.7592 | 287.0372 | 323.6402 | 363.1875 | 377.2429 | 392.5656 | 410.1529 | 429.9383 | 460.6864 | 489.1475 | 517.8273 | 547.0954 | 577.2931 | 604.0759 | 629.0968 | 652.8113 | 675.738 | 0 | 0 | 0 | 0 | 0 | 0 | 0 | 0 | 0 | 0 | 0 | 0 | 0 | 0 | 0 | 0 | 0 | 0 | 0 | 0 | 0 | 0 | 0 | 0 | 0 | 0 | 0 | 0 | 0 | 0 | 0 | 0 | 0 | 0 | 0 | 0 | 0 | 0 | 0 | 0 | 0 | 0 | 0 | 0 | 0 | 0 | 0 | 0 | 0 | 0 | 5.2558 | 9.1813 | 11.6186 | 13.3238 | 15.3592 | 16.8846 | 18.1943 | 19.3105 | 20.256 | 24.7717 | 28.0942 | 31.0671 | 28.335 | 26.5082 | 25.9384 | 25.8331 | 33.6318 | 30.5278 | 29.6523 | 29.3841 | 29.4374 | 26.2799 | 24.2861 | 22.7055 | 21.6045 | 5.2558 | 14.4371 | 26.0557 | 39.3795 | 54.7387 | 71.6233 | 89.8176 | 109.128 | 129.384 | 154.1557 | 182.2499 | 213.317 | 241.6521 | 268.1603 | 294.0987 | 319.9319 | 353.5637 | 384.0915 | 413.7438 | 443.1279 | 472.5653 | 498.8452 | 523.1313 | 545.8368 | 567.4413 | 0 | 0 | 0 | 0 | 0 | 0 | 0 | 0 | 0 | 0 | 0 | 0 | 0 | 0 | 0 | 0 | 0 | 0 | 0 | 0 | 0 | 0 | 0 | 0 | 0 | 0 | 0 | 0 | 0 | 0 | 0 | 0 | 0 | 0 | 0 | 0 | 0 | 0 | 0 | 0 | 0 | 0 | 0 | 0 | 0 | 0 | 0 | 0 | 0 | 0 | 0 | 0 | 0 | 0 | 0 | 0 | 0 | 0 | 0 | 0 | 0 | 0 | 0 | 0 | 0 | 0 | 0 | 0 | 0 | 0 | 0 | 0 | 0 | 0 | 0 | 0 | 0 | 0 | 0 | 0 | 0 | 0 | 0 | 0 | 0 | 0 | 0 | 0 | 0 | 0 | 0 | 0 | 0 | 0 | 0 | 0 | 0 | 0 | 0 | 0 | 0 | 0 | 0 | 0 | 0 | 0 | 0 | 0 | 0 | 0 | 0 | 0 | 0 | 0 | 0 | 0 | 0 | 0 | 0 | 0 | 0 | 0 | 0 | 0 | 0 | 0 | 0 | 0 | 0 | 0 | 0 | 0 | 0 | 0 | 0 | 0 | 0 | 0 | 0 | 0 | 0 | 0 | 0 | 0 | 0 | 0 | 0 | 0 | 0 | 0 | 0 | 0 | 0 | 0 | 0 | 0 | 0 | 0 | 0 | 0 | 0 | 0 | 0 | 0 | 0 | 0 | 0 | 0 | 0 | 0 | 10.9921 | 19.2078 | 25.3297 | 30.4979 | 35.3472 | 0 | 0 | 0 | 0 | 0 | 0 | 0 | 0 | 0 | 0 | 0 | 0 | 0 | 0 | 0 | 0 | 0 | 0 | 0 | 0 | 10.9921 | 30.1999 | 55.5297 | 86.0275 | 121.3747 | 0 | 0 | 0 | 0 | 0 | 0 | 0 | 0 | 0 | 0 | 0 | 0 | 0 | 0 | 0 | 0 | 0 | 0 | 0 | 0 | 0 | 0 | 0 | 0 | 0 | 0 | 0 | 0 | 0 | 0 | 0 | 0 | 0 | 0 | 0 | 0 | 0 | 0 | 0 | 0 | 0 | 0 | 0 | 0 | 0 | 0 | 0 | 0 | 0 | 0 | 47
OR_Residential_LI - Single Family_Existing_Space Heating_Natural Gas_Furnace | OR | Residential | LI - Mobile Home | New | Miscellaneous | Natural Gas | Pool Heater | A | ORE48 | Standard (EF 0.82) | High Efficiency (EF 0.84) | 10 | 0 | 0 | 0 | 631.37 | 0 | 0 | 0 | 0.35 | 0.45 | 1 units | 0% | 100% | Lost Opportunity | LO12Med | 85% | n/a | 0% | 0 |  | 0 |  | 0 | CA eTRM - Pool Heater, Residential | CA eTRM - Pool Heater, Residential | CA eTRM - Pool Heater, Residential | Standard (EF 0.82) | Standard (EF 0.82) | Standard (EF 0.82) | Standard (EF 0.82) | Standard (EF 0.82) | Standard (EF 0.82) | Standard (EF 0.82) | Standard (EF 0.82) | Standard (EF 0.82) | Standard (EF 0.82) | Standard (EF 0.82) | Standard (EF 0.82) | Standard (EF 0.82) | Standard (EF 0.82) | Standard (EF 0.82) | Standard (EF 0.82) | Standard (EF 0.82) | Standard (EF 0.82) | Standard (EF 0.82) | Standard (EF 0.82) | Standard (EF 0.82) | Standard (EF 0.82) | Standard (EF 0.82) | Standard (EF 0.82) | Standard (EF 0.82) | Standard (EF 0.82) | Standard (EF 0.82) | High Efficiency (EF 0.84) | High Efficiency (EF 0.84) | High Efficiency (EF 0.84) | High Efficiency (EF 0.84) | High Efficiency (EF 0.84) | High Efficiency (EF 0.84) | High Efficiency (EF 0.84) | High Efficiency (EF 0.84) | High Efficiency (EF 0.84) | High Efficiency (EF 0.84) | High Efficiency (EF 0.84) | High Efficiency (EF 0.84) | High Efficiency (EF 0.84) | High Efficiency (EF 0.84) | High Efficiency (EF 0.84) | High Efficiency (EF 0.84) | High Efficiency (EF 0.84) | High Efficiency (EF 0.84) | High Efficiency (EF 0.84) | High Efficiency (EF 0.84) | High Efficiency (EF 0.84) | High Efficiency (EF 0.84) | High Efficiency (EF 0.84) | High Efficiency (EF 0.84) | High Efficiency (EF 0.84) | High Efficiency (EF 0.84) | High Efficiency (EF 0.84) | 631.37 | 631.37 | 631.37 | 631.37 | 631.37 | 631.37 | 631.37 | 631.37 | 631.37 | 631.37 | 631.37 | 631.37 | 631.37 | 631.37 | 631.37 | 631.37 | 631.37 | 631.37 | 631.37 | 631.37 | 631.37 | 631.37 | 631.37 | 631.368 | 631.368 | 631.368 | 631.368 | 0 | 0 | 0 | 0 | 0 | 0 | 0 | 0 | 0 | 0 | 0 | 0 | 0 | 0 | 0 | 0 | 0 | 0 | 0 | 0 | 0 | 0 | 0 | 0 | 0 | 0 | 0 | 0 | 0 | 0 | 0 | 0 | 0 | 0 | 0 | 0 | 0 | 0 | 0 | 0 | 0 | 0 | 0 | 0 | 0 | 0 | 0 | 0 | 0 | 0 | 0 | 0 | 0 | 0 | 0 | 0 | 0 | 0 | 0 | 0 | 0 | 0 | 0 | 0 | 0 | 0 | 0 | 0 | 0 | 0 | 0 | 0 | 0 | 0 | 0 | 0 | 0 | 0 | 0 | 0 | 0 | 0 | 0 | 0 | 0 | 0 | 0 | 0 | 0 | 0 | 0 | 0 | 0 | 0 | 0 | 0 | 0 | 0 | 0 | 0 | 0 | 0 | 0 | 0 | 0 | 0 | 0 | 0 | 0 | 0 | 0 | 0 | 0 | 0 | 0 | 0 | 0 | 0 | 0 | 0 | 0 | 0 | 0 | 0 | 0 | 0 | 0 | 0 | 0 | 0 | 0 | 0 | 0 | 0 | 0 | 0 | 0 | 0 | 0 | 0 | 0 | 0 | 0 | 0 | 0 | 0 | 0 | 0 | 0 | 0 | 0 | 0 | 0 | 0 | 0 | 0 | 0 | 0 | 0 | 0 | 0 | 0 | 0 | 0 | 0 | 0 | 0 | 0 | 0 | 0 | 0 | 0 | 0 | 0 | 0 | 0 | 0 | 0 | 0 | 0 | 0 | 0 | 0 | 0 | 0 | 0 | 0 | 0 | 0 | 0 | 0 | 0 | 0 | 0 | 0 | 0 | 0 | 0 | 0 | 0 | 0 | 0 | 0 | 0 | 0 | 0 | 0 | 0 | 0 | 0 | 0 | 0 | 0 | 0 | 0 | 0 | 0 | 0 | 0 | 0 | 0 | 0 | 0 | 0 | 0 | 0 | 0 | 0 | 0 | 0 | 0 | 0 | 0 | 0 | 0 | 0 | 0 | 0 | 0 | 0 | 0 | 0 | 0 | 0 | 0 | 0 | 0 | 0 | 0 | 0 | 0 | 0 | 0 | 0 | 0 | 0 | 0 | 0 | 0 | 0 | 0 | 0 | 0 | 0 | 0 | 0 | 0 | 0 | 0 | 0 | 0 | 0 | 0 | 0 | 0 | 0 | 0 | 0 | 0 | 0 | 0 | 0 | 0 | 0 | 0 | 0 | 0 | 0 | 0 | 0 | 0 | 0 | 0 | 0 | 0 | 0 | 0 | 0 | 0 | 0 | 0 | 0 | 0 | 0 | 0 | 0 | 0 | 0 | 0 | 0 | 0 | 0 | 0 | 0 | 0 | 0 | 0 | 0 | 0 | 0 | 0 | 0 | 0 | 0 | 0 | 0 | 0 | 0 | 0 | 0 | 0 | 0 | 0 | 0 | 0 | 0 | 0 | 0 | 0 | 0 | 0 | 0 | 0 | 0 | 0 | 0 | 0 | 0 | 0 | 0 | 0 | 0 | 0 | 0 | 0 | 0 | 0 | 0 | 0 | 0 | 0 | 0 | 0 | 0 | 0 | 0 | 0 | 0 | 0 | 0 | 0 | 0 | 0 | 0 | 0 | 0 | 0 | 0 | 0 | 0 | 0 | 0 | 0 | 0 | 0 | 0 | 0 | 0 | 0 | 0 | 0 | 0 | 0 | 0 | 0 | 0 | 0 | 0 | 0 | 0 | 0 | 0 | 0 | 0 | 0 | 0 | 0 | 0 | 0 | 0 | 0 | 0 | 0 | 0 | 0 | 0 | 0 | 0 | 0 | 0 | 0 | 0 | 0 | 0 | 0 | 0 | 0 | 0 | 0 | 0 | 0 | 0 | 0 | 0 | 0 | 0 | 0 | 0 | 0 | 0 | 0 | 0 | 0 | 0 | 0 | 0 | 0 | 0 | 0 | 0 | 0 | 0 | 0 | 0 | 0 | 0 | 0 | 0 | 0 | 0 | 0 | 0 | 0 | 0 | 0 | 0 | 0 | 0 | 0 | 0 | 0 | 0 | 0 | 0 | 0 | 0 | 0 | 48
OR_Residential_LI - Single Family_Existing_Space Heating_Natural Gas_Furnace | OR | Residential | LI - Single Family | Existing | Space Heating | Natural Gas | Insulation - Ceiling Installation | A | ORM1 | R-0 | R-49 | 45 | 0.10059 | 0 | 0 | 1.42 | 0 | 0.01 | 0 | 1 | 0.25 | sqft roof | 0% | 10% | Retrofit | Retro5Med | 81.71% | TBD | 0% | 1143.4173 |  | 1027.3643 |  | 3.2616 | RTF Workbook - ResSFWx_v5_0 | RTF Workbook - ResSFWx_v5_0 | RTF Workbook - ResSFWx_v5_0 | R-0 | R-0 | R-0 | R-0 | R-0 | R-0 | R-0 | R-0 | R-0 | R-0 | R-0 | R-0 | R-0 | R-0 | R-0 | R-0 | R-0 | R-0 | R-0 | R-0 | R-0 | R-0 | R-0 | R-0 | R-0 | R-0 | R-0 | R-49 | R-49 | R-49 | R-49 | R-49 | R-49 | R-49 | R-49 | R-49 | R-49 | R-49 | R-49 | R-49 | R-49 | R-49 | R-49 | R-49 | R-49 | R-49 | R-49 | R-49 | R-49 | R-49 | R-49 | R-49 | R-49 | R-49 | 1.42 | 1.42 | 1.42 | 1.42 | 1.42 | 1.42 | 1.42 | 1.42 | 1.42 | 1.42 | 1.42 | 1.42 | 1.42 | 1.42 | 1.42 | 1.42 | 1.42 | 1.42 | 1.42 | 1.42 | 1.42 | 1.42 | 1.42 | 1.42 | 1.42 | 1.42 | 1.42 | 0 | 0 | 0.10534 | 0.10363 | 0.1017 | 0.10017 | 0.098625 | 0.097076 | 0.095526 | 0.093979 | 0.092439 | 0.090915 | 0.089429 | 0.087978 | 0.086569 | 0.085198 | 0.083863 | 0.082561 | 0.081291 | 0.080048 | 0.078832 | 0.077641 | 0.077129 | 0.07666 | 0.07623 | 0.075881 | 0.075567 | 3.8057 | 4.6193 | 5.5743 | 6.4043 | 7.2274 | 8.3576 | 9.0662 | 9.1564 | 8.529 | 7.2459 | 5.5427 | 3.6266 | 2.0822 | 0.99156 | 0.41498 | 0.1493 | 0.046143 | 0.0099527 | 0.0016191 | 0.00019236 | 0 | 0 | 0 | 0 | 0 | 3.8057 | 8.3633 | 13.7818 | 19.9782 | 26.8978 | 34.833 | 43.343 | 51.7975 | 59.4776 | 65.7428 | 70.2112 | 72.6986 | 73.6164 | 73.4424 | 72.7067 | 71.7274 | 70.6694 | 69.5993 | 68.5436 | 67.5079 | 67.0632 | 66.6549 | 66.2812 | 65.9781 | 65.7049 | 36127.4689 | 44573.8232 | 54810.2182 | 63935.5659 | 73281.9997 | 86093.6856 | 94907.904 | 97429.9604 | 92266.4287 | 79700.4658 | 61979.0683 | 41221.2103 | 24053.0284 | 11638.3315 | 4948.2832 | 1808.2955 | 567.6341 | 124.3335 | 20.5387 | 2.4776 | 0 | 0 | 0 | 0 | 0 | 36127.4689 | 80701.292 | 135511.5102 | 199447.0761 | 272729.0758 | 358822.7614 | 453730.6653 | 551160.6257 | 643427.0544 | 723127.5202 | 785106.5885 | 826327.7989 | 850380.8272 | 862019.1587 | 866967.4419 | 868775.7374 | 869343.3715 | 869467.7049 | 869488.2436 | 869490.7212 | 869490.7212 | 869490.7212 | 869490.7212 | 869490.7212 | 869490.7212 | 3.2616 | 3.9818 | 4.8398 | 5.5983 | 6.3623 | 7.411 | 8.1003 | 8.2454 | 7.7432 | 6.634 | 5.1178 | 3.3774 | 1.956 | 0.93962 | 0.39673 | 0.14401 | 0.044916 | 0.0097773 | 0.0016054 | 0.00019255 | 0 | 0 | 0 | 0 | 0 | 3.2616 | 7.2091 | 11.9657 | 17.4639 | 23.6783 | 30.8878 | 38.7256 | 46.6442 | 53.9979 | 60.1905 | 64.8291 | 67.7031 | 69.1531 | 69.5952 | 69.5098 | 69.1899 | 68.7897 | 68.3728 | 67.9653 | 67.5735 | 67.2342 | 66.9287 | 66.6513 | 66.4129 | 66.1986 | 30708.3485 | 37887.7497 | 46588.6855 | 54345.231 | 62289.6997 | 73179.6327 | 80671.7184 | 82815.4663 | 78426.4644 | 67745.3959 | 52682.2081 | 35038.0288 | 20445.0741 | 9892.5818 | 4206.0407 | 1537.0512 | 482.489 | 105.6834 | 17.4579 | 2.106 | 0 | 0 | 0 | 0 | 0 | 30708.3485 | 68596.0982 | 115184.7837 | 169530.0147 | 231819.7144 | 304999.3472 | 385671.0655 | 468486.5318 | 546912.9963 | 614658.3921 | 667340.6002 | 702378.629 | 722823.7032 | 732716.2849 | 736922.3256 | 738459.3768 | 738941.8657 | 739047.5492 | 739065.0071 | 739067.113 | 739067.113 | 739067.113 | 739067.113 | 739067.113 | 739067.113 | 3.2616 | 3.9818 | 4.8398 | 5.5983 | 6.3623 | 7.411 | 8.1003 | 8.2454 | 7.7432 | 6.634 | 5.1178 | 3.3774 | 1.956 | 0.93962 | 0.39673 | 0.14401 | 0.044916 | 0.0097773 | 0.0016054 | 0.00019255 | 0 | 0 | 0 | 0 | 0 | 3.2616 | 7.2091 | 11.9657 | 17.4639 | 23.6783 | 30.8878 | 38.7256 | 46.6442 | 53.9979 | 60.1905 | 64.8291 | 67.7031 | 69.1531 | 69.5952 | 69.5098 | 69.1899 | 68.7897 | 68.3728 | 67.9653 | 67.5735 | 67.2342 | 66.9287 | 66.6513 | 66.4129 | 66.1986 | 30708.3485 | 37887.7497 | 46588.6855 | 54345.231 | 62289.6997 | 73179.6327 | 80671.7184 | 82815.4663 | 78426.4644 | 67745.3959 | 52682.2081 | 35038.0288 | 20445.0741 | 9892.5818 | 4206.0407 | 1537.0512 | 482.489 | 105.6834 | 17.4579 | 2.106 | 0 | 0 | 0 | 0 | 0 | 30708.3485 | 68596.0982 | 115184.7837 | 169530.0147 | 231819.7144 | 304999.3472 | 385671.0655 | 468486.5318 | 546912.9963 | 614658.3921 | 667340.6002 | 702378.629 | 722823.7032 | 732716.2849 | 736922.3256 | 738459.3768 | 738941.8657 | 739047.5492 | 739065.0071 | 739067.113 | 739067.113 | 739067.113 | 739067.113 | 739067.113 | 739067.113 | 3.2616 | 3.9818 | 4.8398 | 5.5983 | 6.3623 | 7.411 | 8.1003 | 8.2454 | 7.7432 | 6.634 | 5.1178 | 3.3774 | 1.956 | 0.93962 | 0.39673 | 0.14401 | 0.044916 | 0.0097773 | 0.0016054 | 0.00019255 | 0 | 0 | 0 | 0 | 0 | 3.2616 | 7.2091 | 11.9657 | 17.4639 | 23.6783 | 30.8878 | 38.7256 | 46.6442 | 53.9979 | 60.1905 | 64.8291 | 67.7031 | 69.1531 | 69.5952 | 69.5098 | 69.1899 | 68.7897 | 68.3728 | 67.9653 | 67.5735 | 67.2342 | 66.9287 | 66.6513 | 66.4129 | 66.1986 | 30708.3485 | 37887.7497 | 46588.6855 | 54345.231 | 62289.6997 | 73179.6327 | 80671.7184 | 82815.4663 | 78426.4644 | 67745.3959 | 52682.2081 | 35038.0288 | 20445.0741 | 9892.5818 | 4206.0407 | 1537.0512 | 482.489 | 105.6834 | 17.4579 | 2.106 | 0 | 0 | 0 | 0 | 0 | 30708.3485 | 68596.0982 | 115184.7837 | 169530.0147 | 231819.7144 | 304999.3472 | 385671.0655 | 468486.5318 | 546912.9963 | 614658.3921 | 667340.6002 | 702378.629 | 722823.7032 | 732716.2849 | 736922.3256 | 738459.3768 | 738941.8657 | 739047.5492 | 739065.0071 | 739067.113 | 739067.113 | 739067.113 | 739067.113 | 739067.113 | 739067.113 | 1073.7444 | 1081.4576 | 1089.2807 | 1097.1775 | 1105.1142 | 1113.0557 | 1120.9668 | 1128.812 | 1136.5563 | 1144.1713 | 1151.5928 | 1158.8331 | 1165.7777 | 1172.4321 | 1178.8052 | 1184.9059 | 1190.7441 | 1196.3287 | 1201.6685 | 1206.762 | 1211.6291 | 1216.2785 | 1220.7181 | 1224.6993 | 1228.3532 | 964.763 | 971.6934 | 978.7224 | 985.8177 | 992.9488 | 1000.0844 | 1007.1924 | 1014.2414 | 1021.1997 | 1028.0418 | 1034.71 | 1041.2154 | 1047.4552 | 1053.4342 | 1059.1605 | 1064.6419 | 1069.8876 | 1074.9054 | 1079.7033 | 1084.2797 | 1088.6528 | 1092.8303 | 1096.8193 | 1100.3965 | 1103.6795 | 49
OR_Residential_LI - Single Family_Existing_Space Heating_Natural Gas_Furnace | OR | Residential | LI - Single Family | Existing | Space Heating | Natural Gas | Insulation - Ceiling Upgrade | A | ORM2 | R-11 | R-49 | 45 | 0.039861 | 0 | 0 | 1.13 | 0 | 0 | 0 | 0.18589 | 0.25 | sqft roof | 55% | 80% | Retrofit | Retro5Med | 81.71% | TBD | 0% | 2179.1652 |  | 719.4256 |  | 3.224 | RTF Workbook - ResSFWx_v5_0 | RTF Workbook - ResSFWx_v5_0 | RTF Workbook - ResSFWx_v5_0 | R-11 | R-11 | R-11 | R-11 | R-11 | R-11 | R-11 | R-11 | R-11 | R-11 | R-11 | R-11 | R-11 | R-11 | R-11 | R-11 | R-11 | R-11 | R-11 | R-11 | R-11 | R-11 | R-11 | R-11 | R-11 | R-11 | R-11 | R-49 | R-49 | R-49 | R-49 | R-49 | R-49 | R-49 | R-49 | R-49 | R-49 | R-49 | R-49 | R-49 | R-49 | R-49 | R-49 | R-49 | R-49 | R-49 | R-49 | R-49 | R-49 | R-49 | R-49 | R-49 | R-49 | R-49 | 1.13 | 1.13 | 1.13 | 1.13 | 1.13 | 1.13 | 1.13 | 1.13 | 1.13 | 1.13 | 1.13 | 1.13 | 1.13 | 1.13 | 1.13 | 1.13 | 1.13 | 1.13 | 1.13 | 1.13 | 1.13 | 1.13 | 1.13 | 1.13 | 1.13 | 1.13 | 1.13 | 0 | 0 | 0.041635 | 0.040828 | 0.039911 | 0.039131 | 0.038328 | 0.037498 | 0.036654 | 0.035816 | 0.035004 | 0.034239 | 0.033539 | 0.032908 | 0.032335 | 0.031806 | 0.031306 | 0.030829 | 0.030363 | 0.029908 | 0.029462 | 0.029026 | 0.028843 | 0.028676 | 0.028523 | 0.028396 | 0.028275 | 3.7604 | 4.5497 | 5.4688 | 6.2546 | 7.0219 | 8.0708 | 8.6969 | 8.7238 | 8.0741 | 6.8221 | 5.1968 | 3.3912 | 1.9444 | 0.92542 | 0.38728 | 0.13937 | 0.043088 | 0.0092963 | 0.0015128 | 0.00017979 | 0 | 0 | 0 | 0 | 0 | 3.7604 | 8.2372 | 13.521 | 19.5112 | 26.1331 | 33.6378 | 41.5776 | 49.3502 | 56.3056 | 61.8974 | 65.8295 | 67.981 | 68.7419 | 68.5436 | 67.8539 | 66.958 | 65.9895 | 65.0096 | 64.0427 | 63.0937 | 62.6967 | 62.3333 | 62.002 | 61.7249 | 61.4627 | 90318.6721 | 111434.5579 | 137025.5455 | 159838.9148 | 183204.9992 | 215234.2139 | 237269.7599 | 243574.9009 | 230666.0718 | 199251.1644 | 154947.6709 | 103053.0259 | 60132.571 | 29095.8287 | 12370.7079 | 4520.7388 | 1419.0852 | 310.8337 | 51.3467 | 6.1941 | 0 | 0 | 0 | 0 | 0 | 90318.6721 | 201753.2301 | 338778.7755 | 498617.6904 | 681822.6895 | 897056.9034 | 1134326.6633 | 1377901.5642 | 1608567.636 | 1807818.8004 | 1962766.4713 | 2065819.4971 | 2125952.0681 | 2155047.8968 | 2167418.6047 | 2171939.3435 | 2173358.4286 | 2173669.2623 | 2173720.609 | 2173726.8031 | 2173726.8031 | 2173726.8031 | 2173726.8031 | 2173726.8031 | 2173726.8031 | 3.224 | 3.9252 | 4.7551 | 5.4792 | 6.1996 | 7.1844 | 7.8083 | 7.9024 | 7.381 | 6.2944 | 4.8388 | 3.1861 | 1.843 | 0.88495 | 0.37364 | 0.13566 | 0.042321 | 0.0092147 | 0.0015135 | 0.00018156 | 0 | 0 | 0 | 0 | 0 | 3.224 | 7.1067 | 11.7565 | 17.0924 | 23.0728 | 29.9432 | 37.3297 | 44.7039 | 51.4719 | 57.1099 | 61.2948 | 63.8685 | 65.1584 | 65.546 | 65.463 | 65.1765 | 64.8155 | 64.4389 | 64.0711 | 63.7177 | 63.4136 | 63.1412 | 62.8951 | 62.6756 | 62.4678 | 76770.8713 | 94719.3742 | 116471.7137 | 135863.0776 | 155724.2493 | 182949.0818 | 201679.2959 | 207038.6658 | 196066.161 | 169363.4897 | 131705.5202 | 87595.072 | 51112.6853 | 24731.4544 | 10515.1017 | 3842.6279 | 1206.2224 | 264.2086 | 43.6447 | 5.265 | 0 | 0 | 0 | 0 | 0 | 76770.8713 | 171490.2455 | 287961.9592 | 423825.0368 | 579549.2861 | 762498.3679 | 964177.6638 | 1171216.3296 | 1367282.4906 | 1536645.9804 | 1668351.5006 | 1755946.5726 | 1807059.2579 | 1831790.7123 | 1842305.814 | 1846148.4419 | 1847354.6643 | 1847618.873 | 1847662.5177 | 1847667.7826 | 1847667.7826 | 1847667.7826 | 1847667.7826 | 1847667.7826 | 1847667.7826 | 0 | 0 | 0 | 0 | 0 | 0 | 0 | 0 | 0 | 0 | 0 | 0 | 0 | 0 | 0 | 0 | 0 | 0 | 0 | 0 | 0 | 0 | 0 | 0 | 0 | 0 | 0 | 0 | 0 | 0 | 0 | 0 | 0 | 0 | 0 | 0 | 0 | 0 | 0 | 0 | 0 | 0 | 0 | 0 | 0 | 0 | 0 | 0 | 0 | 0 | 0 | 0 | 0 | 0 | 0 | 0 | 0 | 0 | 0 | 0 | 0 | 0 | 0 | 0 | 0 | 0 | 0 | 0 | 0 | 0 | 0 | 0 | 0 | 0 | 0 | 0 | 0 | 0 | 0 | 0 | 0 | 0 | 0 | 0 | 0 | 0 | 0 | 0 | 0 | 0 | 0 | 0 | 0 | 0 | 0 | 0 | 0 | 0 | 0 | 0 | 3.224 | 3.9252 | 4.7551 | 5.4792 | 6.1996 | 7.1844 | 7.8083 | 7.9024 | 7.381 | 6.2944 | 4.8388 | 3.1861 | 1.843 | 0.88495 | 0.37364 | 0.13566 | 0.042321 | 0.0092147 | 0.0015135 | 0.00018156 | 0 | 0 | 0 | 0 | 0 | 3.224 | 7.1067 | 11.7565 | 17.0924 | 23.0728 | 29.9432 | 37.3297 | 44.7039 | 51.4719 | 57.1099 | 61.2948 | 63.8685 | 65.1584 | 65.546 | 65.463 | 65.1765 | 64.8155 | 64.4389 | 64.0711 | 63.7177 | 63.4136 | 63.1412 | 62.8951 | 62.6756 | 62.4678 | 76770.8713 | 94719.3742 | 116471.7137 | 135863.0776 | 155724.2493 | 182949.0818 | 201679.2959 | 207038.6658 | 196066.161 | 169363.4897 | 131705.5202 | 87595.072 | 51112.6853 | 24731.4544 | 10515.1017 | 3842.6279 | 1206.2224 | 264.2086 | 43.6447 | 5.265 | 0 | 0 | 0 | 0 | 0 | 76770.8713 | 171490.2455 | 287961.9592 | 423825.0368 | 579549.2861 | 762498.3679 | 964177.6638 | 1171216.3296 | 1367282.4906 | 1536645.9804 | 1668351.5006 | 1755946.5726 | 1807059.2579 | 1831790.7123 | 1842305.814 | 1846148.4419 | 1847354.6643 | 1847618.873 | 1847662.5177 | 1847667.7826 | 1847667.7826 | 1847667.7826 | 1847667.7826 | 1847667.7826 | 1847667.7826 | 2046.3803 | 2061.0804 | 2075.9899 | 2091.0398 | 2106.1658 | 2121.3012 | 2136.3782 | 2151.3299 | 2166.0894 | 2180.6023 | 2194.7464 | 2208.5452 | 2221.7805 | 2234.4628 | 2246.6088 | 2258.2356 | 2269.3623 | 2280.0057 | 2290.1826 | 2299.8898 | 2309.1657 | 2318.0267 | 2326.4879 | 2334.0755 | 2341.0392 | 675.5882 | 680.4413 | 685.3635 | 690.332 | 695.3257 | 700.3225 | 705.3 | 710.2361 | 715.1088 | 719.9001 | 724.5695 | 729.1251 | 733.4945 | 737.6814 | 741.6913 | 745.5298 | 749.2031 | 752.7169 | 756.0767 | 759.2814 | 762.3437 | 765.2691 | 768.0624 | 770.5674 | 772.8664 | 50
OR_Residential_LI - Single Family_Existing_Space Heating_Natural Gas_Furnace | OR | Residential | LI - Single Family | Existing | Space Heating | Natural Gas | Insulation - Radiant Barrier | A | ORM3 | None | Installed | 15 | 0.0015916 | 0 | 0 | 0.07 | 0 | 0 | 0 | 0.18589 | 0.45 | sqft wall | 5% | 20% | Retrofit | Retro5Med | 81.71% | TBD | 0% | 6371.2052 |  | 2743.1479 |  | 0.19158 | INS_RB-HVAC-CMUATRM-2016-12 | INS_RB-All-ESTAR-V3_R8-1 | INS_RB-HVAC-CMUATRM-2016-12 | None | None | None | None | None | None | None | None | None | None | None | None | None | None | None | None | None | None | None | None | None | None | None | None | None | None | None | Installed | Installed | Installed | Installed | Installed | Installed | Installed | Installed | Installed | Installed | Installed | Installed | Installed | Installed | Installed | Installed | Installed | Installed | Installed | Installed | Installed | Installed | Installed | Installed | Installed | Installed | Installed | 0.07 | 0.07 | 0.07 | 0.07 | 0.07 | 0.07 | 0.07 | 0.07 | 0.07 | 0.07 | 0.07 | 0.07 | 0.07 | 0.07 | 0.07 | 0.07 | 0.07 | 0.07 | 0.07 | 0.07 | 0.07 | 0.07 | 0.07 | 0.07 | 0.07 | 0.07 | 0.07 | 0 | 0 | 0.0016572 | 0.0016187 | 0.0015748 | 0.0015354 | 0.0014944 | 0.0014512 | 0.001407 | 0.0013636 | 0.0013225 | 0.0012852 | 0.0012528 | 0.0012253 | 0.001202 | 0.0011816 | 0.0011629 | 0.0011455 | 0.0011285 | 0.001112 | 0.0010958 | 0.00108 | 0.0010735 | 0.0010677 | 0.0010624 | 0.0010578 | 0.0010531 | 0.22335 | 0.26917 | 0.32201 | 0.36623 | 0.40854 | 0.46609 | 0.49818 | 0.49561 | 0.45522 | 0.38214 | 0.28966 | 0.18843 | 0.10785 | 0.051301 | 0.021468 | 0 | 0 | 0 | 0 | 0 | 0 | 0 | 0 | 0 | 0 | 0.22335 | 0.48733 | 0.79612 | 1.1424 | 1.5205 | 1.9426 | 2.3817 | 2.8037 | 3.1745 | 3.4671 | 3.6692 | 3.7772 | 3.8131 | 3.7998 | 3.7613 | 3.7048 | 3.65 | 3.5965 | 3.5442 | 3.4929 | 3.4722 | 3.4533 | 3.4361 | 3.4212 | 3.4062 | 134776.9627 | 166286.8917 | 204474.7381 | 238517.7168 | 273385.4778 | 321180.6919 | 354062.973 | 363471.7445 | 344208.6981 | 297330.1767 | 231218.8162 | 153779.6503 | 89732.1128 | 43417.9038 | 18460.0415 | 0 | 0 | 0 | 0 | 0 | 0 | 0 | 0 | 0 | 0 | 134776.9627 | 301063.8544 | 505538.5924 | 744056.3092 | 1017441.787 | 1338622.4789 | 1692685.4519 | 2056157.1964 | 2400365.8945 | 2697696.0712 | 2928914.8874 | 3082694.5377 | 3172426.6505 | 3215844.5543 | 3234304.5958 | 3234304.5958 | 3234304.5958 | 3234304.5958 | 3234304.5958 | 3234304.5958 | 3234304.5958 | 3234304.5958 | 3234304.5958 | 3234304.5958 | 3234304.5958 | 0.19158 | 0.23247 | 0.28048 | 0.32166 | 0.36198 | 0.41682 | 0.4499 | 0.45214 | 0.41958 | 0.35584 | 0.27241 | 0.17889 | 0.10333 | 0.04959 | 0.020937 | 0 | 0 | 0 | 0 | 0 | 0 | 0 | 0 | 0 | 0 | 0.19158 | 0.42089 | 0.69345 | 1.0034 | 1.3472 | 1.7372 | 2.1508 | 2.5577 | 2.926 | 3.2286 | 3.4507 | 3.586 | 3.6532 | 3.673 | 3.6682 | 3.6453 | 3.6237 | 3.6032 | 3.5836 | 3.5649 | 3.549 | 3.5348 | 3.5221 | 3.5101 | 3.4981 | 114560.4183 | 141343.8579 | 173803.5273 | 202740.0592 | 232377.6561 | 273003.5881 | 300953.5271 | 308950.9828 | 292577.3934 | 252730.6502 | 196535.9938 | 130712.7028 | 76272.2959 | 36905.2182 | 15691.0353 | 0 | 0 | 0 | 0 | 0 | 0 | 0 | 0 | 0 | 0 | 114560.4183 | 255904.2762 | 429707.8036 | 632447.8628 | 864825.5189 | 1137829.1071 | 1438782.6341 | 1747733.617 | 2040311.0103 | 2293041.6605 | 2489577.6543 | 2620290.3571 | 2696562.6529 | 2733467.8712 | 2749158.9064 | 2749158.9064 | 2749158.9064 | 2749158.9064 | 2749158.9064 | 2749158.9064 | 2749158.9064 | 2749158.9064 | 2749158.9064 | 2749158.9064 | 2749158.9064 | 0 | 0 | 0 | 0 | 0 | 0 | 0 | 0 | 0 | 0 | 0 | 0 | 0 | 0 | 0 | 0 | 0 | 0 | 0 | 0 | 0 | 0 | 0 | 0 | 0 | 0 | 0 | 0 | 0 | 0 | 0 | 0 | 0 | 0 | 0 | 0 | 0 | 0 | 0 | 0 | 0 | 0 | 0 | 0 | 0 | 0 | 0 | 0 | 0 | 0 | 0 | 0 | 0 | 0 | 0 | 0 | 0 | 0 | 0 | 0 | 0 | 0 | 0 | 0 | 0 | 0 | 0 | 0 | 0 | 0 | 0 | 0 | 0 | 0 | 0 | 0 | 0 | 0 | 0 | 0 | 0 | 0 | 0 | 0 | 0 | 0 | 0 | 0 | 0 | 0 | 0 | 0 | 0 | 0 | 0 | 0 | 0 | 0 | 0 | 0 | 0 | 0 | 0 | 0 | 0 | 0 | 0 | 0 | 0 | 0 | 0 | 0 | 0 | 0 | 0 | 0 | 0 | 0 | 0 | 0 | 0 | 0 | 0 | 0 | 0 | 0 | 0 | 0 | 0 | 0 | 0 | 0 | 0 | 0 | 0 | 0 | 0 | 0 | 0 | 0 | 0 | 0 | 0 | 0 | 0 | 0 | 0 | 0 | 0 | 0 | 0 | 0 | 0 | 0 | 0 | 0 | 0 | 0 | 0 | 0 | 0 | 0 | 0 | 0 | 0 | 0 | 0 | 0 | 0 | 0 | 0 | 0 | 0 | 0 | 0 | 0 | 0 | 0 | 0 | 0 | 0 | 0 | 0 | 0 | 0 | 0 | 0 | 0 | 0 | 0 | 0 | 0 | 0 | 0 | 0 | 0 | 0 | 0 | 0 | 0 | 5982.983 | 6025.9617 | 6069.5524 | 6113.5537 | 6157.7776 | 6202.0286 | 6246.1093 | 6289.8234 | 6332.9756 | 6375.4069 | 6416.7598 | 6457.1032 | 6495.7992 | 6532.8781 | 6568.3895 | 6602.3827 | 6634.9137 | 6666.0317 | 6695.7856 | 6724.1667 | 6751.2865 | 6777.1933 | 6801.9311 | 6824.1149 | 6844.4746 | 2575.9973 | 2594.502 | 2613.2701 | 2632.2151 | 2651.2558 | 2670.3083 | 2689.2874 | 2708.1087 | 2726.688 | 2744.957 | 2762.7617 | 2780.1317 | 2796.7924 | 2812.7569 | 2828.0464 | 2842.6823 | 2856.6887 | 2870.0867 | 2882.8973 | 2895.1169 | 2906.7935 | 2917.9477 | 2928.5987 | 2938.15 | 2946.916 | 51
OR_Residential_LI - Single Family_Existing_Space Heating_Natural Gas_Furnace | OR | Residential | LI - Single Family | Existing | Space Heating | Natural Gas | Insulation - Wall Cavity Installation | A | ORM4 | R-0 | R-11 | 45 | 0.07 | 0 | 0 | 1.41 | 0 | 0.01 | 0 | 1 | 0.25 | sqft wall | 0% | 0% | Retrofit | Retro5Med | 81.71% | TBD | 0% | 1581.9827 |  | 1465.9297 |  | 0 | Avista TRM - 07.01.21 - Wall Insulation | Avista TRM - 07.01.21 - Wall Insulation | Avista TRM - 07.01.21 - Wall Insulation | R-0 | R-0 | R-0 | R-0 | R-0 | R-0 | R-0 | R-0 | R-0 | R-0 | R-0 | R-0 | R-0 | R-0 | R-0 | R-0 | R-0 | R-0 | R-0 | R-0 | R-0 | R-0 | R-0 | R-0 | R-0 | R-0 | R-0 | R-11 | R-11 | R-11 | R-11 | R-11 | R-11 | R-11 | R-11 | R-11 | R-11 | R-11 | R-11 | R-11 | R-11 | R-11 | R-11 | R-11 | R-11 | R-11 | R-11 | R-11 | R-11 | R-11 | R-11 | R-11 | R-11 | R-11 | 1.41 | 1.41 | 1.41 | 1.41 | 1.41 | 1.41 | 1.41 | 1.41 | 1.41 | 1.41 | 1.41 | 1.41 | 1.41 | 1.41 | 1.41 | 1.41 | 1.41 | 1.41 | 1.41 | 1.41 | 1.41 | 1.41 | 1.41 | 1.41 | 1.41 | 1.41 | 1.41 | 0 | 0 | 0.073254 | 0.072002 | 0.070585 | 0.069434 | 0.068267 | 0.067084 | 0.065893 | 0.064706 | 0.063536 | 0.062396 | 0.061307 | 0.06027 | 0.059282 | 0.058335 | 0.05742 | 0.056531 | 0.055665 | 0.054819 | 0.05399 | 0.053178 | 0.052832 | 0.052515 | 0.052225 | 0.051987 | 0.05177 | 0 | 0 | 0 | 0 | 0 | 0 | 0 | 0 | 0 | 0 | 0 | 0 | 0 | 0 | 0 | 0 | 0 | 0 | 0 | 0 | 0 | 0 | 0 | 0 | 0 | 0 | 0 | 0 | 0 | 0 | 0 | 0 | 0 | 0 | 0 | 0 | 0 | 0 | 0 | 0 | 0 | 0 | 0 | 0 | 0 | 0 | 0 | 0 | 0 | 0 | 0 | 0 | 0 | 0 | 0 | 0 | 0 | 0 | 0 | 0 | 0 | 0 | 0 | 0 | 0 | 0 | 0 | 0 | 0 | 0 | 0 | 0 | 0 | 0 | 0 | 0 | 0 | 0 | 0 | 0 | 0 | 0 | 0 | 0 | 0 | 0 | 0 | 0 | 0 | 0 | 0 | 0 | 0 | 0 | 0 | 0 | 0 | 0 | 0 | 0 | 0 | 0 | 0 | 0 | 0 | 0 | 0 | 0 | 0 | 0 | 0 | 0 | 0 | 0 | 0 | 0 | 0 | 0 | 0 | 0 | 0 | 0 | 0 | 0 | 0 | 0 | 0 | 0 | 0 | 0 | 0 | 0 | 0 | 0 | 0 | 0 | 0 | 0 | 0 | 0 | 0 | 0 | 0 | 0 | 0 | 0 | 0 | 0 | 0 | 0 | 0 | 0 | 0 | 0 | 0 | 0 | 0 | 0 | 0 | 0 | 0 | 0 | 0 | 0 | 0 | 0 | 0 | 0 | 0 | 0 | 0 | 0 | 0 | 0 | 0 | 0 | 0 | 0 | 0 | 0 | 0 | 0 | 0 | 0 | 0 | 0 | 0 | 0 | 0 | 0 | 0 | 0 | 0 | 0 | 0 | 0 | 0 | 0 | 0 | 0 | 0 | 0 | 0 | 0 | 0 | 0 | 0 | 0 | 0 | 0 | 0 | 0 | 0 | 0 | 0 | 0 | 0 | 0 | 0 | 0 | 0 | 0 | 0 | 0 | 0 | 0 | 0 | 0 | 0 | 0 | 0 | 0 | 0 | 0 | 0 | 0 | 0 | 0 | 0 | 0 | 0 | 0 | 0 | 0 | 0 | 0 | 0 | 0 | 0 | 0 | 0 | 0 | 0 | 0 | 0 | 0 | 0 | 0 | 0 | 0 | 0 | 0 | 0 | 0 | 0 | 0 | 0 | 0 | 0 | 0 | 0 | 0 | 0 | 0 | 0 | 0 | 0 | 0 | 0 | 0 | 0 | 0 | 0 | 0 | 0 | 0 | 0 | 0 | 0 | 0 | 0 | 0 | 0 | 0 | 0 | 0 | 0 | 0 | 0 | 0 | 0 | 0 | 0 | 0 | 0 | 0 | 0 | 0 | 0 | 0 | 0 | 0 | 0 | 0 | 0 | 0 | 0 | 0 | 0 | 0 | 0 | 0 | 0 | 0 | 0 | 0 | 0 | 0 | 0 | 0 | 0 | 0 | 0 | 0 | 0 | 0 | 0 | 0 | 0 | 0 | 0 | 0 | 0 | 0 | 0 | 0 | 0 | 0 | 0 | 0 | 0 | 0 | 0 | 0 | 0 | 0 | 0 | 0 | 0 | 0 | 0 | 0 | 0 | 0 | 0 | 0 | 0 | 0 | 0 | 0 | 0 | 0 | 0 | 0 | 0 | 0 | 0 | 0 | 0 | 0 | 0 | 0 | 0 | 0 | 0 | 0 | 0 | 0 | 0 | 0 | 0 | 0 | 0 | 0 | 0 | 0 | 0 | 0 | 0 | 0 | 1485.5864 | 1496.2581 | 1507.0817 | 1518.0073 | 1528.9882 | 1539.9758 | 1550.9212 | 1561.7754 | 1572.4902 | 1583.026 | 1593.294 | 1603.3113 | 1612.9196 | 1622.1264 | 1630.944 | 1639.3845 | 1647.462 | 1655.1887 | 1662.5767 | 1669.6237 | 1676.3576 | 1682.7903 | 1688.9328 | 1694.4411 | 1699.4964 | 1376.605 | 1386.4938 | 1396.5234 | 1406.6475 | 1416.8229 | 1427.0044 | 1437.1468 | 1447.2048 | 1457.1336 | 1466.8965 | 1476.4112 | 1485.6937 | 1494.5971 | 1503.1285 | 1511.2992 | 1519.1206 | 1526.6056 | 1533.7654 | 1540.6114 | 1547.1415 | 1553.3814 | 1559.3422 | 1565.034 | 1570.1382 | 1574.8227 | 52
OR_Residential_LI - Single Family_Existing_Space Heating_Natural Gas_Furnace | OR | Residential | LI - Single Family | Existing | Space Heating | Natural Gas | Insulation - Wall Cavity Upgrade | A | ORM5 | R-5 | R-11 | 45 | 0.031818 | 0 | 0 | 1.79 | 0 | 0 | 0 | 0.28637 | 0.25 | sqft wall | 80% | 95% | Retrofit | Retro5Med | 81.71% | TBD | 0% | 4210.2595 |  | 1756.8065 |  | 3.8326 | D20_INS_WLC-Heat-RTF-v4.1-9 | D20_INS_WLC-Heat-RTF-v4.1-9 | Avista TRM - 07.01.21 - Wall Insulation | R-5 | R-5 | R-5 | R-5 | R-5 | R-5 | R-5 | R-5 | R-5 | R-5 | R-5 | R-5 | R-5 | R-5 | R-5 | R-5 | R-5 | R-5 | R-5 | R-5 | R-5 | R-5 | R-5 | R-5 | R-5 | R-5 | R-5 | R-11 | R-11 | R-11 | R-11 | R-11 | R-11 | R-11 | R-11 | R-11 | R-11 | R-11 | R-11 | R-11 | R-11 | R-11 | R-11 | R-11 | R-11 | R-11 | R-11 | R-11 | R-11 | R-11 | R-11 | R-11 | R-11 | R-11 | 1.79 | 1.79 | 1.79 | 1.79 | 1.79 | 1.79 | 1.79 | 1.79 | 1.79 | 1.79 | 1.79 | 1.79 | 1.79 | 1.79 | 1.79 | 1.79 | 1.79 | 1.79 | 1.79 | 1.79 | 1.79 | 1.79 | 1.79 | 1.79 | 1.79 | 1.79 | 1.79 | 0 | 0 | 0.033156 | 0.032421 | 0.031581 | 0.030837 | 0.030063 | 0.029251 | 0.028422 | 0.027604 | 0.026828 | 0.026117 | 0.025491 | 0.024954 | 0.024489 | 0.024078 | 0.023699 | 0.023341 | 0.022994 | 0.022655 | 0.022323 | 0.021998 | 0.021866 | 0.021745 | 0.021635 | 0.02154 | 0.021446 | 4.4687 | 5.3911 | 6.4576 | 7.3551 | 8.2188 | 9.3948 | 10.0631 | 10.0332 | 9.2344 | 7.7654 | 5.894 | 3.8373 | 2.1975 | 1.0454 | 0.43748 | 0.15746 | 0.048692 | 0.010508 | 0.0017105 | 0.00020333 | 0 | 0 | 0 | 0 | 0 | 4.4687 | 9.7607 | 15.9655 | 22.9444 | 30.5874 | 39.1557 | 48.1092 | 56.7579 | 64.3966 | 70.456 | 74.6614 | 76.9242 | 77.6901 | 77.4311 | 76.649 | 75.6501 | 74.5734 | 73.4849 | 72.4108 | 71.3565 | 70.9259 | 70.5331 | 70.1762 | 69.8689 | 69.5656 | 134776.9627 | 166286.8917 | 204474.7381 | 238517.7168 | 273385.4778 | 321180.6919 | 354062.973 | 363471.7445 | 344208.6981 | 297330.1767 | 231218.8162 | 153779.6503 | 89732.1128 | 43417.9038 | 18460.0415 | 6746.0186 | 2117.613 | 463.8378 | 76.6215 | 9.243 | 0 | 0 | 0 | 0 | 0 | 134776.9627 | 301063.8544 | 505538.5924 | 744056.3092 | 1017441.787 | 1338622.4789 | 1692685.4519 | 2056157.1964 | 2400365.8945 | 2697696.0712 | 2928914.8874 | 3082694.5377 | 3172426.6505 | 3215844.5543 | 3234304.5958 | 3241050.6144 | 3243168.2273 | 3243632.0652 | 3243708.6867 | 3243717.9297 | 3243717.9297 | 3243717.9297 | 3243717.9297 | 3243717.9297 | 3243717.9297 | 3.8326 | 4.6548 | 5.6221 | 6.4556 | 7.2751 | 8.3913 | 9.0737 | 9.1358 | 8.4926 | 7.2133 | 5.5282 | 3.6329 | 2.0993 | 1.0076 | 0.42541 | 0.15448 | 0.048203 | 0.010498 | 0.0017246 | 0.00020694 | 0 | 0 | 0 | 0 | 0 | 3.8326 | 8.4276 | 13.9 | 20.1381 | 27.0754 | 34.9734 | 43.379 | 51.6809 | 59.2238 | 65.4463 | 70.0269 | 72.8251 | 74.2188 | 74.6318 | 74.535 | 74.2198 | 73.8234 | 73.4105 | 73.0076 | 72.6211 | 72.2904 | 71.9957 | 71.7308 | 71.486 | 71.2433 | 114560.4183 | 141343.8579 | 173803.5273 | 202740.0592 | 232377.6561 | 273003.5881 | 300953.5271 | 308950.9828 | 292577.3934 | 252730.6502 | 196535.9938 | 130712.7028 | 76272.2959 | 36905.2182 | 15691.0353 | 5734.1158 | 1799.971 | 394.2622 | 65.1283 | 7.8566 | 0 | 0 | 0 | 0 | 0 | 114560.4183 | 255904.2762 | 429707.8036 | 632447.8628 | 864825.5189 | 1137829.1071 | 1438782.6341 | 1747733.617 | 2040311.0103 | 2293041.6605 | 2489577.6543 | 2620290.3571 | 2696562.6529 | 2733467.8712 | 2749158.9064 | 2754893.0222 | 2756692.9932 | 2757087.2554 | 2757152.3837 | 2757160.2402 | 2757160.2402 | 2757160.2402 | 2757160.2402 | 2757160.2402 | 2757160.2402 | 0 | 0 | 0 | 0 | 0 | 0 | 0 | 0 | 0 | 0 | 0 | 0 | 0 | 0 | 0 | 0 | 0 | 0 | 0 | 0 | 0 | 0 | 0 | 0 | 0 | 0 | 0 | 0 | 0 | 0 | 0 | 0 | 0 | 0 | 0 | 0 | 0 | 0 | 0 | 0 | 0 | 0 | 0 | 0 | 0 | 0 | 0 | 0 | 0 | 0 | 0 | 0 | 0 | 0 | 0 | 0 | 0 | 0 | 0 | 0 | 0 | 0 | 0 | 0 | 0 | 0 | 0 | 0 | 0 | 0 | 0 | 0 | 0 | 0 | 0 | 0 | 0 | 0 | 0 | 0 | 0 | 0 | 0 | 0 | 0 | 0 | 0 | 0 | 0 | 0 | 0 | 0 | 0 | 0 | 0 | 0 | 0 | 0 | 0 | 0 | 0 | 0 | 0 | 0 | 0 | 0 | 0 | 0 | 0 | 0 | 0 | 0 | 0 | 0 | 0 | 0 | 0 | 0 | 0 | 0 | 0 | 0 | 0 | 0 | 0 | 0 | 0 | 0 | 0 | 0 | 0 | 0 | 0 | 0 | 0 | 0 | 0 | 0 | 0 | 0 | 0 | 0 | 0 | 0 | 0 | 0 | 0 | 0 | 0 | 0 | 0 | 0 | 0 | 0 | 0 | 0 | 0 | 0 | 0 | 0 | 0 | 0 | 0 | 0 | 0 | 0 | 0 | 0 | 0 | 0 | 0 | 0 | 0 | 0 | 0 | 0 | 0 | 0 | 0 | 0 | 0 | 0 | 0 | 0 | 0 | 0 | 0 | 0 | 0 | 0 | 0 | 0 | 0 | 0 | 0 | 0 | 0 | 0 | 0 | 0 | 3953.7122 | 3982.1135 | 4010.9194 | 4039.9967 | 4069.221 | 4098.4632 | 4127.5929 | 4156.4803 | 4184.9964 | 4213.0361 | 4240.3632 | 4267.0232 | 4292.5945 | 4317.0973 | 4340.5641 | 4363.0277 | 4384.525 | 4405.0886 | 4424.7508 | 4443.5058 | 4461.4272 | 4478.5471 | 4494.8945 | 4509.5541 | 4523.0083 | 1649.7575 | 1661.6085 | 1673.6283 | 1685.7613 | 1697.9556 | 1710.1575 | 1722.3124 | 1734.3662 | 1746.265 | 1757.9651 | 1769.3678 | 1780.4922 | 1791.1623 | 1801.3865 | 1811.1784 | 1820.5518 | 1829.5219 | 1838.1025 | 1846.3069 | 1854.1327 | 1861.6107 | 1868.7543 | 1875.5756 | 1881.6926 | 1887.3066 | 53
OR_Residential_LI - Single Family_Existing_Space Heating_Natural Gas_Furnace | OR | Residential | LI - Single Family | Existing | Space Heating | Natural Gas | Insulation - Wall Sheathing | A | ORM6 | None | Install R-5 Rigid | 20 | 0.037806 | 0 | 0 | 1.02 | 0 | 0 | 0 | 0.28637 | 0.45 | sqft wall | 1% | 5% | Retrofit | Retro5Med | 81.71% | TBD | 0% | 3323.5419 |  | 1628.8948 |  | 1.2085 | INS_WLS-Cooling/Heating-DEER-1 | INS_WLS-Cooling/Heating-DEER-1 | BEST | None | None | None | None | None | None | None | None | None | None | None | None | None | None | None | None | None | None | None | None | None | None | None | None | None | None | None | Install R-5 Rigid | Install R-5 Rigid | Install R-5 Rigid | Install R-5 Rigid | Install R-5 Rigid | Install R-5 Rigid | Install R-5 Rigid | Install R-5 Rigid | Install R-5 Rigid | Install R-5 Rigid | Install R-5 Rigid | Install R-5 Rigid | Install R-5 Rigid | Install R-5 Rigid | Install R-5 Rigid | Install R-5 Rigid | Install R-5 Rigid | Install R-5 Rigid | Install R-5 Rigid | Install R-5 Rigid | Install R-5 Rigid | Install R-5 Rigid | Install R-5 Rigid | Install R-5 Rigid | Install R-5 Rigid | Install R-5 Rigid | Install R-5 Rigid | 1.02 | 1.02 | 1.02 | 1.02 | 1.02 | 1.02 | 1.02 | 1.02 | 1.02 | 1.02 | 1.02 | 1.02 | 1.02 | 1.02 | 1.02 | 1.02 | 1.02 | 1.02 | 1.02 | 1.02 | 1.02 | 1.02 | 1.02 | 1.02 | 1.02 | 1.02 | 1.02 | 0 | 0 | 0.039173 | 0.038038 | 0.036738 | 0.035515 | 0.034229 | 0.032857 | 0.031454 | 0.030086 | 0.028821 | 0.02771 | 0.026789 | 0.026061 | 0.025489 | 0.025027 | 0.024629 | 0.024267 | 0.023919 | 0.023581 | 0.023251 | 0.022927 | 0.022804 | 0.022692 | 0.022592 | 0.022499 | 0.022396 | 1.4079 | 1.6867 | 2.0032 | 2.2589 | 2.4954 | 2.8142 | 2.9698 | 2.9161 | 2.6454 | 2.1971 | 1.6518 | 1.0687 | 0.60991 | 0.28976 | 0.12124 | 0.043654 | 0.013507 | 0.0029167 | 0.00047507 | 5.6511e-05 | 0 | 0 | 0 | 0 | 0 | 1.4079 | 3.0539 | 4.9526 | 7.0468 | 9.2869 | 11.729 | 14.1979 | 16.4963 | 18.4479 | 19.9345 | 20.9233 | 21.4236 | 21.5628 | 21.462 | 21.2419 | 20.9731 | 20.6861 | 20.3969 | 20.1118 | 19.8318 | 19.7251 | 19.6288 | 19.5423 | 19.4611 | 19.372 | 35940.5234 | 44343.1711 | 54526.5968 | 63604.7245 | 72902.7941 | 85648.1845 | 94416.7928 | 96925.7985 | 91788.9862 | 79288.0471 | 61658.351 | 41007.9068 | 23928.5634 | 11578.1077 | 4922.6777 | 1798.9383 | 564.6968 | 123.6901 | 20.4324 | 2.4648 | 0 | 0 | 0 | 0 | 0 | 35940.5234 | 80283.6945 | 134810.2913 | 198415.0158 | 271317.8099 | 356965.9944 | 451382.7872 | 548308.5857 | 640097.5719 | 719385.619 | 781043.97 | 822051.8767 | 845980.4401 | 857558.5478 | 862481.2255 | 864280.1638 | 864844.8606 | 864968.5507 | 864988.9831 | 864991.4479 | 864991.4479 | 864991.4479 | 864991.4479 | 864991.4479 | 864991.4479 | 1.2085 | 1.4591 | 1.7496 | 1.992 | 2.2231 | 2.535 | 2.7067 | 2.6901 | 2.4703 | 2.0762 | 1.5783 | 1.0317 | 0.59447 | 0.28501 | 0.12032 | 0.043705 | 0.013643 | 0.0029729 | 0.00048865 | 5.8667e-05 | 0 | 0 | 0 | 0 | 0 | 1.2085 | 2.6418 | 4.3256 | 6.214 | 8.2736 | 10.5652 | 12.9399 | 15.2179 | 17.2267 | 18.8372 | 19.993 | 20.6825 | 21.0172 | 21.1101 | 21.0799 | 20.9975 | 20.8952 | 20.7893 | 20.6865 | 20.5884 | 20.5061 | 20.4338 | 20.3699 | 20.3043 | 20.2313 | 30549.4449 | 37691.6955 | 46347.6073 | 54064.0158 | 61967.375 | 72800.9568 | 80254.2739 | 82386.9288 | 78020.6382 | 67394.84 | 52409.5983 | 34856.7207 | 20339.2789 | 9841.3915 | 4184.2761 | 1529.0975 | 479.9923 | 105.1366 | 17.3675 | 2.0951 | 0 | 0 | 0 | 0 | 0 | 30549.4449 | 68241.1403 | 114588.7476 | 168652.7634 | 230620.1384 | 303421.0952 | 383675.3691 | 466062.2979 | 544082.9361 | 611477.7761 | 663887.3745 | 698744.0952 | 719083.3741 | 728924.7656 | 733109.0417 | 734638.1393 | 735118.1315 | 735223.2681 | 735240.6356 | 735242.7307 | 735242.7307 | 735242.7307 | 735242.7307 | 735242.7307 | 735242.7307 | 0 | 0 | 0 | 0 | 0 | 0 | 0 | 0 | 0 | 0 | 0 | 0 | 0 | 0 | 0 | 0 | 0 | 0 | 0 | 0 | 0 | 0 | 0 | 0 | 0 | 0 | 0 | 0 | 0 | 0 | 0 | 0 | 0 | 0 | 0 | 0 | 0 | 0 | 0 | 0 | 0 | 0 | 0 | 0 | 0 | 0 | 0 | 0 | 0 | 0 | 0 | 0 | 0 | 0 | 0 | 0 | 0 | 0 | 0 | 0 | 0 | 0 | 0 | 0 | 0 | 0 | 0 | 0 | 0 | 0 | 0 | 0 | 0 | 0 | 0 | 0 | 0 | 0 | 0 | 0 | 0 | 0 | 0 | 0 | 0 | 0 | 0 | 0 | 0 | 0 | 0 | 0 | 0 | 0 | 0 | 0 | 0 | 0 | 0 | 0 | 0 | 1.4738 | 1.7792 | 2.0418 | 2.2995 | 2.6503 | 2.8634 | 2.8804 | 2.6754 | 2.2707 | 1.7393 | 1.1426 | 0.66012 | 0.31683 | 0.13376 | 0.048574 | 0.015157 | 0.003301 | 0.00054231 | 6.5076e-05 | 0 | 0 | 0 | 0 | 0 | 0 | 1.4738 | 3.2262 | 5.2157 | 7.4244 | 9.9339 | 12.5991 | 15.2265 | 17.6095 | 19.5731 | 21.0183 | 21.903 | 22.3468 | 22.483 | 22.4592 | 22.3664 | 22.2483 | 22.1248 | 22.0043 | 21.8887 | 21.7899 | 21.7019 | 21.6229 | 21.5494 | 21.4759 | 0 | 37691.6955 | 46347.6073 | 54064.0158 | 61967.375 | 72800.9568 | 80254.2739 | 82386.9288 | 78020.6382 | 67394.84 | 52409.5983 | 34856.7207 | 20339.2789 | 9841.3915 | 4184.2761 | 1529.0975 | 479.9923 | 105.1366 | 17.3675 | 2.0951 | 0 | 0 | 0 | 0 | 0 | 0 | 37691.6955 | 84039.3027 | 138103.3185 | 200070.6935 | 272871.6503 | 353125.9242 | 435512.853 | 513533.4912 | 580928.3313 | 633337.9296 | 668194.6503 | 688533.9292 | 698375.3208 | 702559.5968 | 704088.6944 | 704568.6867 | 704673.8232 | 704691.1908 | 704693.2859 | 704693.2859 | 704693.2859 | 704693.2859 | 704693.2859 | 704693.2859 | 3121.0256 | 3143.4454 | 3166.1846 | 3189.1379 | 3212.2073 | 3235.2908 | 3258.2856 | 3281.089 | 3303.5994 | 3325.7337 | 3347.3055 | 3368.3506 | 3388.5364 | 3407.8786 | 3426.4032 | 3444.1357 | 3461.1055 | 3477.3383 | 3492.8594 | 3507.6644 | 3521.8114 | 3535.3258 | 3548.2302 | 3559.8024 | 3570.423 | 1529.64 | 1540.6281 | 1551.7727 | 1563.0223 | 1574.3288 | 1585.6423 | 1596.9122 | 1608.0883 | 1619.1209 | 1629.9691 | 1640.5415 | 1650.8559 | 1660.7492 | 1670.2289 | 1679.308 | 1687.9988 | 1696.3159 | 1704.2717 | 1711.8787 | 1719.1348 | 1726.0683 | 1732.6918 | 1739.0164 | 1744.688 | 1749.8933 | 54
OR_Residential_LI - Single Family_Existing_Space Heating_Natural Gas_Furnace | OR | Residential | LI - Single Family | Existing | Space Heating | Natural Gas | Insulation - External Wall Sheathing - Insulated Vinyl Siding | A | ORM7 | None | Insulated Vinyl Siding, between R-2 and R-2.7 | 25 | 0.012687 | 0 | 0 | 1.91 | 0 | 0 | 0 | 0.28637 | 0.25 | sqft wall | 0.5% | 5% | Retrofit | Retro1Slow | 84.81% | TBD | 0% | 13802.7684 |  | 5872.9111 |  | 0.027203 | INS_WLS_SIDING-HVAC-AEG-1 | INS_WLS_SIDING-HVAC-AEG-1 | INS_WLS_SIDING-HVAC-E3T-287-1 | None | None | None | None | None | None | None | None | None | None | None | None | None | None | None | None | None | None | None | None | None | None | None | None | None | None | None | Insulated Vinyl Siding, between R-2 and R-2.7 | Insulated Vinyl Siding, between R-2 and R-2.7 | Insulated Vinyl Siding, between R-2 and R-2.7 | Insulated Vinyl Siding, between R-2 and R-2.7 | Insulated Vinyl Siding, between R-2 and R-2.7 | Insulated Vinyl Siding, between R-2 and R-2.7 | Insulated Vinyl Siding, between R-2 and R-2.7 | Insulated Vinyl Siding, between R-2 and R-2.7 | Insulated Vinyl Siding, between R-2 and R-2.7 | Insulated Vinyl Siding, between R-2 and R-2.7 | Insulated Vinyl Siding, between R-2 and R-2.7 | Insulated Vinyl Siding, between R-2 and R-2.7 | Insulated Vinyl Siding, between R-2 and R-2.7 | Insulated Vinyl Siding, between R-2 and R-2.7 | Insulated Vinyl Siding, between R-2 and R-2.7 | Insulated Vinyl Siding, between R-2 and R-2.7 | Insulated Vinyl Siding, between R-2 and R-2.7 | Insulated Vinyl Siding, between R-2 and R-2.7 | Insulated Vinyl Siding, between R-2 and R-2.7 | Insulated Vinyl Siding, between R-2 and R-2.7 | Insulated Vinyl Siding, between R-2 and R-2.7 | Insulated Vinyl Siding, between R-2 and R-2.7 | Insulated Vinyl Siding, between R-2 and R-2.7 | Insulated Vinyl Siding, between R-2 and R-2.7 | Insulated Vinyl Siding, between R-2 and R-2.7 | Insulated Vinyl Siding, between R-2 and R-2.7 | Insulated Vinyl Siding, between R-2 and R-2.7 | 1.91 | 1.91 | 1.91 | 1.91 | 1.91 | 1.91 | 1.91 | 1.91 | 1.91 | 1.91 | 1.91 | 1.91 | 1.91 | 1.91 | 1.91 | 1.91 | 1.91 | 1.91 | 1.91 | 1.91 | 1.91 | 1.91 | 1.91 | 1.91 | 1.91 | 1.91 | 1.91 | 0 | 0 | 0.013142 | 0.012757 | 0.012316 | 0.011901 | 0.011464 | 0.010998 | 0.010521 | 0.010056 | 0.0096271 | 0.0092512 | 0.0089398 | 0.0086946 | 0.0085024 | 0.008348 | 0.0082152 | 0.0080945 | 0.0079787 | 0.0078663 | 0.0077563 | 0.0076486 | 0.0076077 | 0.0075707 | 0.0075376 | 0.0075064 | 0.0074719 | 0.03169 | 0.061789 | 0.10643 | 0.1681 | 0.24698 | 0.341 | 0.44591 | 0.55524 | 0.66065 | 0.75233 | 0.81967 | 0.85224 | 0.84101 | 0.78224 | 0.68017 | 0.55698 | 0.42192 | 0.28941 | 0.18322 | 0.11842 | 0 | 0 | 0 | 0 | 0 | 0.03169 | 0.092551 | 0.19578 | 0.35728 | 0.59113 | 0.90809 | 1.3146 | 1.8118 | 2.3952 | 3.054 | 3.7708 | 4.5197 | 5.2608 | 5.9474 | 6.533 | 6.994 | 7.3159 | 7.5022 | 7.5806 | 7.5937 | 7.553 | 7.5164 | 7.4835 | 7.4525 | 7.4183 | 2411.3138 | 4843.426 | 8641.4873 | 14124.9483 | 21544.1799 | 31006.4901 | 42383.5676 | 55213.4987 | 68624.5617 | 81322.244 | 91687.2229 | 98018.624 | 98913.6351 | 93703.6688 | 82794.3009 | 68809.3893 | 52880.1542 | 36791.3253 | 23622.5769 | 15482.8212 | 0 | 0 | 0 | 0 | 0 | 2411.3138 | 7254.7399 | 15896.2272 | 30021.1755 | 51565.3554 | 82571.8456 | 124955.4131 | 180168.9118 | 248793.4735 | 330115.7175 | 421802.9404 | 519821.5644 | 618735.1995 | 712438.8683 | 795233.1692 | 864042.5585 | 916922.7127 | 953714.038 | 977336.6149 | 992819.4361 | 992819.4361 | 992819.4361 | 992819.4361 | 992819.4361 | 992819.4361 | 0.027203 | 0.053456 | 0.09297 | 0.14826 | 0.22009 | 0.30728 | 0.4066 | 0.51251 | 0.61735 | 0.71147 | 0.78388 | 0.82348 | 0.82046 | 0.77011 | 0.6756 | 0.55813 | 0.42656 | 0.29524 | 0.18863 | 0.12305 | 0 | 0 | 0 | 0 | 0 | 0.027203 | 0.080069 | 0.17102 | 0.31512 | 0.52678 | 0.81831 | 1.1987 | 1.6724 | 2.2381 | 2.8881 | 3.6062 | 4.3672 | 5.1323 | 5.8552 | 6.489 | 7.0084 | 7.3965 | 7.6534 | 7.8042 | 7.8904 | 7.859 | 7.8315 | 7.8072 | 7.7821 | 7.7541 | 2049.6168 | 4116.9121 | 7345.2642 | 12006.2061 | 18312.5529 | 26355.5166 | 36026.0324 | 46931.4739 | 58330.8774 | 69123.9074 | 77934.1395 | 83315.8304 | 84076.5898 | 79648.1185 | 70375.1558 | 58487.9809 | 44948.1311 | 31272.6265 | 20079.1904 | 13160.398 | 0 | 0 | 0 | 0 | 0 | 2049.6168 | 6166.5289 | 13511.7931 | 25517.9992 | 43830.5521 | 70186.0687 | 106212.1011 | 153143.575 | 211474.4525 | 280598.3599 | 358532.4994 | 441848.3297 | 525924.9195 | 605573.0381 | 675948.1939 | 734436.1747 | 779384.3058 | 810656.9323 | 830736.1227 | 843896.5207 | 843896.5207 | 843896.5207 | 843896.5207 | 843896.5207 | 843896.5207 | 0 | 0 | 0 | 0 | 0 | 0 | 0 | 0 | 0 | 0 | 0 | 0 | 0 | 0 | 0 | 0 | 0 | 0 | 0 | 0 | 0 | 0 | 0 | 0 | 0 | 0 | 0 | 0 | 0 | 0 | 0 | 0 | 0 | 0 | 0 | 0 | 0 | 0 | 0 | 0 | 0 | 0 | 0 | 0 | 0 | 0 | 0 | 0 | 0 | 0 | 0 | 0 | 0 | 0 | 0 | 0 | 0 | 0 | 0 | 0 | 0 | 0 | 0 | 0 | 0 | 0 | 0 | 0 | 0 | 0 | 0 | 0 | 0 | 0 | 0 | 0 | 0 | 0 | 0 | 0 | 0 | 0 | 0 | 0 | 0 | 0 | 0 | 0 | 0 | 0 | 0 | 0 | 0 | 0 | 0 | 0 | 0 | 0 | 0 | 0 | 0 | 0 | 0 | 0 | 0 | 0 | 0 | 0 | 0 | 0 | 0 | 0 | 0 | 0 | 0 | 0 | 0 | 0 | 0 | 0 | 0 | 0 | 0 | 0 | 0 | 0 | 0 | 0 | 0 | 0 | 0 | 0 | 0 | 0 | 0 | 0 | 0 | 0 | 0 | 0 | 0 | 0 | 0 | 0 | 0 | 0 | 0 | 0 | 0 | 0 | 0 | 0 | 0 | 0 | 0 | 0 | 0 | 0 | 0 | 0 | 0 | 0 | 0 | 0 | 0 | 0 | 0 | 0 | 0 | 0 | 0 | 0 | 0 | 0 | 0 | 0 | 0 | 0 | 0 | 0 | 0 | 0 | 0 | 0 | 0 | 0 | 0 | 0 | 0 | 0 | 0 | 0 | 0 | 0 | 0 | 0 | 0 | 0 | 0 | 0 | 12961.7124 | 13054.8226 | 13149.2588 | 13244.5847 | 13340.3926 | 13436.2592 | 13531.757 | 13626.4605 | 13719.9468 | 13811.8712 | 13901.4593 | 13988.8604 | 14072.6926 | 14153.0215 | 14229.9544 | 14303.5982 | 14374.0745 | 14441.4894 | 14505.9492 | 14567.4348 | 14626.1879 | 14682.3132 | 14735.9059 | 14783.9654 | 14828.0733 | 5515.0519 | 5554.6691 | 5594.8506 | 5635.4106 | 5676.1757 | 5716.9658 | 5757.599 | 5797.8942 | 5837.6714 | 5876.7842 | 5914.9028 | 5952.0909 | 5987.7605 | 6021.9395 | 6054.6735 | 6086.0081 | 6115.9948 | 6144.6791 | 6172.1059 | 6198.2673 | 6223.2661 | 6247.1467 | 6269.9497 | 6290.3985 | 6309.1659 | 55
OR_Residential_LI - Single Family_Existing_Space Heating_Natural Gas_Furnace | OR | Residential | LI - Single Family | Existing | Space Heating | Natural Gas | Insulation - Floor Installation | A | ORM8 | R-0 | R-30 | 45 | 0.035207 | 0 | 0 | 1.16 | 0 | 0 | 0 | 1 | 0.25 | sqft floor | 0% | 20% | Retrofit | Retro5Med | 81.71% | TBD | 0% | 2513.8956 |  | 2397.8426 |  | 4.1985 | RTF Workbook - ResSFWx_v5_0 | RTF Workbook - ResSFWx_v5_0 | RTF Workbook - ResSFWx_v5_0 | R-0 | R-0 | R-0 | R-0 | R-0 | R-0 | R-0 | R-0 | R-0 | R-0 | R-0 | R-0 | R-0 | R-0 | R-0 | R-0 | R-0 | R-0 | R-0 | R-0 | R-0 | R-0 | R-0 | R-0 | R-0 | R-0 | R-0 | R-30 | R-30 | R-30 | R-30 | R-30 | R-30 | R-30 | R-30 | R-30 | R-30 | R-30 | R-30 | R-30 | R-30 | R-30 | R-30 | R-30 | R-30 | R-30 | R-30 | R-30 | R-30 | R-30 | R-30 | R-30 | R-30 | R-30 | 1.16 | 1.16 | 1.16 | 1.16 | 1.16 | 1.16 | 1.16 | 1.16 | 1.16 | 1.16 | 1.16 | 1.16 | 1.16 | 1.16 | 1.16 | 1.16 | 1.16 | 1.16 | 1.16 | 1.16 | 1.16 | 1.16 | 1.16 | 1.16 | 1.16 | 1.16 | 1.16 | 0 | 0 | 0.036737 | 0.035981 | 0.03512 | 0.034374 | 0.033603 | 0.0328 | 0.031981 | 0.031169 | 0.030389 | 0.029664 | 0.029013 | 0.028439 | 0.027929 | 0.027467 | 0.027035 | 0.026624 | 0.026224 | 0.025834 | 0.025452 | 0.025078 | 0.024923 | 0.024781 | 0.024652 | 0.024543 | 0.024437 | 4.8963 | 5.9167 | 7.1014 | 8.1077 | 9.0845 | 10.4175 | 11.1973 | 11.2031 | 10.344 | 8.7221 | 6.6338 | 4.3247 | 2.4782 | 1.1793 | 0.49351 | 0.17761 | 0.054916 | 0.01185 | 0.0019285 | 0.00022922 | 0 | 0 | 0 | 0 | 0 | 4.8963 | 10.7122 | 17.5573 | 25.292 | 33.8092 | 43.4182 | 53.5315 | 63.3761 | 72.1345 | 79.1361 | 84.0324 | 86.6928 | 87.6169 | 87.347 | 86.4666 | 85.3305 | 84.1044 | 82.8645 | 81.641 | 80.4402 | 79.9428 | 79.4883 | 79.0744 | 78.724 | 78.3865 | 133278.538 | 164438.1456 | 202201.4267 | 235865.922 | 270346.0298 | 317609.8659 | 350126.568 | 359430.7346 | 340381.8511 | 294024.5161 | 228648.1692 | 152069.9573 | 88734.4882 | 42935.1918 | 18254.8062 | 6671.0176 | 2094.0697 | 458.681 | 75.7696 | 9.1403 | 0 | 0 | 0 | 0 | 0 | 133278.538 | 297716.6835 | 499918.1102 | 735784.0322 | 1006130.0621 | 1323739.9279 | 1673866.4959 | 2033297.2305 | 2373679.0816 | 2667703.5977 | 2896351.7669 | 3048421.7243 | 3137156.2124 | 3180091.4042 | 3198346.2105 | 3205017.2281 | 3207111.2978 | 3207569.9788 | 3207645.7484 | 3207654.8887 | 3207654.8887 | 3207654.8887 | 3207654.8887 | 3207654.8887 | 3207654.8887 | 4.1985 | 5.1063 | 6.1781 | 7.1084 | 8.0296 | 9.2868 | 10.0718 | 10.171 | 9.4805 | 8.0709 | 6.1962 | 4.0764 | 2.357 | 1.1316 | 0.47775 | 0.17347 | 0.054121 | 0.011785 | 0.0019358 | 0.00023225 | 0 | 0 | 0 | 0 | 0 | 4.1985 | 9.2451 | 15.2746 | 22.1747 | 29.8832 | 38.7059 | 48.1509 | 57.5373 | 66.1131 | 73.2274 | 78.4895 | 81.7165 | 83.3296 | 83.8114 | 83.704 | 83.3423 | 82.8875 | 82.4135 | 81.9506 | 81.5064 | 81.1249 | 80.784 | 80.4766 | 80.1983 | 79.9297 | 113286.7573 | 139772.4237 | 171871.2127 | 200486.0337 | 229794.1254 | 269968.386 | 297607.5828 | 305516.1244 | 289324.5734 | 249920.8387 | 194350.9438 | 129259.4637 | 75424.3149 | 36494.913 | 15516.5853 | 5670.365 | 1779.9593 | 389.8788 | 64.4042 | 7.7692 | 0 | 0 | 0 | 0 | 0 | 113286.7573 | 253059.181 | 424930.3937 | 625416.4274 | 855210.5528 | 1125178.9388 | 1422786.5216 | 1728302.6459 | 2017627.2193 | 2267548.0581 | 2461899.0019 | 2591158.4656 | 2666582.7806 | 2703077.6936 | 2718594.2789 | 2724264.6439 | 2726044.6031 | 2726434.482 | 2726498.8862 | 2726506.6554 | 2726506.6554 | 2726506.6554 | 2726506.6554 | 2726506.6554 | 2726506.6554 | 0 | 0 | 0 | 0 | 0 | 0 | 0 | 0 | 0 | 0 | 0 | 0 | 0 | 0 | 0 | 0 | 0 | 0 | 0 | 0 | 0 | 0 | 0 | 0 | 0 | 0 | 0 | 0 | 0 | 0 | 0 | 0 | 0 | 0 | 0 | 0 | 0 | 0 | 0 | 0 | 0 | 0 | 0 | 0 | 0 | 0 | 0 | 0 | 0 | 0 | 0 | 0 | 0 | 0 | 0 | 0 | 0 | 0 | 0 | 0 | 0 | 0 | 0 | 0 | 0 | 0 | 0 | 0 | 0 | 0 | 0 | 0 | 0 | 0 | 0 | 0 | 0 | 0 | 0 | 0 | 0 | 0 | 0 | 0 | 0 | 0 | 0 | 0 | 0 | 0 | 0 | 0 | 0 | 0 | 0 | 0 | 0 | 0 | 0 | 0 | 0 | 0 | 0 | 0 | 0 | 0 | 0 | 0 | 0 | 0 | 0 | 0 | 0 | 0 | 0 | 0 | 0 | 0 | 0 | 0 | 0 | 0 | 0 | 0 | 0 | 0 | 0 | 0 | 0 | 0 | 0 | 0 | 0 | 0 | 0 | 0 | 0 | 0 | 0 | 0 | 0 | 0 | 0 | 0 | 0 | 0 | 0 | 0 | 0 | 0 | 0 | 0 | 0 | 0 | 0 | 0 | 0 | 0 | 0 | 0 | 0 | 0 | 0 | 0 | 0 | 0 | 0 | 0 | 0 | 0 | 0 | 0 | 0 | 0 | 0 | 0 | 0 | 0 | 0 | 0 | 0 | 0 | 0 | 0 | 0 | 0 | 0 | 0 | 0 | 0 | 0 | 0 | 0 | 0 | 0 | 0 | 0 | 0 | 0 | 0 | 2360.7142 | 2377.6724 | 2394.872 | 2412.2337 | 2429.6832 | 2447.1433 | 2464.5363 | 2481.7847 | 2498.8113 | 2515.5535 | 2531.8701 | 2547.7885 | 2563.0568 | 2577.6871 | 2591.6989 | 2605.1116 | 2617.9475 | 2630.2257 | 2641.9658 | 2653.1641 | 2663.8648 | 2674.0869 | 2683.8477 | 2692.6008 | 2700.6342 | 2251.7328 | 2267.9081 | 2284.3137 | 2300.8739 | 2317.5178 | 2334.172 | 2350.762 | 2367.2141 | 2383.4547 | 2399.424 | 2414.9874 | 2430.1709 | 2444.7343 | 2458.6892 | 2472.0542 | 2484.8477 | 2497.091 | 2508.8024 | 2520.0005 | 2530.6819 | 2540.8886 | 2550.6388 | 2559.949 | 2568.298 | 2575.9605 | 56
OR_Residential_LI - Single Family_Existing_Space Heating_Natural Gas_Furnace | OR | Residential | LI - Single Family | Existing | Space Heating | Natural Gas | Insulation - Floor Upgrade | A | ORM9 | R-19 | R-30 | 45 | 0.013753 | 0 | 0 | 1.16 | 0 | 0 | 0 | 0.21321 | 0.25 | sqft floor | 10% | 45% | Retrofit | Retro5Med | 81.71% | TBD | 0% | 6254.5107 |  | 2274.6918 |  | 2.8545 | RTF Workbook - ResSFWx_v5_0 | RTF Workbook - ResSFWx_v5_0 | RTF Workbook - ResSFWx_v5_0 | R-19 | R-19 | R-19 | R-19 | R-19 | R-19 | R-19 | R-19 | R-19 | R-19 | R-19 | R-19 | R-19 | R-19 | R-19 | R-19 | R-19 | R-19 | R-19 | R-19 | R-19 | R-19 | R-19 | R-19 | R-19 | R-19 | R-19 | R-30 | R-30 | R-30 | R-30 | R-30 | R-30 | R-30 | R-30 | R-30 | R-30 | R-30 | R-30 | R-30 | R-30 | R-30 | R-30 | R-30 | R-30 | R-30 | R-30 | R-30 | R-30 | R-30 | R-30 | R-30 | R-30 | R-30 | 1.16 | 1.16 | 1.16 | 1.16 | 1.16 | 1.16 | 1.16 | 1.16 | 1.16 | 1.16 | 1.16 | 1.16 | 1.16 | 1.16 | 1.16 | 1.16 | 1.16 | 1.16 | 1.16 | 1.16 | 1.16 | 1.16 | 1.16 | 1.16 | 1.16 | 1.16 | 1.16 | 0 | 0 | 0.014259 | 0.013857 | 0.013396 | 0.012964 | 0.01251 | 0.012027 | 0.011531 | 0.011048 | 0.010599 | 0.010204 | 0.0098747 | 0.0096125 | 0.0094045 | 0.0092353 | 0.0090885 | 0.0089544 | 0.0088256 | 0.0087004 | 0.0085779 | 0.0084579 | 0.0084118 | 0.0083702 | 0.0083327 | 0.0082979 | 0.0082601 | 3.3258 | 3.9876 | 4.7401 | 5.3512 | 5.9187 | 6.6846 | 7.0656 | 6.9491 | 6.3137 | 5.2506 | 3.9512 | 2.5581 | 1.4604 | 0.69391 | 0.29034 | 0.10454 | 0.032342 | 0.0069837 | 0.0011374 | 0.00013529 | 0 | 0 | 0 | 0 | 0 | 3.3258 | 7.2195 | 11.7194 | 16.6931 | 22.0274 | 27.8602 | 33.7787 | 39.3108 | 44.0289 | 47.6387 | 50.0512 | 51.2802 | 51.6309 | 51.3959 | 50.8694 | 50.2234 | 49.5332 | 48.8373 | 48.1512 | 47.4777 | 47.219 | 46.9851 | 46.7747 | 46.5794 | 46.3673 | 233237.4414 | 287766.7547 | 353852.4967 | 412765.3635 | 473105.5522 | 555817.2653 | 612721.494 | 629003.7855 | 595668.2394 | 514542.9032 | 400134.2961 | 266122.4253 | 155285.3543 | 75136.5856 | 31945.9109 | 11674.2808 | 3664.622 | 802.6917 | 132.5969 | 15.9955 | 0 | 0 | 0 | 0 | 0 | 233237.4414 | 521004.1962 | 874856.6929 | 1287622.0564 | 1760727.6086 | 2316544.8739 | 2929266.3679 | 3558270.1534 | 4153938.3928 | 4668481.296 | 5068615.5921 | 5334738.0175 | 5490023.3718 | 5565159.9574 | 5597105.8683 | 5608780.1491 | 5612444.7712 | 5613247.4629 | 5613380.0597 | 5613396.0552 | 5613396.0552 | 5613396.0552 | 5613396.0552 | 5613396.0552 | 5613396.0552 | 2.8545 | 3.4487 | 4.1386 | 4.7164 | 5.2692 | 6.0158 | 6.432 | 6.4015 | 5.886 | 4.9524 | 3.768 | 2.4645 | 1.4204 | 0.68106 | 0.2875 | 0.10443 | 0.032599 | 0.0071029 | 0.0011674 | 0.00014015 | 0 | 0 | 0 | 0 | 0 | 2.8545 | 6.244 | 10.2321 | 14.7127 | 19.6099 | 25.0726 | 30.7499 | 36.2131 | 41.0465 | 44.9335 | 47.7306 | 49.403 | 50.2168 | 50.444 | 50.3724 | 50.1737 | 49.9267 | 49.6709 | 49.4223 | 49.1848 | 48.9853 | 48.8099 | 48.6544 | 48.4967 | 48.3233 | 198251.8252 | 244601.7415 | 300774.6222 | 350850.559 | 402139.7194 | 472444.6755 | 520813.2699 | 534653.2177 | 506318.0035 | 437361.4678 | 340114.1517 | 226204.0615 | 131992.5512 | 63866.0978 | 27154.0243 | 9923.1387 | 3114.9287 | 682.288 | 112.7073 | 13.5962 | 0 | 0 | 0 | 0 | 0 | 198251.8252 | 442853.5667 | 743628.1889 | 1094478.7479 | 1496618.4673 | 1969063.1428 | 2489876.4127 | 3024529.6304 | 3530847.6338 | 3968209.1016 | 4308323.2533 | 4534527.3148 | 4666519.866 | 4730385.9638 | 4757539.9881 | 4767463.1268 | 4770578.0555 | 4771260.3435 | 4771373.0508 | 4771386.6469 | 4771386.6469 | 4771386.6469 | 4771386.6469 | 4771386.6469 | 4771386.6469 | 0 | 0 | 0 | 0 | 0 | 0 | 0 | 0 | 0 | 0 | 0 | 0 | 0 | 0 | 0 | 0 | 0 | 0 | 0 | 0 | 0 | 0 | 0 | 0 | 0 | 0 | 0 | 0 | 0 | 0 | 0 | 0 | 0 | 0 | 0 | 0 | 0 | 0 | 0 | 0 | 0 | 0 | 0 | 0 | 0 | 0 | 0 | 0 | 0 | 0 | 0 | 0 | 0 | 0 | 0 | 0 | 0 | 0 | 0 | 0 | 0 | 0 | 0 | 0 | 0 | 0 | 0 | 0 | 0 | 0 | 0 | 0 | 0 | 0 | 0 | 0 | 0 | 0 | 0 | 0 | 0 | 0 | 0 | 0 | 0 | 0 | 0 | 0 | 0 | 0 | 0 | 0 | 0 | 0 | 0 | 0 | 0 | 0 | 0 | 0 | 0 | 0 | 0 | 0 | 0 | 0 | 0 | 0 | 0 | 0 | 0 | 0 | 0 | 0 | 0 | 0 | 0 | 0 | 0 | 0 | 0 | 0 | 0 | 0 | 0 | 0 | 0 | 0 | 0 | 0 | 0 | 0 | 0 | 0 | 0 | 0 | 0 | 0 | 0 | 0 | 0 | 0 | 0 | 0 | 0 | 0 | 0 | 0 | 0 | 0 | 0 | 0 | 0 | 0 | 0 | 0 | 0 | 0 | 0 | 0 | 0 | 0 | 0 | 0 | 0 | 0 | 0 | 0 | 0 | 0 | 0 | 0 | 0 | 0 | 0 | 0 | 0 | 0 | 0 | 0 | 0 | 0 | 0 | 0 | 0 | 0 | 0 | 0 | 0 | 0 | 0 | 0 | 0 | 0 | 0 | 0 | 0 | 0 | 0 | 0 | 5873.3992 | 5915.5906 | 5958.3829 | 6001.5784 | 6044.9922 | 6088.4327 | 6131.7061 | 6174.6195 | 6216.9814 | 6258.6355 | 6299.2309 | 6338.8354 | 6376.8227 | 6413.2225 | 6448.0834 | 6481.454 | 6513.3892 | 6543.9372 | 6573.1462 | 6601.0074 | 6627.6305 | 6653.0628 | 6677.3475 | 6699.1249 | 6719.1117 | 2136.086 | 2151.4305 | 2166.9936 | 2182.7033 | 2198.4924 | 2214.2912 | 2230.0292 | 2245.6363 | 2261.0428 | 2276.1919 | 2290.956 | 2305.3597 | 2319.1752 | 2332.4133 | 2345.0919 | 2357.2283 | 2368.8428 | 2379.9528 | 2390.5757 | 2400.7085 | 2410.391 | 2419.6404 | 2428.4725 | 2436.3927 | 2443.6617 | 57
OR_Residential_LI - Single Family_Existing_Space Heating_Natural Gas_Furnace | OR | Residential | LI - Single Family | Existing | Space Heating | Natural Gas | Insulation - Basement Sidewall | A | ORM10 | R-0 | R-11 | 20 | 0.071733 | 0 | 0 | 2.04 | 0 | 0.01 | 0 | 0.28637 | 0.25 | sqft bswall | 0% | 0% | Retrofit | Retro5Med | 81.71% | TBD | 0% | 3030.6396 |  | 1250.6367 |  | 0 | IL TRM - 5.6.2 - RS-SHL-BINS-V12-220101 | D20_INS_FLR-Heat-RTF-v4.1-13 | BEST | R-0 | R-0 | R-0 | R-0 | R-0 | R-0 | R-0 | R-0 | R-0 | R-0 | R-0 | R-0 | R-0 | R-0 | R-0 | R-0 | R-0 | R-0 | R-0 | R-0 | R-0 | R-0 | R-0 | R-0 | R-0 | R-0 | R-0 | R-11 | R-11 | R-11 | R-11 | R-11 | R-11 | R-11 | R-11 | R-11 | R-11 | R-11 | R-11 | R-11 | R-11 | R-11 | R-11 | R-11 | R-11 | R-11 | R-11 | R-11 | R-11 | R-11 | R-11 | R-11 | R-11 | R-11 | 2.04 | 2.04 | 2.04 | 2.04 | 2.04 | 2.04 | 2.04 | 2.04 | 2.04 | 2.04 | 2.04 | 2.04 | 2.04 | 2.04 | 2.04 | 2.04 | 2.04 | 2.04 | 2.04 | 2.04 | 2.04 | 2.04 | 2.04 | 2.04 | 2.04 | 2.04 | 2.04 | 0 | 0 | 0.074781 | 0.073159 | 0.07131 | 0.069683 | 0.067995 | 0.066227 | 0.064422 | 0.062637 | 0.060933 | 0.059366 | 0.057978 | 0.056777 | 0.055732 | 0.0548 | 0.053937 | 0.053121 | 0.052328 | 0.051555 | 0.050797 | 0.050055 | 0.049751 | 0.049473 | 0.049221 | 0.049004 | 0.048792 | 0 | 0 | 0 | 0 | 0 | 0 | 0 | 0 | 0 | 0 | 0 | 0 | 0 | 0 | 0 | 0 | 0 | 0 | 0 | 0 | 0 | 0 | 0 | 0 | 0 | 0 | 0 | 0 | 0 | 0 | 0 | 0 | 0 | 0 | 0 | 0 | 0 | 0 | 0 | 0 | 0 | 0 | 0 | 0 | 0 | 0 | 0 | 0 | 0 | 0 | 0 | 0 | 0 | 0 | 0 | 0 | 0 | 0 | 0 | 0 | 0 | 0 | 0 | 0 | 0 | 0 | 0 | 0 | 0 | 0 | 0 | 0 | 0 | 0 | 0 | 0 | 0 | 0 | 0 | 0 | 0 | 0 | 0 | 0 | 0 | 0 | 0 | 0 | 0 | 0 | 0 | 0 | 0 | 0 | 0 | 0 | 0 | 0 | 0 | 0 | 0 | 0 | 0 | 0 | 0 | 0 | 0 | 0 | 0 | 0 | 0 | 0 | 0 | 0 | 0 | 0 | 0 | 0 | 0 | 0 | 0 | 0 | 0 | 0 | 0 | 0 | 0 | 0 | 0 | 0 | 0 | 0 | 0 | 0 | 0 | 0 | 0 | 0 | 0 | 0 | 0 | 0 | 0 | 0 | 0 | 0 | 0 | 0 | 0 | 0 | 0 | 0 | 0 | 0 | 0 | 0 | 0 | 0 | 0 | 0 | 0 | 0 | 0 | 0 | 0 | 0 | 0 | 0 | 0 | 0 | 0 | 0 | 0 | 0 | 0 | 0 | 0 | 0 | 0 | 0 | 0 | 0 | 0 | 0 | 0 | 0 | 0 | 0 | 0 | 0 | 0 | 0 | 0 | 0 | 0 | 0 | 0 | 0 | 0 | 0 | 0 | 0 | 0 | 0 | 0 | 0 | 0 | 0 | 0 | 0 | 0 | 0 | 0 | 0 | 0 | 0 | 0 | 0 | 0 | 0 | 0 | 0 | 0 | 0 | 0 | 0 | 0 | 0 | 0 | 0 | 0 | 0 | 0 | 0 | 0 | 0 | 0 | 0 | 0 | 0 | 0 | 0 | 0 | 0 | 0 | 0 | 0 | 0 | 0 | 0 | 0 | 0 | 0 | 0 | 0 | 0 | 0 | 0 | 0 | 0 | 0 | 0 | 0 | 0 | 0 | 0 | 0 | 0 | 0 | 0 | 0 | 0 | 0 | 0 | 0 | 0 | 0 | 0 | 0 | 0 | 0 | 0 | 0 | 0 | 0 | 0 | 0 | 0 | 0 | 0 | 0 | 0 | 0 | 0 | 0 | 0 | 0 | 0 | 0 | 0 | 0 | 0 | 0 | 0 | 0 | 0 | 0 | 0 | 0 | 0 | 0 | 0 | 0 | 0 | 0 | 0 | 0 | 0 | 0 | 0 | 0 | 0 | 0 | 0 | 0 | 0 | 0 | 0 | 0 | 0 | 0 | 0 | 0 | 0 | 0 | 0 | 0 | 0 | 0 | 0 | 0 | 0 | 0 | 0 | 0 | 0 | 0 | 0 | 0 | 0 | 0 | 0 | 0 | 0 | 0 | 0 | 0 | 0 | 0 | 0 | 0 | 0 | 0 | 0 | 0 | 0 | 0 | 0 | 0 | 0 | 0 | 0 | 0 | 0 | 0 | 0 | 0 | 0 | 0 | 0 | 0 | 0 | 0 | 0 | 0 | 0 | 0 | 0 | 0 | 0 | 0 | 0 | 0 | 0 | 0 | 0 | 0 | 0 | 0 | 0 | 2845.971 | 2866.415 | 2887.1501 | 2908.0806 | 2929.1169 | 2950.1661 | 2971.1343 | 2991.9281 | 3012.4547 | 3032.6383 | 3052.3089 | 3071.4994 | 3089.9062 | 3107.5438 | 3124.4358 | 3140.6056 | 3156.0799 | 3170.882 | 3185.0353 | 3198.5355 | 3211.4358 | 3223.7591 | 3235.5263 | 3246.0786 | 3255.7633 | 1174.4305 | 1182.867 | 1191.4237 | 1200.0609 | 1208.7419 | 1217.4281 | 1226.0809 | 1234.6618 | 1243.1324 | 1251.4614 | 1259.5788 | 1267.498 | 1275.0939 | 1282.3723 | 1289.343 | 1296.0157 | 1302.4014 | 1308.5097 | 1314.3502 | 1319.9213 | 1325.2448 | 1330.3302 | 1335.1861 | 1339.5406 | 1343.5371 | 58
OR_Residential_LI - Single Family_Existing_Space Heating_Natural Gas_Furnace | OR | Residential | LI - Single Family | Existing | Space Heating | Natural Gas | Insulation - Foundation | A | ORM11 | R-0 | R-15 | 70 | 0.095388 | 0 | 0 | 1.03 | 0 | 0.01 | 0 | 0.21321 | 0.45 | sqft floor cs | 0% | 0% | Retrofit | Retro5Med | 81.71% | TBD | 0% | 958.9854 |  | 385.5428 |  | 0 | ResNewSFSlabInsulation v3.2 | ResNewSFSlabInsulation v3.2 | BEST | R-0 | R-0 | R-0 | R-0 | R-0 | R-0 | R-0 | R-0 | R-0 | R-0 | R-0 | R-0 | R-0 | R-0 | R-0 | R-0 | R-0 | R-0 | R-0 | R-0 | R-0 | R-0 | R-0 | R-0 | R-0 | R-0 | R-0 | R-15 | R-15 | R-15 | R-15 | R-15 | R-15 | R-15 | R-15 | R-15 | R-15 | R-15 | R-15 | R-15 | R-15 | R-15 | R-15 | R-15 | R-15 | R-15 | R-15 | R-15 | R-15 | R-15 | R-15 | R-15 | R-15 | R-15 | 1.03 | 1.03 | 1.03 | 1.03 | 1.03 | 1.03 | 1.03 | 1.03 | 1.03 | 1.03 | 1.03 | 1.03 | 1.03 | 1.03 | 1.03 | 1.03 | 1.03 | 1.03 | 1.03 | 1.03 | 1.03 | 1.03 | 1.03 | 1.03 | 1.03 | 1.03 | 1.03 | 0 | 0 | 0.099822 | 0.098116 | 0.096185 | 0.094616 | 0.093027 | 0.091414 | 0.089792 | 0.088175 | 0.086579 | 0.085026 | 0.083543 | 0.082129 | 0.080782 | 0.079492 | 0.078246 | 0.077035 | 0.075854 | 0.074701 | 0.073572 | 0.072466 | 0.071994 | 0.071561 | 0.071166 | 0.070842 | 0.070547 | 0 | 0 | 0 | 0 | 0 | 0 | 0 | 0 | 0 | 0 | 0 | 0 | 0 | 0 | 0 | 0 | 0 | 0 | 0 | 0 | 0 | 0 | 0 | 0 | 0 | 0 | 0 | 0 | 0 | 0 | 0 | 0 | 0 | 0 | 0 | 0 | 0 | 0 | 0 | 0 | 0 | 0 | 0 | 0 | 0 | 0 | 0 | 0 | 0 | 0 | 0 | 0 | 0 | 0 | 0 | 0 | 0 | 0 | 0 | 0 | 0 | 0 | 0 | 0 | 0 | 0 | 0 | 0 | 0 | 0 | 0 | 0 | 0 | 0 | 0 | 0 | 0 | 0 | 0 | 0 | 0 | 0 | 0 | 0 | 0 | 0 | 0 | 0 | 0 | 0 | 0 | 0 | 0 | 0 | 0 | 0 | 0 | 0 | 0 | 0 | 0 | 0 | 0 | 0 | 0 | 0 | 0 | 0 | 0 | 0 | 0 | 0 | 0 | 0 | 0 | 0 | 0 | 0 | 0 | 0 | 0 | 0 | 0 | 0 | 0 | 0 | 0 | 0 | 0 | 0 | 0 | 0 | 0 | 0 | 0 | 0 | 0 | 0 | 0 | 0 | 0 | 0 | 0 | 0 | 0 | 0 | 0 | 0 | 0 | 0 | 0 | 0 | 0 | 0 | 0 | 0 | 0 | 0 | 0 | 0 | 0 | 0 | 0 | 0 | 0 | 0 | 0 | 0 | 0 | 0 | 0 | 0 | 0 | 0 | 0 | 0 | 0 | 0 | 0 | 0 | 0 | 0 | 0 | 0 | 0 | 0 | 0 | 0 | 0 | 0 | 0 | 0 | 0 | 0 | 0 | 0 | 0 | 0 | 0 | 0 | 0 | 0 | 0 | 0 | 0 | 0 | 0 | 0 | 0 | 0 | 0 | 0 | 0 | 0 | 0 | 0 | 0 | 0 | 0 | 0 | 0 | 0 | 0 | 0 | 0 | 0 | 0 | 0 | 0 | 0 | 0 | 0 | 0 | 0 | 0 | 0 | 0 | 0 | 0 | 0 | 0 | 0 | 0 | 0 | 0 | 0 | 0 | 0 | 0 | 0 | 0 | 0 | 0 | 0 | 0 | 0 | 0 | 0 | 0 | 0 | 0 | 0 | 0 | 0 | 0 | 0 | 0 | 0 | 0 | 0 | 0 | 0 | 0 | 0 | 0 | 0 | 0 | 0 | 0 | 0 | 0 | 0 | 0 | 0 | 0 | 0 | 0 | 0 | 0 | 0 | 0 | 0 | 0 | 0 | 0 | 0 | 0 | 0 | 0 | 0 | 0 | 0 | 0 | 0 | 0 | 0 | 0 | 0 | 0 | 0 | 0 | 0 | 0 | 0 | 0 | 0 | 0 | 0 | 0 | 0 | 0 | 0 | 0 | 0 | 0 | 0 | 0 | 0 | 0 | 0 | 0 | 0 | 0 | 0 | 0 | 0 | 0 | 0 | 0 | 0 | 0 | 0 | 0 | 0 | 0 | 0 | 0 | 0 | 0 | 0 | 0 | 0 | 0 | 0 | 0 | 0 | 0 | 0 | 0 | 0 | 0 | 0 | 0 | 0 | 0 | 0 | 0 | 0 | 0 | 0 | 0 | 0 | 0 | 0 | 0 | 0 | 0 | 0 | 0 | 0 | 0 | 0 | 0 | 0 | 0 | 0 | 0 | 0 | 0 | 0 | 0 | 0 | 0 | 0 | 0 | 0 | 0 | 0 | 0 | 0 | 900.5507 | 907.0198 | 913.581 | 920.204 | 926.8605 | 933.5211 | 940.1561 | 946.7359 | 953.2311 | 959.6178 | 965.8422 | 971.9146 | 977.7391 | 983.3202 | 988.6653 | 993.7819 | 998.6784 | 1003.3623 | 1007.8408 | 1012.1127 | 1016.1947 | 1020.0942 | 1023.8177 | 1027.1567 | 1030.2213 | 362.0502 | 364.6509 | 367.2888 | 369.9514 | 372.6276 | 375.3053 | 377.9728 | 380.6181 | 383.2294 | 385.797 | 388.2994 | 390.7408 | 393.0824 | 395.3261 | 397.4751 | 399.5321 | 401.5007 | 403.3837 | 405.1842 | 406.9017 | 408.5428 | 410.1105 | 411.6074 | 412.9498 | 414.1819 | 59
OR_Residential_LI - Single Family_Existing_Space Heating_Natural Gas_Furnace | OR | Residential | LI - Single Family | Existing | Space Heating | Natural Gas | Insulation - Ducting | A | ORM12 | R-4 | R-8 | 45 | 0.088173 | 0 | 0 | 2.54 | 0 | 0.01 | 0 | 1 | 0.25 | sqft duct | 0% | 5% | Retrofit | Retro5Med | 81.71% | TBD | 0% | 2214.6957 |  | 2098.5294 |  | 0.43632 | RTF Workbook - ResSFWx_v5_0 | RTF Workbook - ResSFWx_v5_0 | RTF Workbook - ResSFWx_v5_0 | R-4 | R-4 | R-4 | R-4 | R-4 | R-4 | R-4 | R-4 | R-4 | R-4 | R-4 | R-4 | R-4 | R-4 | R-4 | R-4 | R-4 | R-4 | R-4 | R-4 | R-4 | R-4 | R-4 | R-4 | R-4 | R-4 | R-4 | R-8 | R-8 | R-8 | R-8 | R-8 | R-8 | R-8 | R-8 | R-8 | R-8 | R-8 | R-8 | R-8 | R-8 | R-8 | R-8 | R-8 | R-8 | R-8 | R-8 | R-8 | R-8 | R-8 | R-8 | R-8 | R-8 | R-8 | 2.54 | 2.54 | 2.54 | 2.54 | 2.54 | 2.54 | 2.54 | 2.54 | 2.54 | 2.54 | 2.54 | 2.54 | 2.54 | 2.54 | 2.54 | 2.54 | 2.54 | 2.54 | 2.54 | 2.54 | 2.54 | 2.54 | 2.54 | 2.54 | 2.54 | 2.54 | 2.54 | 0 | 0 | 0.092025 | 0.090153 | 0.088025 | 0.086188 | 0.084293 | 0.082323 | 0.080317 | 0.078329 | 0.076414 | 0.074628 | 0.073015 | 0.071583 | 0.070304 | 0.06914 | 0.068048 | 0.067009 | 0.065997 | 0.065009 | 0.064043 | 0.063096 | 0.062702 | 0.062341 | 0.062013 | 0.061736 | 0.06147 | 0.50886 | 0.61542 | 0.73931 | 0.84489 | 0.94765 | 1.0879 | 1.1707 | 1.1727 | 1.084 | 0.91493 | 0.69648 | 0.45436 | 0.26052 | 0.12403 | 0.051926 | 0.018695 | 0.0057826 | 0.0012482 | 0.00020322 | 2.4164e-05 | 0 | 0 | 0 | 0 | 0 | 0.50886 | 1.1139 | 1.8269 | 2.6337 | 3.5235 | 4.529 | 5.5894 | 6.6237 | 7.5457 | 8.2843 | 8.8017 | 9.0834 | 9.1817 | 9.1537 | 9.061 | 8.9413 | 8.8121 | 8.6815 | 8.5527 | 8.4262 | 8.3735 | 8.3254 | 8.2815 | 8.2445 | 8.2091 | 5529.609 | 6826.4073 | 8398.9613 | 9802.9022 | 11242.2695 | 13215.0549 | 14575.9732 | 14971.3781 | 14185.4673 | 12259.9342 | 9538.8578 | 6347.3563 | 3705.6082 | 1793.8863 | 763.08 | 278.9929 | 87.6188 | 19.2008 | 3.1732 | 0.38297 | 0 | 0 | 0 | 0 | 0 | 5529.609 | 12356.0162 | 20754.9776 | 30557.8798 | 41800.1493 | 55015.2042 | 69591.1775 | 84562.5556 | 98748.0229 | 111007.9571 | 120546.8149 | 126894.1712 | 130599.7794 | 132393.6657 | 133156.7456 | 133435.7385 | 133523.3574 | 133542.5582 | 133545.7314 | 133546.1144 | 133546.1144 | 133546.1144 | 133546.1144 | 133546.1144 | 133546.1144 | 0.43632 | 0.53108 | 0.64309 | 0.74058 | 0.83734 | 0.96942 | 1.0525 | 1.064 | 0.99275 | 0.84592 | 0.64995 | 0.42788 | 0.24753 | 0.11889 | 0.050218 | 0.018242 | 0.0056934 | 0.0012402 | 0.0002038 | 2.4461e-05 | 0 | 0 | 0 | 0 | 0 | 0.43632 | 0.96128 | 1.5892 | 2.3086 | 3.1133 | 4.0358 | 5.0249 | 6.0096 | 6.9107 | 7.6594 | 8.2138 | 8.554 | 8.724 | 8.7746 | 8.763 | 8.7245 | 8.6763 | 8.626 | 8.5769 | 8.5298 | 8.4893 | 8.4531 | 8.4205 | 8.3911 | 8.3629 | 4700.1676 | 5802.4462 | 7139.1171 | 8332.4669 | 9555.9291 | 11232.7967 | 12389.5773 | 12725.6714 | 12057.6472 | 10420.9441 | 8108.0291 | 5395.2528 | 3149.767 | 1524.8033 | 648.618 | 237.144 | 74.476 | 16.3207 | 2.6973 | 0.32552 | 0 | 0 | 0 | 0 | 0 | 4700.1676 | 10502.6138 | 17641.7309 | 25974.1978 | 35530.1269 | 46762.9236 | 59152.5009 | 71878.1722 | 83935.8195 | 94356.7636 | 102464.7927 | 107860.0455 | 111009.8125 | 112534.6158 | 113183.2338 | 113420.3778 | 113494.8538 | 113511.1745 | 113513.8717 | 113514.1972 | 113514.1972 | 113514.1972 | 113514.1972 | 113514.1972 | 113514.1972 | 0 | 0 | 0 | 0 | 0 | 0 | 0 | 0 | 0 | 0 | 0 | 0 | 0 | 0 | 0 | 0 | 0 | 0 | 0 | 0 | 0 | 0 | 0 | 0 | 0 | 0 | 0 | 0 | 0 | 0 | 0 | 0 | 0 | 0 | 0 | 0 | 0 | 0 | 0 | 0 | 0 | 0 | 0 | 0 | 0 | 0 | 0 | 0 | 0 | 0 | 0 | 0 | 0 | 0 | 0 | 0 | 0 | 0 | 0 | 0 | 0 | 0 | 0 | 0 | 0 | 0 | 0 | 0 | 0 | 0 | 0 | 0 | 0 | 0 | 0 | 0 | 0 | 0 | 0 | 0 | 0 | 0 | 0 | 0 | 0 | 0 | 0 | 0 | 0 | 0 | 0 | 0 | 0 | 0 | 0 | 0 | 0 | 0 | 0 | 0 | 0 | 0 | 0 | 0 | 0 | 0 | 0 | 0 | 0 | 0 | 0 | 0 | 0 | 0 | 0 | 0 | 0 | 0 | 0 | 0 | 0 | 0 | 0 | 0 | 0 | 0 | 0 | 0 | 0 | 0 | 0 | 0 | 0 | 0 | 0 | 0 | 0 | 0 | 0 | 0 | 0 | 0 | 0 | 0 | 0 | 0 | 0 | 0 | 0 | 0 | 0 | 0 | 0 | 0 | 0 | 0 | 0 | 0 | 0 | 0 | 0 | 0 | 0 | 0 | 0 | 0 | 0 | 0 | 0 | 0 | 0 | 0 | 0 | 0 | 0 | 0 | 0 | 0 | 0 | 0 | 0 | 0 | 0 | 0 | 0 | 0 | 0 | 0 | 0 | 0 | 0 | 0 | 0 | 0 | 0 | 0 | 0 | 0 | 0 | 0 | 2077.8538 | 2093.015 | 2108.3893 | 2123.9065 | 2139.5008 | 2155.1039 | 2170.6471 | 2186.0619 | 2201.2802 | 2216.2467 | 2230.8317 | 2245.0596 | 2258.7008 | 2271.7663 | 2284.2739 | 2296.2412 | 2307.6883 | 2318.6328 | 2329.0923 | 2339.0637 | 2348.5869 | 2357.6794 | 2366.3568 | 2374.132 | 2381.2685 | 1968.8651 | 1983.2311 | 1997.799 | 2012.5023 | 2027.2786 | 2042.0633 | 2056.7912 | 2071.3974 | 2085.8176 | 2099.999 | 2113.8189 | 2127.3006 | 2140.2263 | 2152.6064 | 2164.4579 | 2175.7975 | 2186.6442 | 2197.0147 | 2206.9256 | 2216.3739 | 2225.3976 | 2234.0132 | 2242.2355 | 2249.6028 | 2256.365 | 60
OR_Residential_LI - Single Family_Existing_Space Heating_Natural Gas_Furnace | OR | Residential | LI - Single Family | Existing | Space Heating | Natural Gas | Ducting - Repair and Sealing | A | ORM13 | 20% Leakage | Sealed | 20 | 20.17 | 0 | 0 | 808.51 | 0 | 2.33 | 0 | 0.94093 | 0.25 | household | 0% | 5% | Retrofit | Retro3Slow | 84.16% | TBD | 0% | 4228.3194 |  | 3917.8344 |  | 0.051948 | Avista TRM - 07.01.21 - Duct Sealing | Avista TRM - 07.01.21 - Duct Sealing | Avista TRM - 07.01.21 - Duct Sealing | 20% Leakage | 20% Leakage | 20% Leakage | 20% Leakage | 20% Leakage | 20% Leakage | 20% Leakage | 20% Leakage | 20% Leakage | 20% Leakage | 20% Leakage | 20% Leakage | 20% Leakage | 20% Leakage | 20% Leakage | 20% Leakage | 20% Leakage | 20% Leakage | 20% Leakage | 20% Leakage | 20% Leakage | 20% Leakage | 20% Leakage | 20% Leakage | 20% Leakage | 20% Leakage | 20% Leakage | Sealed | Sealed | Sealed | Sealed | Sealed | Sealed | Sealed | Sealed | Sealed | Sealed | Sealed | Sealed | Sealed | Sealed | Sealed | Sealed | Sealed | Sealed | Sealed | Sealed | Sealed | Sealed | Sealed | Sealed | Sealed | Sealed | Sealed | 808.51 | 808.51 | 808.51 | 808.51 | 808.51 | 808.51 | 808.51 | 808.51 | 808.51 | 808.51 | 808.51 | 808.51 | 808.51 | 808.51 | 808.51 | 808.51 | 808.51 | 808.51 | 808.51 | 808.51 | 808.51 | 808.51 | 808.51 | 808.51 | 808.51 | 808.51 | 808.51 | 0 | 0 | 20.9288 | 20.3569 | 19.7032 | 19.0968 | 18.4613 | 17.7865 | 17.0971 | 16.4234 | 15.7975 | 15.2437 | 14.7784 | 14.4042 | 14.1031 | 13.8537 | 13.6335 | 13.4307 | 13.2357 | 13.046 | 12.8604 | 12.6786 | 12.6076 | 12.5432 | 12.4852 | 12.4323 | 12.3759 | 0.060532 | 0.093054 | 0.18111 | 0.30886 | 0.46699 | 0.63331 | 0.77901 | 0.87778 | 0.91422 | 0.88697 | 0.80693 | 0.69194 | 0.56095 | 0.43091 | 0.31417 | 0.21782 | 0.14389 | 0.090742 | 0.054745 | 0.036742 | 0 | 0 | 0 | 0 | 0 | 0.060532 | 0.15193 | 0.32816 | 0.62693 | 1.0731 | 1.6671 | 2.3815 | 3.1655 | 3.959 | 4.7072 | 5.3705 | 5.9265 | 6.3635 | 6.6819 | 6.8898 | 7.0052 | 7.0473 | 7.0371 | 6.9917 | 6.9296 | 6.8908 | 6.8556 | 6.8239 | 6.795 | 6.7642 | 2.8923 | 4.5711 | 9.192 | 16.1735 | 25.2956 | 35.6065 | 45.5638 | 53.4469 | 57.8713 | 58.186 | 54.6024 | 48.0369 | 39.775 | 31.1044 | 23.0437 | 16.2183 | 10.871 | 6.9555 | 4.2568 | 2.8979 | 0 | 0 | 0 | 0 | 0 | 2.8923 | 7.4634 | 16.6554 | 32.8289 | 58.1245 | 93.7309 | 139.2947 | 192.7416 | 250.6129 | 308.7989 | 363.4013 | 411.4382 | 451.2132 | 482.3176 | 505.3613 | 521.5796 | 532.4506 | 539.4061 | 543.663 | 546.5609 | 546.5609 | 546.5609 | 546.5609 | 546.5609 | 546.5609 | 0.051948 | 0.080458 | 0.15805 | 0.27202 | 0.41532 | 0.56918 | 0.70792 | 0.80686 | 0.85011 | 0.83416 | 0.76705 | 0.66433 | 0.54365 | 0.42141 | 0.30997 | 0.21682 | 0.14451 | 0.09196 | 0.05599 | 0.037928 | 0 | 0 | 0 | 0 | 0 | 0.051948 | 0.13137 | 0.28638 | 0.55215 | 0.95433 | 1.4983 | 2.1642 | 2.9097 | 3.6814 | 4.427 | 5.105 | 5.69 | 6.1673 | 6.5345 | 6.7979 | 6.973 | 7.0778 | 7.1316 | 7.1507 | 7.1533 | 7.1233 | 7.0969 | 7.0733 | 7.05 | 7.0249 | 2.4584 | 3.8855 | 7.8132 | 13.7475 | 21.5013 | 30.2655 | 38.7292 | 45.4299 | 49.1906 | 49.4581 | 46.412 | 40.8314 | 33.8087 | 26.4387 | 19.5871 | 13.7856 | 9.2404 | 5.9122 | 3.6183 | 2.4632 | 0 | 0 | 0 | 0 | 0 | 2.4584 | 6.3439 | 14.1571 | 27.9046 | 49.4058 | 79.6713 | 118.4005 | 163.8304 | 213.021 | 262.4791 | 308.8911 | 349.7225 | 383.5312 | 409.97 | 429.5571 | 443.3426 | 452.583 | 458.4952 | 462.1135 | 464.5768 | 464.5768 | 464.5768 | 464.5768 | 464.5768 | 464.5768 | 0 | 0 | 0 | 0 | 0 | 0 | 0 | 0 | 0 | 0 | 0 | 0 | 0 | 0 | 0 | 0 | 0 | 0 | 0 | 0 | 0 | 0 | 0 | 0 | 0 | 0 | 0 | 0 | 0 | 0 | 0 | 0 | 0 | 0 | 0 | 0 | 0 | 0 | 0 | 0 | 0 | 0 | 0 | 0 | 0 | 0 | 0 | 0 | 0 | 0 | 0 | 0 | 0 | 0 | 0 | 0 | 0 | 0 | 0 | 0 | 0 | 0 | 0 | 0 | 0 | 0 | 0 | 0 | 0 | 0 | 0 | 0 | 0 | 0 | 0 | 0 | 0 | 0 | 0 | 0 | 0 | 0 | 0 | 0 | 0 | 0 | 0 | 0 | 0 | 0 | 0 | 0 | 0 | 0 | 0 | 0 | 0 | 0 | 0 | 0 | 0 | 0 | 0 | 0 | 0 | 0 | 0 | 0 | 0 | 0 | 0 | 0 | 0 | 0 | 0 | 0 | 0 | 0 | 0 | 0 | 0 | 0 | 0 | 0 | 0 | 0 | 0 | 0 | 0 | 0 | 0 | 0 | 0 | 0 | 0 | 0 | 0 | 0 | 0 | 0 | 0 | 0 | 0 | 0 | 0 | 0 | 0 | 0 | 0 | 0 | 0 | 0 | 0 | 0 | 0 | 0 | 0 | 0 | 0 | 0 | 0 | 0 | 0 | 0 | 0 | 0 | 0 | 0 | 0 | 0 | 0 | 0 | 0 | 0 | 0 | 0 | 0 | 0 | 0 | 0 | 0 | 0 | 0 | 0 | 0 | 0 | 0 | 0 | 0 | 0 | 0 | 0 | 0 | 0 | 0 | 0 | 0 | 0 | 0 | 0 | 3967.0594 | 3996.0053 | 4025.3581 | 4054.9838 | 4084.7565 | 4114.5462 | 4144.2213 | 4173.6514 | 4202.7064 | 4231.2806 | 4259.1264 | 4286.2905 | 4312.3344 | 4337.2791 | 4361.1587 | 4384.0068 | 4405.8617 | 4426.7571 | 4446.7265 | 4465.764 | 4483.9459 | 4501.3053 | 4517.8724 | 4532.7168 | 4546.3418 | 3675.7587 | 3702.579 | 3729.7765 | 3757.2268 | 3784.8133 | 3812.4155 | 3839.9116 | 3867.1806 | 3894.1022 | 3920.5781 | 3946.3792 | 3971.5486 | 3995.6801 | 4018.7932 | 4040.9193 | 4062.0896 | 4082.3398 | 4101.7008 | 4120.2039 | 4137.8434 | 4154.6902 | 4170.7749 | 4186.1255 | 4199.8799 | 4212.5044 | 61
OR_Residential_LI - Single Family_Existing_Space Heating_Natural Gas_Furnace | OR | Residential | LI - Single Family | Existing | Space Heating | Natural Gas | Ducting - Repair and Sealing - Aerosol | A | ORM14 | 20% Leakage | G.17 Aerosol Duct Sealing | 10 | 0.035998 | 0 | 0 | 0.59 | 0 | 0 | 0 | 0.90113 | 0.45 | sqft home | 0% | 5% | Retrofit | Retro3Slow | 84.16% | TBD | 0% | 3240.2811 |  | 2911.0899 |  | 0.13193 | DCT_RPR_AERO-HVAC-E3T-178-1 | DCT_RPR_AERO-HVAC-E3T-178-1 | DCT_RPR_AERO-HVAC-DOE-1 | 20% Leakage | 20% Leakage | 20% Leakage | 20% Leakage | 20% Leakage | 20% Leakage | 20% Leakage | 20% Leakage | 20% Leakage | 20% Leakage | 20% Leakage | 20% Leakage | 20% Leakage | 20% Leakage | 20% Leakage | 20% Leakage | 20% Leakage | 20% Leakage | 20% Leakage | 20% Leakage | 20% Leakage | 20% Leakage | 20% Leakage | 20% Leakage | 20% Leakage | 20% Leakage | 20% Leakage | G.17 Aerosol Duct Sealing | G.17 Aerosol Duct Sealing | G.17 Aerosol Duct Sealing | G.17 Aerosol Duct Sealing | G.17 Aerosol Duct Sealing | G.17 Aerosol Duct Sealing | G.17 Aerosol Duct Sealing | G.17 Aerosol Duct Sealing | G.17 Aerosol Duct Sealing | G.17 Aerosol Duct Sealing | G.17 Aerosol Duct Sealing | G.17 Aerosol Duct Sealing | G.17 Aerosol Duct Sealing | G.17 Aerosol Duct Sealing | G.17 Aerosol Duct Sealing | G.17 Aerosol Duct Sealing | G.17 Aerosol Duct Sealing | G.17 Aerosol Duct Sealing | G.17 Aerosol Duct Sealing | G.17 Aerosol Duct Sealing | G.17 Aerosol Duct Sealing | G.17 Aerosol Duct Sealing | G.17 Aerosol Duct Sealing | G.17 Aerosol Duct Sealing | G.17 Aerosol Duct Sealing | G.17 Aerosol Duct Sealing | G.17 Aerosol Duct Sealing | 0.59 | 0.59 | 0.59 | 0.59 | 0.59 | 0.59 | 0.59 | 0.59 | 0.59 | 0.59 | 0.59 | 0.59 | 0.59 | 0.59 | 0.59 | 0.59 | 0.59 | 0.59 | 0.59 | 0.59 | 0.59 | 0.59 | 0.59 | 0.59 | 0.59 | 0.59 | 0.59 | 0 | 0 | 0.037322 | 0.036266 | 0.035059 | 0.033931 | 0.032748 | 0.031489 | 0.030203 | 0.028948 | 0.027786 | 0.026762 | 0.025908 | 0.025228 | 0.024687 | 0.024244 | 0.023856 | 0.023502 | 0.023162 | 0.022832 | 0.022509 | 0.022193 | 0.022071 | 0.02196 | 0.021861 | 0.021769 | 0.021669 | 0.15371 | 0.23607 | 0.4589 | 0.78147 | 1.1796 | 1.5966 | 1.9597 | 2.2032 | 2.2898 | 2.2175 | 1.9078 | 1.5615 | 1.0751 | 0.51546 | 0 | 0 | 0 | 0 | 0 | 0 | 0 | 0 | 0 | 0 | 0 | 0.15371 | 0.38543 | 0.8315 | 1.5862 | 2.7105 | 4.203 | 5.9909 | 7.9452 | 9.916 | 11.7682 | 13.3003 | 14.5127 | 15.2764 | 15.5178 | 15.2697 | 15.0432 | 14.8256 | 14.6141 | 14.4075 | 14.205 | 14.1268 | 14.0561 | 13.9924 | 13.9335 | 13.8699 | 4118.6143 | 6509.2932 | 13089.3971 | 23031.0377 | 36020.9239 | 50703.5885 | 64882.8416 | 76108.3779 | 82408.6811 | 82856.9186 | 73635.1402 | 61895.2955 | 43550.2012 | 21261.5964 | 0 | 0 | 0 | 0 | 0 | 0 | 0 | 0 | 0 | 0 | 0 | 4118.6143 | 10627.9075 | 23717.3046 | 46748.3424 | 82769.2662 | 133472.8548 | 198355.6964 | 274464.0744 | 356872.7555 | 439729.674 | 513364.8142 | 575260.1097 | 618810.3109 | 640071.9073 | 640071.9073 | 640071.9073 | 640071.9073 | 640071.9073 | 640071.9073 | 640071.9073 | 640071.9073 | 640071.9073 | 640071.9073 | 640071.9073 | 640071.9073 | 0.13193 | 0.20417 | 0.40065 | 0.68873 | 1.0501 | 1.4367 | 1.7836 | 2.029 | 2.1339 | 2.0906 | 1.8183 | 1.5035 | 1.045 | 0.50559 | 0 | 0 | 0 | 0 | 0 | 0 | 0 | 0 | 0 | 0 | 0 | 0.13193 | 0.33335 | 0.72596 | 1.398 | 2.4128 | 3.7819 | 5.4526 | 7.317 | 9.2409 | 11.095 | 12.6771 | 13.9733 | 14.8488 | 15.2206 | 15.1109 | 15.0187 | 14.9339 | 14.8542 | 14.7786 | 14.7066 | 14.6462 | 14.593 | 14.5458 | 14.4982 | 14.4461 | 3500.8221 | 5532.8992 | 11125.9876 | 19576.3821 | 30617.7853 | 43098.0503 | 55150.4154 | 64692.1212 | 70047.3789 | 70428.3808 | 62589.8691 | 52611.0012 | 37017.671 | 18072.3569 | 0 | 0 | 0 | 0 | 0 | 0 | 0 | 0 | 0 | 0 | 0 | 3500.8221 | 9033.7214 | 20159.7089 | 39736.091 | 70353.8763 | 113451.9266 | 168602.342 | 233294.4632 | 303341.8422 | 373770.2229 | 436360.0921 | 488971.0932 | 525988.7642 | 544061.1212 | 544061.1212 | 544061.1212 | 544061.1212 | 544061.1212 | 544061.1212 | 544061.1212 | 544061.1212 | 544061.1212 | 544061.1212 | 544061.1212 | 544061.1212 | 0 | 0 | 0 | 0 | 0 | 0 | 0 | 0 | 0 | 0 | 0 | 0 | 0 | 0 | 0 | 0 | 0 | 0 | 0 | 0 | 0 | 0 | 0 | 0 | 0 | 0 | 0 | 0 | 0 | 0 | 0 | 0 | 0 | 0 | 0 | 0 | 0 | 0 | 0 | 0 | 0 | 0 | 0 | 0 | 0 | 0 | 0 | 0 | 0 | 0 | 0 | 0 | 0 | 0 | 0 | 0 | 0 | 0 | 0 | 0 | 0 | 0 | 0 | 0 | 0 | 0 | 0 | 0 | 0 | 0 | 0 | 0 | 0 | 0 | 0 | 0 | 0 | 0 | 0 | 0 | 0 | 0 | 0 | 0 | 0 | 0 | 0 | 0 | 0 | 0 | 0 | 0 | 0 | 0 | 0 | 0 | 0 | 0 | 0 | 0 | 0 | 0 | 0 | 0 | 0 | 0 | 0 | 0 | 0 | 0 | 0 | 0 | 0 | 0 | 0 | 0 | 0 | 0 | 0 | 0 | 0 | 0 | 0 | 0 | 0 | 0 | 0 | 0 | 0 | 0 | 0 | 0 | 0 | 0 | 0 | 0 | 0 | 0 | 0 | 0 | 0 | 0 | 0 | 0 | 0 | 0 | 0 | 0 | 0 | 0 | 0 | 0 | 0 | 0 | 0 | 0 | 0 | 0 | 0 | 0 | 0 | 0 | 0 | 0 | 0 | 0 | 0 | 0 | 0 | 0 | 0 | 0 | 0 | 0 | 0 | 0 | 0 | 0 | 0 | 0 | 0 | 0 | 0 | 0 | 0 | 0 | 0 | 0 | 0 | 0 | 0 | 0 | 0 | 0 | 0 | 0 | 0 | 0 | 0 | 0 | 3040.0701 | 3062.2522 | 3084.7461 | 3107.4491 | 3130.2648 | 3153.0934 | 3175.8343 | 3198.3874 | 3220.6531 | 3242.5503 | 3263.8893 | 3284.7059 | 3304.6641 | 3323.78 | 3342.0796 | 3359.5887 | 3376.3368 | 3392.3495 | 3407.6527 | 3422.2416 | 3436.1749 | 3449.4779 | 3462.1737 | 3473.5494 | 3483.9907 | 2731.2191 | 2751.1476 | 2771.3562 | 2791.7528 | 2812.2505 | 2832.76 | 2853.1905 | 2873.4524 | 2893.456 | 2913.1286 | 2932.2997 | 2951.0015 | 2968.9321 | 2986.1059 | 3002.5464 | 3018.2767 | 3033.3233 | 3047.7092 | 3061.4576 | 3074.5644 | 3087.0822 | 3099.0337 | 3110.4397 | 3120.6598 | 3130.0402 | 62
OR_Residential_LI - Single Family_Existing_Space Heating_Natural Gas_Furnace | OR | Residential | LI - Single Family | Existing | Space Heating | Natural Gas | Building Shell - Air Sealing (Infiltration Control) | A | ORM15 | None | 0.1 ACH Reduction | 15 | 0.011988 | 0 | 0 | 0.73 | 0 | 0 | 0 | 0.67404 | 0.45 | sqft floor | 50% | 100% | Retrofit | Retro5Med | 81.71% | TBD | 0% | 8776.7193 |  | 6713.7466 |  | 3.5571 | RTF Workbook - ResSFWx_v5_0 | RTF Workbook - ResSFWx_v5_0 | RTF Workbook - ResSFWx_v5_0 | None | None | None | None | None | None | None | None | None | None | None | None | None | None | None | None | None | None | None | None | None | None | None | None | None | None | None | 0.1 ACH Reduction | 0.1 ACH Reduction | 0.1 ACH Reduction | 0.1 ACH Reduction | 0.1 ACH Reduction | 0.1 ACH Reduction | 0.1 ACH Reduction | 0.1 ACH Reduction | 0.1 ACH Reduction | 0.1 ACH Reduction | 0.1 ACH Reduction | 0.1 ACH Reduction | 0.1 ACH Reduction | 0.1 ACH Reduction | 0.1 ACH Reduction | 0.1 ACH Reduction | 0.1 ACH Reduction | 0.1 ACH Reduction | 0.1 ACH Reduction | 0.1 ACH Reduction | 0.1 ACH Reduction | 0.1 ACH Reduction | 0.1 ACH Reduction | 0.1 ACH Reduction | 0.1 ACH Reduction | 0.1 ACH Reduction | 0.1 ACH Reduction | 0.73 | 0.73 | 0.73 | 0.73 | 0.73 | 0.73 | 0.73 | 0.73 | 0.73 | 0.73 | 0.73 | 0.73 | 0.73 | 0.73 | 0.73 | 0.73 | 0.73 | 0.73 | 0.73 | 0.73 | 0.73 | 0.73 | 0.73 | 0.73 | 0.73 | 0.73 | 0.73 | 0 | 0 | 0.01244 | 0.012101 | 0.011713 | 0.011353 | 0.010976 | 0.010574 | 0.010164 | 0.0097621 | 0.0093889 | 0.0090587 | 0.0087813 | 0.0085582 | 0.0083788 | 0.0082304 | 0.0080995 | 0.0079791 | 0.0078635 | 0.007751 | 0.0076411 | 0.0075334 | 0.0074915 | 0.0074536 | 0.0074195 | 0.0073882 | 0.0073549 | 4.1449 | 4.9747 | 5.9211 | 6.6947 | 7.418 | 8.3961 | 8.8963 | 8.772 | 7.9895 | 6.6587 | 5.0195 | 3.2536 | 1.8587 | 0.88343 | 0.36964 | 0 | 0 | 0 | 0 | 0 | 0 | 0 | 0 | 0 | 0 | 4.1449 | 9.0067 | 14.6392 | 20.884 | 27.6073 | 34.9935 | 42.5311 | 49.6229 | 55.7157 | 60.415 | 63.584 | 65.2227 | 65.7142 | 65.4333 | 64.7625 | 63.8 | 62.8752 | 61.9762 | 61.0975 | 60.2361 | 59.9014 | 59.5983 | 59.3251 | 59.0751 | 58.8084 | 333196.3449 | 411095.3639 | 505503.5667 | 589664.805 | 675865.0746 | 794024.6647 | 875316.42 | 898576.8364 | 850954.6276 | 735061.2903 | 571620.4231 | 380174.8933 | 221836.2204 | 107337.9795 | 45637.0156 | 0 | 0 | 0 | 0 | 0 | 0 | 0 | 0 | 0 | 0 | 333196.3449 | 744291.7088 | 1249795.2755 | 1839460.0805 | 2515325.1551 | 3309349.8199 | 4184666.2399 | 5083243.0763 | 5934197.7039 | 6669258.9943 | 7240879.4173 | 7621054.3107 | 7842890.5311 | 7950228.5106 | 7995865.5262 | 7995865.5262 | 7995865.5262 | 7995865.5262 | 7995865.5262 | 7995865.5262 | 7995865.5262 | 7995865.5262 | 7995865.5262 | 7995865.5262 | 7995865.5262 | 3.5571 | 4.3013 | 5.1673 | 5.8963 | 6.5975 | 7.5463 | 8.0851 | 8.0642 | 7.4303 | 6.2634 | 4.7724 | 3.1245 | 1.8019 | 0.86418 | 0.36481 | 0 | 0 | 0 | 0 | 0 | 0 | 0 | 0 | 0 | 0 | 3.5571 | 7.7875 | 12.7754 | 18.3935 | 24.5536 | 31.4515 | 38.653 | 45.6191 | 51.8161 | 56.8278 | 60.4536 | 62.6348 | 63.7041 | 64.0073 | 63.916 | 63.5255 | 63.1656 | 62.8271 | 62.5054 | 62.1992 | 61.9412 | 61.7138 | 61.5115 | 61.3102 | 61.093 | 283216.8932 | 349431.0593 | 429678.0317 | 501215.0843 | 574485.3134 | 674920.965 | 744018.957 | 763790.311 | 723311.4335 | 624802.0968 | 485877.3596 | 323148.6593 | 188560.7874 | 91237.2825 | 38791.4633 | 0 | 0 | 0 | 0 | 0 | 0 | 0 | 0 | 0 | 0 | 283216.8932 | 632647.9525 | 1062325.9842 | 1563541.0685 | 2138026.3819 | 2812947.3469 | 3556966.3039 | 4320756.6148 | 5044068.0483 | 5668870.1451 | 6154747.5047 | 6477896.1641 | 6666456.9514 | 6757694.234 | 6796485.6973 | 6796485.6973 | 6796485.6973 | 6796485.6973 | 6796485.6973 | 6796485.6973 | 6796485.6973 | 6796485.6973 | 6796485.6973 | 6796485.6973 | 6796485.6973 | 0 | 0 | 0 | 0 | 0 | 0 | 0 | 0 | 0 | 0 | 0 | 0 | 0 | 0 | 0 | 0 | 0 | 0 | 0 | 0 | 0 | 0 | 0 | 0 | 0 | 0 | 0 | 0 | 0 | 0 | 0 | 0 | 0 | 0 | 0 | 0 | 0 | 0 | 0 | 0 | 0 | 0 | 0 | 0 | 0 | 0 | 0 | 0 | 0 | 0 | 0 | 0 | 0 | 0 | 0 | 0 | 0 | 0 | 0 | 0 | 0 | 0 | 0 | 0 | 0 | 0 | 0 | 0 | 0 | 0 | 0 | 0 | 0 | 0 | 0 | 0 | 0 | 0 | 0 | 0 | 0 | 0 | 0 | 0 | 0 | 0 | 0 | 0 | 0 | 0 | 0 | 0 | 0 | 0 | 0 | 0 | 0 | 0 | 0 | 0 | 0 | 0 | 0 | 0 | 0 | 0 | 0 | 0 | 0 | 0 | 0 | 0 | 0 | 0 | 0 | 0 | 0 | 0 | 0 | 0 | 0 | 0 | 0 | 0 | 0 | 0 | 0 | 0 | 0 | 0 | 0 | 0 | 0 | 0 | 0 | 0 | 0 | 0 | 0 | 0 | 0 | 0 | 0 | 0 | 0 | 0 | 0 | 0 | 0 | 0 | 0 | 0 | 0 | 0 | 0 | 0 | 0 | 0 | 0 | 0 | 0 | 0 | 0 | 0 | 0 | 0 | 0 | 0 | 0 | 0 | 0 | 0 | 0 | 0 | 0 | 0 | 0 | 0 | 0 | 0 | 0 | 0 | 0 | 0 | 0 | 0 | 0 | 0 | 0 | 0 | 0 | 0 | 0 | 0 | 0 | 0 | 0 | 0 | 0 | 0 | 8241.9199 | 8301.1255 | 8361.1743 | 8421.7889 | 8482.7099 | 8543.6683 | 8604.3922 | 8664.611 | 8724.0558 | 8782.5074 | 8839.4735 | 8895.049 | 8948.3551 | 8999.4335 | 9048.3526 | 9095.1802 | 9139.9937 | 9182.8606 | 9223.8484 | 9262.9451 | 9300.3042 | 9335.9924 | 9370.0702 | 9400.6297 | 9428.6764 | 6304.652 | 6349.9414 | 6395.8757 | 6442.2427 | 6488.8443 | 6535.4744 | 6581.925 | 6627.9894 | 6673.4616 | 6718.1742 | 6761.7504 | 6804.2628 | 6845.0392 | 6884.1117 | 6921.5323 | 6957.3531 | 6991.6331 | 7024.4241 | 7055.7777 | 7085.6847 | 7114.2625 | 7141.5622 | 7167.63 | 7191.0065 | 7212.4608 | 63
OR_Residential_LI - Single Family_Existing_Space Heating_Natural Gas_Furnace | OR | Residential | LI - Single Family | Existing | Space Heating | Natural Gas | Building Shell - Liquid-Applied Weather-Resistive Barrier | A | ORM16 | None | Liquid-Applied Weather-Resistant Barrier | 15 | 0.046134 | 0 | 0 | 0.72 | 0 | 0.01 | 0 | 0.30173 | 0.45 | sqft wall | 0% | 0% | Retrofit | Retro1Slow | 84.81% | TBD | 0% | 2335.7384 |  | 1150.7608 |  | 0 | INF_CTRL_LIQ-WRB-HVAC-AEG-1 | INF_CTRL_LIQ-WRB-HVAC-E3T-570-2 | INF_CTRL_LIQ-WRB-HVAC-E3T-570-1 | None | None | None | None | None | None | None | None | None | None | None | None | None | None | None | None | None | None | None | None | None | None | None | None | None | None | None | Liquid-Applied Weather-Resistant Barrier | Liquid-Applied Weather-Resistant Barrier | Liquid-Applied Weather-Resistant Barrier | Liquid-Applied Weather-Resistant Barrier | Liquid-Applied Weather-Resistant Barrier | Liquid-Applied Weather-Resistant Barrier | Liquid-Applied Weather-Resistant Barrier | Liquid-Applied Weather-Resistant Barrier | Liquid-Applied Weather-Resistant Barrier | Liquid-Applied Weather-Resistant Barrier | Liquid-Applied Weather-Resistant Barrier | Liquid-Applied Weather-Resistant Barrier | Liquid-Applied Weather-Resistant Barrier | Liquid-Applied Weather-Resistant Barrier | Liquid-Applied Weather-Resistant Barrier | Liquid-Applied Weather-Resistant Barrier | Liquid-Applied Weather-Resistant Barrier | Liquid-Applied Weather-Resistant Barrier | Liquid-Applied Weather-Resistant Barrier | Liquid-Applied Weather-Resistant Barrier | Liquid-Applied Weather-Resistant Barrier | Liquid-Applied Weather-Resistant Barrier | Liquid-Applied Weather-Resistant Barrier | Liquid-Applied Weather-Resistant Barrier | Liquid-Applied Weather-Resistant Barrier | Liquid-Applied Weather-Resistant Barrier | Liquid-Applied Weather-Resistant Barrier | 0.72 | 0.72 | 0.72 | 0.72 | 0.72 | 0.72 | 0.72 | 0.72 | 0.72 | 0.72 | 0.72 | 0.72 | 0.72 | 0.72 | 0.72 | 0.72 | 0.72 | 0.72 | 0.72 | 0.72 | 0.72 | 0.72 | 0.72 | 0.72 | 0.72 | 0.72 | 0.72 | 0 | 0 | 0.048139 | 0.047149 | 0.046021 | 0.045043 | 0.044032 | 0.04298 | 0.041906 | 0.040843 | 0.039821 | 0.038871 | 0.038018 | 0.037265 | 0.036597 | 0.035992 | 0.035425 | 0.034887 | 0.034363 | 0.033852 | 0.033351 | 0.032861 | 0.032658 | 0.032472 | 0.032303 | 0.03216 | 0.032022 | 0 | 0 | 0 | 0 | 0 | 0 | 0 | 0 | 0 | 0 | 0 | 0 | 0 | 0 | 0 | 0 | 0 | 0 | 0 | 0 | 0 | 0 | 0 | 0 | 0 | 0 | 0 | 0 | 0 | 0 | 0 | 0 | 0 | 0 | 0 | 0 | 0 | 0 | 0 | 0 | 0 | 0 | 0 | 0 | 0 | 0 | 0 | 0 | 0 | 0 | 0 | 0 | 0 | 0 | 0 | 0 | 0 | 0 | 0 | 0 | 0 | 0 | 0 | 0 | 0 | 0 | 0 | 0 | 0 | 0 | 0 | 0 | 0 | 0 | 0 | 0 | 0 | 0 | 0 | 0 | 0 | 0 | 0 | 0 | 0 | 0 | 0 | 0 | 0 | 0 | 0 | 0 | 0 | 0 | 0 | 0 | 0 | 0 | 0 | 0 | 0 | 0 | 0 | 0 | 0 | 0 | 0 | 0 | 0 | 0 | 0 | 0 | 0 | 0 | 0 | 0 | 0 | 0 | 0 | 0 | 0 | 0 | 0 | 0 | 0 | 0 | 0 | 0 | 0 | 0 | 0 | 0 | 0 | 0 | 0 | 0 | 0 | 0 | 0 | 0 | 0 | 0 | 0 | 0 | 0 | 0 | 0 | 0 | 0 | 0 | 0 | 0 | 0 | 0 | 0 | 0 | 0 | 0 | 0 | 0 | 0 | 0 | 0 | 0 | 0 | 0 | 0 | 0 | 0 | 0 | 0 | 0 | 0 | 0 | 0 | 0 | 0 | 0 | 0 | 0 | 0 | 0 | 0 | 0 | 0 | 0 | 0 | 0 | 0 | 0 | 0 | 0 | 0 | 0 | 0 | 0 | 0 | 0 | 0 | 0 | 0 | 0 | 0 | 0 | 0 | 0 | 0 | 0 | 0 | 0 | 0 | 0 | 0 | 0 | 0 | 0 | 0 | 0 | 0 | 0 | 0 | 0 | 0 | 0 | 0 | 0 | 0 | 0 | 0 | 0 | 0 | 0 | 0 | 0 | 0 | 0 | 0 | 0 | 0 | 0 | 0 | 0 | 0 | 0 | 0 | 0 | 0 | 0 | 0 | 0 | 0 | 0 | 0 | 0 | 0 | 0 | 0 | 0 | 0 | 0 | 0 | 0 | 0 | 0 | 0 | 0 | 0 | 0 | 0 | 0 | 0 | 0 | 0 | 0 | 0 | 0 | 0 | 0 | 0 | 0 | 0 | 0 | 0 | 0 | 0 | 0 | 0 | 0 | 0 | 0 | 0 | 0 | 0 | 0 | 0 | 0 | 0 | 0 | 0 | 0 | 0 | 0 | 0 | 0 | 0 | 0 | 0 | 0 | 0 | 0 | 0 | 0 | 0 | 0 | 0 | 0 | 0 | 0 | 0 | 0 | 0 | 0 | 0 | 0 | 0 | 0 | 0 | 0 | 0 | 0 | 0 | 0 | 0 | 0 | 0 | 0 | 0 | 0 | 0 | 0 | 0 | 0 | 0 | 0 | 0 | 0 | 0 | 0 | 0 | 0 | 0 | 0 | 0 | 0 | 0 | 0 | 0 | 0 | 0 | 0 | 0 | 0 | 0 | 0 | 0 | 0 | 0 | 0 | 0 | 0 | 0 | 0 | 0 | 0 | 0 | 0 | 0 | 0 | 0 | 0 | 0 | 0 | 0 | 0 | 0 | 0 | 0 | 0 | 0 | 0 | 0 | 0 | 0 | 0 | 0 | 0 | 0 | 0 | 0 | 0 | 2193.4129 | 2209.1692 | 2225.1499 | 2241.2812 | 2257.494 | 2273.7168 | 2289.8772 | 2305.9032 | 2321.7231 | 2337.2788 | 2352.4391 | 2367.2294 | 2381.4157 | 2395.0091 | 2408.0279 | 2420.4901 | 2432.4162 | 2443.8244 | 2454.7324 | 2465.1371 | 2475.0795 | 2484.5771 | 2493.6462 | 2501.779 | 2509.243 | 1080.6405 | 1088.4033 | 1096.2766 | 1104.2241 | 1112.2117 | 1120.2043 | 1128.1661 | 1136.0617 | 1143.8558 | 1151.5197 | 1158.9888 | 1166.2756 | 1173.2649 | 1179.962 | 1186.376 | 1192.5159 | 1198.3916 | 1204.0121 | 1209.3862 | 1214.5124 | 1219.4107 | 1224.09 | 1228.5581 | 1232.5649 | 1236.2422 | 64
OR_Residential_LI - Single Family_Existing_Space Heating_Natural Gas_Furnace | OR | Residential | LI - Single Family | Existing | Space Heating | Natural Gas | Building Shell - Whole-Home Aerosol Sealing | A | ORM17 | Leaky Building | Building Sealed | 20 | 48.7179 | 0 | 0 | 386 | 0 | 5.63 | 0 | 0.30173 | 0.45 | household | 0% | 0% | Retrofit | Retro5Med | 81.71% | TBD | 0% | 1057.9912 |  | 488.333 |  | 0 | INF_CTRL_AERO-Cooling-MNCARD-1 | INF_CTRL_AERO-Heating-NREL-1 | INF_CTRL_AERO-Heating-MNCARD-5 | Leaky Building | Leaky Building | Leaky Building | Leaky Building | Leaky Building | Leaky Building | Leaky Building | Leaky Building | Leaky Building | Leaky Building | Leaky Building | Leaky Building | Leaky Building | Leaky Building | Leaky Building | Leaky Building | Leaky Building | Leaky Building | Leaky Building | Leaky Building | Leaky Building | Leaky Building | Leaky Building | Leaky Building | Leaky Building | Leaky Building | Leaky Building | Building Sealed | Building Sealed | Building Sealed | Building Sealed | Building Sealed | Building Sealed | Building Sealed | Building Sealed | Building Sealed | Building Sealed | Building Sealed | Building Sealed | Building Sealed | Building Sealed | Building Sealed | Building Sealed | Building Sealed | Building Sealed | Building Sealed | Building Sealed | Building Sealed | Building Sealed | Building Sealed | Building Sealed | Building Sealed | Building Sealed | Building Sealed | 386 | 386 | 386 | 386 | 386 | 386 | 386 | 386 | 386 | 386 | 386 | 386 | 386 | 386 | 386 | 386 | 386 | 386 | 386 | 386 | 386 | 386 | 386 | 386 | 386 | 386 | 386 | 0 | 0 | 50.9826 | 50.1111 | 49.1249 | 48.3238 | 47.5118 | 46.6883 | 45.8596 | 45.0337 | 44.2189 | 43.4257 | 42.6681 | 41.9459 | 41.2583 | 40.5993 | 39.9627 | 39.3442 | 38.7413 | 38.1521 | 37.5756 | 37.0106 | 36.7698 | 36.5488 | 36.3467 | 36.1816 | 36.0306 | 0 | 0 | 0 | 0 | 0 | 0 | 0 | 0 | 0 | 0 | 0 | 0 | 0 | 0 | 0 | 0 | 0 | 0 | 0 | 0 | 0 | 0 | 0 | 0 | 0 | 0 | 0 | 0 | 0 | 0 | 0 | 0 | 0 | 0 | 0 | 0 | 0 | 0 | 0 | 0 | 0 | 0 | 0 | 0 | 0 | 0 | 0 | 0 | 0 | 0 | 0 | 0 | 0 | 0 | 0 | 0 | 0 | 0 | 0 | 0 | 0 | 0 | 0 | 0 | 0 | 0 | 0 | 0 | 0 | 0 | 0 | 0 | 0 | 0 | 0 | 0 | 0 | 0 | 0 | 0 | 0 | 0 | 0 | 0 | 0 | 0 | 0 | 0 | 0 | 0 | 0 | 0 | 0 | 0 | 0 | 0 | 0 | 0 | 0 | 0 | 0 | 0 | 0 | 0 | 0 | 0 | 0 | 0 | 0 | 0 | 0 | 0 | 0 | 0 | 0 | 0 | 0 | 0 | 0 | 0 | 0 | 0 | 0 | 0 | 0 | 0 | 0 | 0 | 0 | 0 | 0 | 0 | 0 | 0 | 0 | 0 | 0 | 0 | 0 | 0 | 0 | 0 | 0 | 0 | 0 | 0 | 0 | 0 | 0 | 0 | 0 | 0 | 0 | 0 | 0 | 0 | 0 | 0 | 0 | 0 | 0 | 0 | 0 | 0 | 0 | 0 | 0 | 0 | 0 | 0 | 0 | 0 | 0 | 0 | 0 | 0 | 0 | 0 | 0 | 0 | 0 | 0 | 0 | 0 | 0 | 0 | 0 | 0 | 0 | 0 | 0 | 0 | 0 | 0 | 0 | 0 | 0 | 0 | 0 | 0 | 0 | 0 | 0 | 0 | 0 | 0 | 0 | 0 | 0 | 0 | 0 | 0 | 0 | 0 | 0 | 0 | 0 | 0 | 0 | 0 | 0 | 0 | 0 | 0 | 0 | 0 | 0 | 0 | 0 | 0 | 0 | 0 | 0 | 0 | 0 | 0 | 0 | 0 | 0 | 0 | 0 | 0 | 0 | 0 | 0 | 0 | 0 | 0 | 0 | 0 | 0 | 0 | 0 | 0 | 0 | 0 | 0 | 0 | 0 | 0 | 0 | 0 | 0 | 0 | 0 | 0 | 0 | 0 | 0 | 0 | 0 | 0 | 0 | 0 | 0 | 0 | 0 | 0 | 0 | 0 | 0 | 0 | 0 | 0 | 0 | 0 | 0 | 0 | 0 | 0 | 0 | 0 | 0 | 0 | 0 | 0 | 0 | 0 | 0 | 0 | 0 | 0 | 0 | 0 | 0 | 0 | 0 | 0 | 0 | 0 | 0 | 0 | 0 | 0 | 0 | 0 | 0 | 0 | 0 | 0 | 0 | 0 | 0 | 0 | 0 | 0 | 0 | 0 | 0 | 0 | 0 | 0 | 0 | 0 | 0 | 0 | 0 | 0 | 0 | 0 | 0 | 0 | 0 | 0 | 0 | 0 | 0 | 0 | 0 | 0 | 0 | 0 | 0 | 0 | 0 | 0 | 0 | 0 | 0 | 0 | 0 | 0 | 0 | 0 | 0 | 0 | 0 | 0 | 0 | 0 | 0 | 0 | 0 | 0 | 0 | 0 | 0 | 0 | 0 | 0 | 0 | 0 | 0 | 0 | 0 | 0 | 0 | 0 | 0 | 0 | 0 | 0 | 0 | 0 | 0 | 0 | 0 | 0 | 0 | 0 | 993.5237 | 1000.6607 | 1007.8993 | 1015.2061 | 1022.5498 | 1029.8981 | 1037.218 | 1044.4771 | 1051.6429 | 1058.689 | 1065.556 | 1072.2553 | 1078.6811 | 1084.8384 | 1090.7353 | 1096.3802 | 1101.7822 | 1106.9496 | 1111.8905 | 1116.6034 | 1121.1069 | 1125.4089 | 1129.5168 | 1133.2006 | 1136.5815 | 458.577 | 461.8711 | 465.2122 | 468.5848 | 471.9744 | 475.3661 | 478.7448 | 482.0953 | 485.4028 | 488.655 | 491.8246 | 494.9168 | 497.8827 | 500.7247 | 503.4465 | 506.052 | 508.5454 | 510.9305 | 513.2111 | 515.3864 | 517.465 | 519.4507 | 521.3468 | 523.0471 | 524.6076 | 65
OR_Residential_LI - Single Family_Existing_Space Heating_Natural Gas_Furnace | OR | Residential | LI - Single Family | Existing | Space Heating | Natural Gas | Windows - High Efficiency (Class 30) | A | ORM18 | Double Pane | Class 30 | 45 | 0.28918 | 0 | 0 | 25.9 | 0 | 0.03 | 0 | 1.0623 | 0.25 | sqft window | 0% | 15% | Retrofit | Retro5Med | 81.71% | TBD | 0% | 6634.2733 |  | 6842.94 |  | 2.7232 | RTF Workbook - ResSFWx_v5_0 | RTF Workbook - ResSFWx_v5_0 | RTF Workbook - ResSFWx_v5_0 | Double Pane | Double Pane | Double Pane | Double Pane | Double Pane | Double Pane | Double Pane | Double Pane | Double Pane | Double Pane | Double Pane | Double Pane | Double Pane | Double Pane | Double Pane | Double Pane | Double Pane | Double Pane | Double Pane | Double Pane | Double Pane | Double Pane | Double Pane | Double Pane | Double Pane | Double Pane | Double Pane | Class 30 | Class 30 | Class 30 | Class 30 | Class 30 | Class 30 | Class 30 | Class 30 | Class 30 | Class 30 | Class 30 | Class 30 | Class 30 | Class 30 | Class 30 | Class 30 | Class 30 | Class 30 | Class 30 | Class 30 | Class 30 | Class 30 | Class 30 | Class 30 | Class 30 | Class 30 | Class 30 | 25.9 | 25.9 | 25.9 | 25.9 | 25.9 | 25.9 | 25.9 | 25.9 | 25.9 | 25.9 | 25.9 | 25.9 | 25.9 | 25.9 | 25.9 | 25.9 | 25.9 | 25.9 | 25.9 | 25.9 | 25.9 | 25.9 | 25.9 | 25.9 | 25.9 | 25.9 | 25.9 | 0 | 0 | 0.30085 | 0.29359 | 0.2853 | 0.27779 | 0.26996 | 0.26169 | 0.25323 | 0.24492 | 0.23711 | 0.23006 | 0.22398 | 0.2189 | 0.21464 | 0.21097 | 0.20764 | 0.20453 | 0.20152 | 0.19859 | 0.19571 | 0.1929 | 0.19177 | 0.19074 | 0.18981 | 0.18899 | 0.18816 | 3.1744 | 3.822 | 4.567 | 5.1872 | 5.7778 | 6.5799 | 7.0193 | 6.9693 | 6.3894 | 5.3551 | 4.0543 | 2.6353 | 1.5078 | 0.7171 | 0.30008 | 0.10802 | 0.033408 | 0.0072112 | 0.001174 | 0.00013958 | 0 | 0 | 0 | 0 | 0 | 3.1744 | 6.9198 | 11.2913 | 16.1815 | 21.503 | 27.4239 | 33.5573 | 39.4253 | 44.5568 | 48.5872 | 51.3571 | 52.8283 | 53.3085 | 53.1139 | 52.5759 | 51.8963 | 51.1658 | 50.4278 | 49.6997 | 48.9848 | 48.698 | 48.4369 | 48.2005 | 47.9924 | 47.7809 | 10551.2926 | 13018.1124 | 16007.7268 | 18672.8516 | 21402.5462 | 25144.2932 | 27718.5504 | 28455.1355 | 26947.0882 | 23277.1064 | 18101.4421 | 12038.9572 | 7024.8636 | 3399.0602 | 1445.1824 | 528.126 | 165.7817 | 36.3125 | 5.9985 | 0.72361 | 0 | 0 | 0 | 0 | 0 | 10551.2926 | 23569.4051 | 39577.1318 | 58249.9834 | 79652.5297 | 104796.8229 | 132515.3733 | 160970.5088 | 187917.5969 | 211194.7033 | 229296.1454 | 241335.1027 | 248359.9663 | 251759.0265 | 253204.2089 | 253732.3349 | 253898.1166 | 253934.4291 | 253940.4276 | 253941.1512 | 253941.1512 | 253941.1512 | 253941.1512 | 253941.1512 | 253941.1512 | 2.7232 | 3.3018 | 3.9797 | 4.5588 | 5.1237 | 5.8911 | 6.348 | 6.3689 | 5.9009 | 4.9979 | 3.8221 | 2.5083 | 1.4484 | 0.69501 | 0.29342 | 0.10656 | 0.033255 | 0.0072433 | 0.0011901 | 0.00014283 | 0 | 0 | 0 | 0 | 0 | 2.7232 | 5.9779 | 9.8394 | 14.2213 | 19.0685 | 24.5529 | 30.3484 | 36.0289 | 41.1506 | 45.3459 | 48.4156 | 50.2814 | 51.2064 | 51.4775 | 51.4094 | 51.1966 | 50.9301 | 50.6528 | 50.3825 | 50.1234 | 49.9027 | 49.7069 | 49.5314 | 49.365 | 49.1946 | 8968.5987 | 11065.3956 | 13606.5678 | 15871.9239 | 18192.1643 | 21372.6492 | 23560.7678 | 24186.8652 | 22905.0249 | 19785.5404 | 15386.2258 | 10233.1136 | 5971.1341 | 2889.2012 | 1228.4051 | 448.9071 | 140.9144 | 30.8656 | 5.0987 | 0.61507 | 0 | 0 | 0 | 0 | 0 | 8968.5987 | 20033.9943 | 33640.5621 | 49512.4859 | 67704.6502 | 89077.2994 | 112638.0673 | 136824.9324 | 159729.9574 | 179515.4978 | 194901.7236 | 205134.8373 | 211105.9713 | 213995.1725 | 215223.5776 | 215672.4846 | 215813.3991 | 215844.2647 | 215849.3634 | 215849.9785 | 215849.9785 | 215849.9785 | 215849.9785 | 215849.9785 | 215849.9785 | 0 | 0 | 0 | 0 | 0 | 0 | 0 | 0 | 0 | 0 | 0 | 0 | 0 | 0 | 0 | 0 | 0 | 0 | 0 | 0 | 0 | 0 | 0 | 0 | 0 | 0 | 0 | 0 | 0 | 0 | 0 | 0 | 0 | 0 | 0 | 0 | 0 | 0 | 0 | 0 | 0 | 0 | 0 | 0 | 0 | 0 | 0 | 0 | 0 | 0 | 0 | 0 | 0 | 0 | 0 | 0 | 0 | 0 | 0 | 0 | 0 | 0 | 0 | 0 | 0 | 0 | 0 | 0 | 0 | 0 | 0 | 0 | 0 | 0 | 0 | 0 | 0 | 0 | 0 | 0 | 0 | 0 | 0 | 0 | 0 | 0 | 0 | 0 | 0 | 0 | 0 | 0 | 0 | 0 | 0 | 0 | 0 | 0 | 0 | 0 | 0 | 0 | 0 | 0 | 0 | 0 | 0 | 0 | 0 | 0 | 0 | 0 | 0 | 0 | 0 | 0 | 0 | 0 | 0 | 0 | 0 | 0 | 0 | 0 | 0 | 0 | 0 | 0 | 0 | 0 | 0 | 0 | 0 | 0 | 0 | 0 | 0 | 0 | 0 | 0 | 0 | 0 | 0 | 0 | 0 | 0 | 0 | 0 | 0 | 0 | 0 | 0 | 0 | 0 | 0 | 0 | 0 | 0 | 0 | 0 | 0 | 0 | 0 | 0 | 0 | 0 | 0 | 0 | 0 | 0 | 0 | 0 | 0 | 0 | 0 | 0 | 0 | 0 | 0 | 0 | 0 | 0 | 0 | 0 | 0 | 0 | 0 | 0 | 0 | 0 | 0 | 0 | 0 | 0 | 0 | 0 | 0 | 0 | 0 | 0 | 6230.0214 | 6274.7746 | 6320.1652 | 6365.9834 | 6412.0333 | 6458.1114 | 6504.0123 | 6549.5313 | 6594.4653 | 6638.6486 | 6681.7089 | 6723.7181 | 6764.0119 | 6802.6218 | 6839.5994 | 6874.9962 | 6908.8704 | 6941.2733 | 6972.2558 | 7001.8087 | 7030.0483 | 7057.0248 | 7082.784 | 7105.8837 | 7127.0841 | 6425.9732 | 6472.1341 | 6518.9523 | 6566.2116 | 6613.7099 | 6661.2373 | 6708.5818 | 6755.5326 | 6801.8799 | 6847.4528 | 6891.8675 | 6935.198 | 6976.7592 | 7016.5835 | 7054.7242 | 7091.2343 | 7126.174 | 7159.596 | 7191.5529 | 7222.0354 | 7251.1632 | 7278.9882 | 7305.5576 | 7329.3839 | 7351.251 | 66
OR_Residential_LI - Single Family_Existing_Space Heating_Natural Gas_Furnace | OR | Residential | LI - Single Family | Existing | Space Heating | Natural Gas | Windows - High Efficiency (Class 22) | A | ORM19 | Double Pane | Class 22 | 45 | 0.34946 | 0 | 0 | 30.09 | 0 | 0.04 | 0 | 0.91454 | 0.25 | sqft window | 0% | 15% | Retrofit | Retro5Med | 81.71% | TBD | 0% | 6382.5005 |  | 5838.048 |  | 3.2929 | RTF Workbook - ResSFWx_v5_0 | RTF Workbook - ResSFWx_v5_0 | RTF Workbook - ResSFWx_v5_0 | Double Pane | Double Pane | Double Pane | Double Pane | Double Pane | Double Pane | Double Pane | Double Pane | Double Pane | Double Pane | Double Pane | Double Pane | Double Pane | Double Pane | Double Pane | Double Pane | Double Pane | Double Pane | Double Pane | Double Pane | Double Pane | Double Pane | Double Pane | Double Pane | Double Pane | Double Pane | Double Pane | Class 22 | Class 22 | Class 22 | Class 22 | Class 22 | Class 22 | Class 22 | Class 22 | Class 22 | Class 22 | Class 22 | Class 22 | Class 22 | Class 22 | Class 22 | Class 22 | Class 22 | Class 22 | Class 22 | Class 22 | Class 22 | Class 22 | Class 22 | Class 22 | Class 22 | Class 22 | Class 22 | 30.09 | 30.09 | 30.09 | 30.09 | 30.09 | 30.09 | 30.09 | 30.09 | 30.09 | 30.09 | 30.09 | 30.09 | 30.09 | 30.09 | 30.09 | 30.09 | 30.09 | 30.09 | 30.09 | 30.09 | 30.09 | 30.09 | 30.09 | 30.09 | 30.09 | 30.09 | 30.09 | 0 | 0 | 0.36383 | 0.35537 | 0.34571 | 0.33704 | 0.328 | 0.31849 | 0.30877 | 0.29919 | 0.29016 | 0.28195 | 0.27481 | 0.26878 | 0.26365 | 0.25918 | 0.25509 | 0.25126 | 0.24754 | 0.24392 | 0.24037 | 0.2369 | 0.23549 | 0.23421 | 0.23305 | 0.23203 | 0.23102 | 3.8389 | 4.6262 | 5.534 | 6.2935 | 7.0201 | 8.0081 | 8.5585 | 8.5136 | 7.8189 | 6.5631 | 4.9745 | 3.2358 | 1.8521 | 0.88097 | 0.36866 | 0.1327 | 0.041038 | 0.0088573 | 0.0014419 | 0.00017142 | 0 | 0 | 0 | 0 | 0 | 3.8389 | 8.3758 | 13.6821 | 19.6325 | 26.1264 | 33.3764 | 40.9163 | 48.1614 | 54.5257 | 59.5471 | 63.0134 | 64.8657 | 65.4805 | 65.2508 | 64.5907 | 63.7528 | 62.8509 | 61.9395 | 61.0402 | 60.1574 | 59.8003 | 59.475 | 59.1799 | 58.9227 | 58.6648 | 10551.2926 | 13018.1124 | 16007.7268 | 18672.8516 | 21402.5462 | 25144.2932 | 27718.5504 | 28455.1355 | 26947.0882 | 23277.1064 | 18101.4421 | 12038.9572 | 7024.8636 | 3399.0602 | 1445.1824 | 528.126 | 165.7817 | 36.3125 | 5.9985 | 0.72361 | 0 | 0 | 0 | 0 | 0 | 10551.2926 | 23569.4051 | 39577.1318 | 58249.9834 | 79652.5297 | 104796.8229 | 132515.3733 | 160970.5088 | 187917.5969 | 211194.7033 | 229296.1454 | 241335.1027 | 248359.9663 | 251759.0265 | 253204.2089 | 253732.3349 | 253898.1166 | 253934.4291 | 253940.4276 | 253941.1512 | 253941.1512 | 253941.1512 | 253941.1512 | 253941.1512 | 253941.1512 | 3.2929 | 3.9956 | 4.8204 | 5.5278 | 6.2203 | 7.1621 | 7.7297 | 7.7675 | 7.2075 | 6.1122 | 4.6788 | 3.0724 | 1.7747 | 0.8517 | 0.35958 | 0.13058 | 0.040748 | 0.008875 | 0.0014581 | 0.00017498 | 0 | 0 | 0 | 0 | 0 | 3.2929 | 7.234 | 11.9179 | 17.2439 | 23.1496 | 29.8503 | 36.954 | 43.9407 | 50.2621 | 55.4568 | 59.2682 | 61.59 | 62.7437 | 63.0834 | 63.0007 | 62.7375 | 62.4071 | 62.0631 | 61.7277 | 61.406 | 61.1315 | 60.8874 | 60.6684 | 60.4631 | 60.256 | 8968.5987 | 11065.3956 | 13606.5678 | 15871.9239 | 18192.1643 | 21372.6492 | 23560.7678 | 24186.8652 | 22905.0249 | 19785.5404 | 15386.2258 | 10233.1136 | 5971.1341 | 2889.2012 | 1228.4051 | 448.9071 | 140.9144 | 30.8656 | 5.0987 | 0.61507 | 0 | 0 | 0 | 0 | 0 | 8968.5987 | 20033.9943 | 33640.5621 | 49512.4859 | 67704.6502 | 89077.2994 | 112638.0673 | 136824.9324 | 159729.9574 | 179515.4978 | 194901.7236 | 205134.8373 | 211105.9713 | 213995.1725 | 215223.5776 | 215672.4846 | 215813.3991 | 215844.2647 | 215849.3634 | 215849.9785 | 215849.9785 | 215849.9785 | 215849.9785 | 215849.9785 | 215849.9785 | 0 | 0 | 0 | 0 | 0 | 0 | 0 | 0 | 0 | 0 | 0 | 0 | 0 | 0 | 0 | 0 | 0 | 0 | 0 | 0 | 0 | 0 | 0 | 0 | 0 | 0 | 0 | 0 | 0 | 0 | 0 | 0 | 0 | 0 | 0 | 0 | 0 | 0 | 0 | 0 | 0 | 0 | 0 | 0 | 0 | 0 | 0 | 0 | 0 | 0 | 0 | 0 | 0 | 0 | 0 | 0 | 0 | 0 | 0 | 0 | 0 | 0 | 0 | 0 | 0 | 0 | 0 | 0 | 0 | 0 | 0 | 0 | 0 | 0 | 0 | 0 | 0 | 0 | 0 | 0 | 0 | 0 | 0 | 0 | 0 | 0 | 0 | 0 | 0 | 0 | 0 | 0 | 0 | 0 | 0 | 0 | 0 | 0 | 0 | 0 | 0 | 0 | 0 | 0 | 0 | 0 | 0 | 0 | 0 | 0 | 0 | 0 | 0 | 0 | 0 | 0 | 0 | 0 | 0 | 0 | 0 | 0 | 0 | 0 | 0 | 0 | 0 | 0 | 0 | 0 | 0 | 0 | 0 | 0 | 0 | 0 | 0 | 0 | 0 | 0 | 0 | 0 | 0 | 0 | 0 | 0 | 0 | 0 | 0 | 0 | 0 | 0 | 0 | 0 | 0 | 0 | 0 | 0 | 0 | 0 | 0 | 0 | 0 | 0 | 0 | 0 | 0 | 0 | 0 | 0 | 0 | 0 | 0 | 0 | 0 | 0 | 0 | 0 | 0 | 0 | 0 | 0 | 0 | 0 | 0 | 0 | 0 | 0 | 0 | 0 | 0 | 0 | 0 | 0 | 0 | 0 | 0 | 0 | 0 | 0 | 5993.5901 | 6036.6449 | 6080.3128 | 6124.3922 | 6168.6945 | 6213.0239 | 6257.1828 | 6300.9744 | 6344.2031 | 6386.7096 | 6428.1358 | 6468.5508 | 6507.3154 | 6544.46 | 6580.0344 | 6614.0878 | 6646.6765 | 6677.8497 | 6707.6563 | 6736.0877 | 6763.2556 | 6789.2083 | 6813.99 | 6836.2131 | 6856.6089 | 5482.3132 | 5521.6953 | 5561.6382 | 5601.9575 | 5642.4806 | 5683.0285 | 5723.4205 | 5763.4765 | 5803.0176 | 5841.8982 | 5879.7905 | 5916.7579 | 5952.2157 | 5986.1918 | 6018.7315 | 6049.8801 | 6079.6888 | 6108.2028 | 6135.4668 | 6161.4729 | 6186.3232 | 6210.0621 | 6232.7298 | 6253.0572 | 6271.7131 | 67
OR_Residential_LI - Single Family_Existing_Space Heating_Natural Gas_Furnace | OR | Residential | LI - Single Family | Existing | Space Heating | Natural Gas | Windows - Low-e Storm Addition | A | ORM20 | Single or Double Pane | Low-e Storm Window | 20 | 0.33513 | 0 | 0 | 11.25 | 0 | 0.04 | 0 | 0.072075 | 0.25 | sqft window | 7.5% | 50% | Retrofit | Retro5Med | 81.71% | TBD | 0% | 3556.3893 |  | 886.4372 |  | 8.9373 | RTF Workbook - ResSFWx_v5_0 | RTF Workbook - ResSFWx_v5_0 | RTF Workbook - ResSFWx_v5_0 | Single or Double Pane | Single or Double Pane | Single or Double Pane | Single or Double Pane | Single or Double Pane | Single or Double Pane | Single or Double Pane | Single or Double Pane | Single or Double Pane | Single or Double Pane | Single or Double Pane | Single or Double Pane | Single or Double Pane | Single or Double Pane | Single or Double Pane | Single or Double Pane | Single or Double Pane | Single or Double Pane | Single or Double Pane | Single or Double Pane | Single or Double Pane | Single or Double Pane | Single or Double Pane | Single or Double Pane | Single or Double Pane | Single or Double Pane | Single or Double Pane | Low-e Storm Window | Low-e Storm Window | Low-e Storm Window | Low-e Storm Window | Low-e Storm Window | Low-e Storm Window | Low-e Storm Window | Low-e Storm Window | Low-e Storm Window | Low-e Storm Window | Low-e Storm Window | Low-e Storm Window | Low-e Storm Window | Low-e Storm Window | Low-e Storm Window | Low-e Storm Window | Low-e Storm Window | Low-e Storm Window | Low-e Storm Window | Low-e Storm Window | Low-e Storm Window | Low-e Storm Window | Low-e Storm Window | Low-e Storm Window | Low-e Storm Window | Low-e Storm Window | Low-e Storm Window | 11.25 | 11.25 | 11.25 | 11.25 | 11.25 | 11.25 | 11.25 | 11.25 | 11.25 | 11.25 | 11.25 | 11.25 | 11.25 | 11.25 | 11.25 | 11.25 | 11.25 | 11.25 | 11.25 | 11.25 | 11.25 | 11.25 | 11.25 | 11.25 | 11.25 | 11.25 | 11.25 | 0 | 0 | 0.34845 | 0.3398 | 0.3299 | 0.32089 | 0.31147 | 0.3015 | 0.29132 | 0.28132 | 0.27195 | 0.26354 | 0.25633 | 0.25037 | 0.24542 | 0.2412 | 0.23739 | 0.23384 | 0.23041 | 0.22707 | 0.2238 | 0.2206 | 0.21932 | 0.21816 | 0.21711 | 0.21618 | 0.21522 | 10.4171 | 12.5332 | 14.9626 | 16.9769 | 18.8874 | 21.4796 | 22.8789 | 22.6809 | 20.7634 | 17.3809 | 13.1466 | 8.5403 | 4.8848 | 2.3229 | 0.97203 | 0.34991 | 0.10823 | 0.023362 | 0.0038037 | 0.00045228 | 0 | 0 | 0 | 0 | 0 | 10.4171 | 22.6915 | 36.9932 | 52.9595 | 70.2922 | 89.523 | 109.3783 | 128.306 | 144.7954 | 157.698 | 166.5313 | 171.1995 | 172.7005 | 172.0496 | 170.3051 | 168.1103 | 165.7537 | 163.3737 | 161.0255 | 158.72 | 157.801 | 156.9655 | 156.2096 | 155.5387 | 154.8497 | 29895.3291 | 36884.6519 | 45355.2259 | 52906.4129 | 60640.5476 | 71242.164 | 78535.8928 | 80622.8839 | 76350.0831 | 65951.8014 | 51287.4193 | 34110.3788 | 19903.7802 | 9630.6705 | 4094.6836 | 1496.357 | 469.7148 | 102.8854 | 16.9957 | 2.0502 | 0 | 0 | 0 | 0 | 0 | 29895.3291 | 66779.981 | 112135.2069 | 165041.6197 | 225682.1674 | 296924.3314 | 375460.2242 | 456083.1082 | 532433.1913 | 598384.9927 | 649672.4121 | 683782.7909 | 703686.5711 | 713317.2416 | 717411.9252 | 718908.2822 | 719377.997 | 719480.8824 | 719497.8781 | 719499.9283 | 719499.9283 | 719499.9283 | 719499.9283 | 719499.9283 | 719499.9283 | 8.9373 | 10.8295 | 13.043 | 14.9277 | 16.7603 | 19.2478 | 20.7142 | 20.7549 | 19.2062 | 16.2498 | 12.4171 | 8.1447 | 4.7018 | 2.2559 | 0.95242 | 0.3459 | 0.10795 | 0.023514 | 0.0038637 | 0.00046372 | 0 | 0 | 0 | 0 | 0 | 8.9373 | 19.6068 | 32.2472 | 46.5669 | 62.3758 | 80.2214 | 99.0292 | 117.4105 | 133.9359 | 147.4359 | 157.291 | 163.2695 | 166.2283 | 167.0914 | 166.869 | 166.1839 | 165.3269 | 164.4359 | 163.5676 | 162.7356 | 162.0284 | 161.4015 | 160.8409 | 160.3035 | 159.7471 | 25411.0297 | 31351.9541 | 38551.942 | 44970.451 | 51544.4655 | 60555.8394 | 66755.5089 | 68529.4513 | 64897.5707 | 56059.0312 | 43594.3064 | 28993.822 | 16918.2132 | 8186.07 | 3480.481 | 1271.9034 | 399.2576 | 87.4526 | 14.4463 | 1.7427 | 0 | 0 | 0 | 0 | 0 | 25411.0297 | 56762.9838 | 95314.9258 | 140285.3768 | 191829.8423 | 252385.6817 | 319141.1906 | 387670.6419 | 452568.2126 | 508627.2438 | 552221.5503 | 581215.3723 | 598133.5854 | 606319.6554 | 609800.1364 | 611072.0398 | 611471.2974 | 611558.75 | 611573.1964 | 611574.939 | 611574.939 | 611574.939 | 611574.939 | 611574.939 | 611574.939 | 0 | 0 | 0 | 0 | 0 | 0 | 0 | 0 | 0 | 0 | 0 | 0 | 0 | 0 | 0 | 0 | 0 | 0 | 0 | 0 | 0 | 0 | 0 | 0 | 0 | 0 | 0 | 0 | 0 | 0 | 0 | 0 | 0 | 0 | 0 | 0 | 0 | 0 | 0 | 0 | 0 | 0 | 0 | 0 | 0 | 0 | 0 | 0 | 0 | 0 | 0 | 0 | 0 | 0 | 0 | 0 | 0 | 0 | 0 | 0 | 0 | 0 | 0 | 0 | 0 | 0 | 0 | 0 | 0 | 0 | 0 | 0 | 0 | 0 | 0 | 0 | 0 | 0 | 0 | 0 | 0 | 0 | 0 | 0 | 0 | 0 | 0 | 0 | 0 | 0 | 0 | 0 | 0 | 0 | 0 | 0 | 0 | 0 | 0 | 0 | 8.9664 | 10.9081 | 13.2018 | 15.1947 | 17.1699 | 19.8665 | 21.5561 | 21.7797 | 20.3131 | 17.3014 | 13.2879 | 8.744 | 5.0565 | 2.4277 | 1.025 | 0.37217 | 0.11611 | 0.025283 | 0.0041528 | 0.00049823 | 0 | 0 | 0 | 0 | 0 | 8.9664 | 19.7493 | 32.6398 | 47.4 | 63.9002 | 82.7999 | 103.0541 | 123.2078 | 141.6548 | 156.9767 | 168.3213 | 175.2843 | 178.7679 | 179.8106 | 179.5816 | 178.8034 | 177.824 | 176.8031 | 175.806 | 174.8488 | 174.0264 | 173.2911 | 172.6276 | 172.0294 | 171.4546 | 25411.0297 | 31351.9541 | 38551.942 | 44970.451 | 51544.4655 | 60555.8394 | 66755.5089 | 68529.4513 | 64897.5707 | 56059.0312 | 43594.3064 | 28993.822 | 16918.2132 | 8186.07 | 3480.481 | 1271.9034 | 399.2576 | 87.4526 | 14.4463 | 1.7427 | 0 | 0 | 0 | 0 | 0 | 25411.0297 | 56762.9838 | 95314.9258 | 140285.3768 | 191829.8423 | 252385.6817 | 319141.1906 | 387670.6419 | 452568.2126 | 508627.2438 | 552221.5503 | 581215.3723 | 598133.5854 | 606319.6554 | 609800.1364 | 611072.0398 | 611471.2974 | 611558.75 | 611573.1964 | 611574.939 | 611574.939 | 611574.939 | 611574.939 | 611574.939 | 611574.939 | 3339.6847 | 3363.6753 | 3388.0075 | 3412.5689 | 3437.2546 | 3461.9554 | 3486.5611 | 3510.9622 | 3535.0496 | 3558.7347 | 3581.8177 | 3604.3373 | 3625.9373 | 3646.6347 | 3666.457 | 3685.4319 | 3703.5906 | 3720.9606 | 3737.5692 | 3753.4114 | 3768.5496 | 3783.0107 | 3796.8193 | 3809.2022 | 3820.5669 | 832.4231 | 838.4028 | 844.4677 | 850.5897 | 856.7426 | 862.8993 | 869.0323 | 875.1144 | 881.1182 | 887.0218 | 892.7753 | 898.3883 | 903.7721 | 908.931 | 913.8718 | 918.6013 | 923.1274 | 927.4569 | 931.5966 | 935.5453 | 939.3185 | 942.923 | 946.3648 | 949.4513 | 952.284 | 68
OR_Residential_LI - Single Family_Existing_Space Heating_Natural Gas_Furnace | OR | Residential | LI - Single Family | Existing | Space Heating | Natural Gas | ENERGY STAR Doors - Storm and Thermal | A | ORM21 | R-2.5 Door | R-5 Door | 40 | 20.6826 | 0 | 0 | 619.69 | 0 | 2.39 | 0 | 0.97343 | 0.25 | household | 70% | 80% | Retrofit | Retro5Med | 81.71% | TBD | 0% | 2370.3857 |  | 2206.4135 |  | 0.86616 | Avista TRM - 07.01.21 - Energy Star Rated Doors | Avista TRM - 07.01.21 - Energy Star Rated Doors | Avista TRM - 07.01.21 - Energy Star Rated Doors | R-2.5 Door | R-2.5 Door | R-2.5 Door | R-2.5 Door | R-2.5 Door | R-2.5 Door | R-2.5 Door | R-2.5 Door | R-2.5 Door | R-2.5 Door | R-2.5 Door | R-2.5 Door | R-2.5 Door | R-2.5 Door | R-2.5 Door | R-2.5 Door | R-2.5 Door | R-2.5 Door | R-2.5 Door | R-2.5 Door | R-2.5 Door | R-2.5 Door | R-2.5 Door | R-2.5 Door | R-2.5 Door | R-2.5 Door | R-2.5 Door | R-5 Door | R-5 Door | R-5 Door | R-5 Door | R-5 Door | R-5 Door | R-5 Door | R-5 Door | R-5 Door | R-5 Door | R-5 Door | R-5 Door | R-5 Door | R-5 Door | R-5 Door | R-5 Door | R-5 Door | R-5 Door | R-5 Door | R-5 Door | R-5 Door | R-5 Door | R-5 Door | R-5 Door | R-5 Door | R-5 Door | R-5 Door | 619.69 | 619.69 | 619.69 | 619.69 | 619.69 | 619.69 | 619.69 | 619.69 | 619.69 | 619.69 | 619.69 | 619.69 | 619.69 | 619.69 | 619.69 | 619.69 | 619.69 | 619.69 | 619.69 | 619.69 | 619.69 | 619.69 | 619.69 | 619.69 | 619.69 | 619.69 | 619.69 | 0 | 0 | 21.5856 | 21.1464 | 20.6464 | 20.2144 | 19.7684 | 19.3042 | 18.8312 | 18.3623 | 17.9111 | 17.4907 | 17.1118 | 16.776 | 16.4769 | 16.205 | 15.9501 | 15.7076 | 15.4715 | 15.2409 | 15.0153 | 14.794 | 14.7023 | 14.6184 | 14.5419 | 14.4774 | 14.4154 | 1.0101 | 1.221 | 1.4658 | 1.6741 | 1.8765 | 2.1528 | 2.3151 | 2.3174 | 2.1407 | 1.8057 | 1.3738 | 0.89576 | 0.51337 | 0.2443 | 0.10224 | 0.036793 | 0.011376 | 0.0024546 | 0.00039947 | 4.7479e-05 | 0 | 0 | 0 | 0 | 0 | 1.0101 | 2.2105 | 3.6241 | 5.2224 | 6.9837 | 8.9725 | 11.0678 | 13.1096 | 14.9281 | 16.3834 | 17.4023 | 17.9566 | 18.1498 | 18.0946 | 17.9122 | 17.6767 | 17.4224 | 17.1652 | 16.9114 | 16.6623 | 16.5589 | 16.4644 | 16.3783 | 16.3057 | 16.2359 | 46.7972 | 57.7381 | 70.9977 | 82.8181 | 94.9249 | 111.5203 | 122.9377 | 126.2046 | 119.5161 | 103.2389 | 80.2838 | 53.3954 | 31.1568 | 15.0756 | 6.4097 | 2.3424 | 0.73528 | 0.16105 | 0.026605 | 0.0032094 | 0 | 0 | 0 | 0 | 0 | 46.7972 | 104.5354 | 175.533 | 258.3511 | 353.276 | 464.7963 | 587.734 | 713.9386 | 833.4547 | 936.6937 | 1016.9774 | 1070.3728 | 1101.5296 | 1116.6051 | 1123.0148 | 1125.3572 | 1126.0925 | 1126.2535 | 1126.2801 | 1126.2833 | 1126.2833 | 1126.2833 | 1126.2833 | 1126.2833 | 1126.2833 | 0.86616 | 1.0537 | 1.2751 | 1.4675 | 1.6583 | 1.9186 | 2.0816 | 2.103 | 1.961 | 1.67 | 1.2824 | 0.84382 | 0.48794 | 0.23426 | 0.098905 | 0.035912 | 0.011204 | 0.0024397 | 0.00040073 | 4.8078e-05 | 0 | 0 | 0 | 0 | 0 | 0.86616 | 1.9077 | 3.1526 | 4.578 | 6.1714 | 7.9965 | 9.9518 | 11.8967 | 13.6752 | 15.1518 | 16.2447 | 16.9153 | 17.2507 | 17.3509 | 17.3288 | 17.2537 | 17.1593 | 17.0609 | 16.9647 | 16.8725 | 16.7932 | 16.7223 | 16.6584 | 16.6007 | 16.5452 | 39.7777 | 49.0774 | 60.348 | 70.3954 | 80.6861 | 94.7923 | 104.497 | 107.2739 | 101.5887 | 87.7531 | 68.2412 | 45.386 | 26.4833 | 12.8142 | 5.4482 | 1.991 | 0.62499 | 0.1369 | 0.022614 | 0.002728 | 0 | 0 | 0 | 0 | 0 | 39.7777 | 88.855 | 149.2031 | 219.5985 | 300.2846 | 395.0769 | 499.5739 | 606.8478 | 708.4365 | 796.1896 | 864.4308 | 909.8169 | 936.3001 | 949.1144 | 954.5626 | 956.5536 | 957.1786 | 957.3155 | 957.3381 | 957.3408 | 957.3408 | 957.3408 | 957.3408 | 957.3408 | 957.3408 | 0 | 0 | 0 | 0 | 0 | 0 | 0 | 0 | 0 | 0 | 0 | 0 | 0 | 0 | 0 | 0 | 0 | 0 | 0 | 0 | 0 | 0 | 0 | 0 | 0 | 0 | 0 | 0 | 0 | 0 | 0 | 0 | 0 | 0 | 0 | 0 | 0 | 0 | 0 | 0 | 0 | 0 | 0 | 0 | 0 | 0 | 0 | 0 | 0 | 0 | 0 | 0 | 0 | 0 | 0 | 0 | 0 | 0 | 0 | 0 | 0 | 0 | 0 | 0 | 0 | 0 | 0 | 0 | 0 | 0 | 0 | 0 | 0 | 0 | 0 | 0 | 0 | 0 | 0 | 0 | 0 | 0 | 0 | 0 | 0 | 0 | 0 | 0 | 0 | 0 | 0 | 0 | 0 | 0 | 0 | 0 | 0 | 0 | 0 | 0 | 0 | 0 | 0 | 0 | 0 | 0 | 0 | 0 | 0 | 0 | 0 | 0 | 0 | 0 | 0 | 0 | 0 | 0 | 0 | 0 | 0 | 0 | 0 | 0 | 0 | 0 | 0 | 0 | 0 | 0 | 0 | 0 | 0 | 0 | 0 | 0 | 0 | 0 | 0 | 0 | 0 | 0 | 0 | 0 | 0 | 0 | 0 | 0 | 0 | 0 | 0 | 0 | 0 | 0 | 0 | 0 | 0 | 0 | 0 | 0 | 0 | 0 | 0 | 0 | 0 | 0 | 0 | 0 | 0 | 0 | 0 | 0 | 0 | 0 | 0 | 0 | 0 | 0 | 0 | 0 | 0 | 0 | 0 | 0 | 0 | 0 | 0 | 0 | 0 | 0 | 0 | 0 | 0 | 0 | 0 | 0 | 0 | 0 | 0 | 0 | 2225.9489 | 2241.939 | 2258.1568 | 2274.5273 | 2290.9807 | 2307.4441 | 2323.8442 | 2340.1079 | 2356.1625 | 2371.9489 | 2387.3341 | 2402.3438 | 2416.7405 | 2430.5356 | 2443.7475 | 2456.3945 | 2468.4976 | 2480.0749 | 2491.1448 | 2501.7039 | 2511.7937 | 2521.4322 | 2530.6358 | 2538.8892 | 2546.464 | 2071.9682 | 2086.8521 | 2101.948 | 2117.1862 | 2132.5013 | 2147.8259 | 2163.0915 | 2178.2301 | 2193.1742 | 2207.8686 | 2222.1895 | 2236.1608 | 2249.5617 | 2262.4025 | 2274.7004 | 2286.4726 | 2297.7384 | 2308.5149 | 2318.819 | 2328.6477 | 2338.0395 | 2347.0113 | 2355.5783 | 2363.2607 | 2370.3115 | 69
OR_Residential_LI - Single Family_Existing_Space Heating_Natural Gas_Furnace | OR | Residential | LI - Single Family | Existing | Space Heating | Natural Gas | Combined Boiler + DHW System | A | ORM22 | Gas space heating AFUE 80% and water heating baseline storage tank 40 gal | Combined tankless boiler unit for space and DHW | 21 | 53.3249 | 0 | 0 | 5368.77 | 0 | 3.95 | 0 | 0.30173 | 0.45 | household | 1% | 10% | Lost Opportunity | LO12Med | 85% | TBD | 0% | 19179.491 |  | 9880.1804 |  | 0 | CNGC Program Data | CNGC Program Data | AEG Calculated | Gas space heating AFUE 80% and water heating baseline storage tank 40 gal | Gas space heating AFUE 80% and water heating baseline storage tank 40 gal | Gas space heating AFUE 80% and water heating baseline storage tank 40 gal | Gas space heating AFUE 80% and water heating baseline storage tank 40 gal | Gas space heating AFUE 80% and water heating baseline storage tank 40 gal | Gas space heating AFUE 80% and water heating baseline storage tank 40 gal | Gas space heating AFUE 80% and water heating baseline storage tank 40 gal | Gas space heating AFUE 80% and water heating baseline storage tank 40 gal | Gas space heating AFUE 80% and water heating baseline storage tank 40 gal | Gas space heating AFUE 80% and water heating baseline storage tank 40 gal | Gas space heating AFUE 80% and water heating baseline storage tank 40 gal | Gas space heating AFUE 80% and water heating baseline storage tank 40 gal | Gas space heating AFUE 80% and water heating baseline storage tank 40 gal | Gas space heating AFUE 80% and water heating baseline storage tank 40 gal | Gas space heating AFUE 80% and water heating baseline storage tank 40 gal | Gas space heating AFUE 80% and water heating baseline storage tank 40 gal | Gas space heating AFUE 80% and water heating baseline storage tank 40 gal | Gas space heating AFUE 80% and water heating baseline storage tank 40 gal | Gas space heating AFUE 80% and water heating baseline storage tank 40 gal | Gas space heating AFUE 80% and water heating baseline storage tank 40 gal | Gas space heating AFUE 80% and water heating baseline storage tank 40 gal | Gas space heating AFUE 80% and water heating baseline storage tank 40 gal | Gas space heating AFUE 80% and water heating baseline storage tank 40 gal | Gas space heating AFUE 80% and water heating baseline storage tank 40 gal | Gas space heating AFUE 80% and water heating baseline storage tank 40 gal | Gas space heating AFUE 80% and water heating baseline storage tank 40 gal | Gas space heating AFUE 80% and water heating baseline storage tank 40 gal | Combined tankless boiler unit for space and DHW | Combined tankless boiler unit for space and DHW | Combined tankless boiler unit for space and DHW | Combined tankless boiler unit for space and DHW | Combined tankless boiler unit for space and DHW | Combined tankless boiler unit for space and DHW | Combined tankless boiler unit for space and DHW | Combined tankless boiler unit for space and DHW | Combined tankless boiler unit for space and DHW | Combined tankless boiler unit for space and DHW | Combined tankless boiler unit for space and DHW | Combined tankless boiler unit for space and DHW | Combined tankless boiler unit for space and DHW | Combined tankless boiler unit for space and DHW | Combined tankless boiler unit for space and DHW | Combined tankless boiler unit for space and DHW | Combined tankless boiler unit for space and DHW | Combined tankless boiler unit for space and DHW | Combined tankless boiler unit for space and DHW | Combined tankless boiler unit for space and DHW | Combined tankless boiler unit for space and DHW | Combined tankless boiler unit for space and DHW | Combined tankless boiler unit for space and DHW | Combined tankless boiler unit for space and DHW | Combined tankless boiler unit for space and DHW | Combined tankless boiler unit for space and DHW | Combined tankless boiler unit for space and DHW | 5368.77 | 5368.77 | 5368.77 | 5368.77 | 5368.77 | 5368.77 | 5368.77 | 5368.77 | 5368.77 | 5368.77 | 5368.77 | 5368.77 | 5368.77 | 5368.77 | 5368.77 | 5368.77 | 5368.77 | 5368.77 | 5368.77 | 5368.77 | 5368.77 | 5368.77 | 5368.77 | 5368.77 | 5368.77 | 5368.77 | 5368.77 | 0 | 0 | 0 | 0 | 0 | 0 | 0 | 0 | 0 | 0 | 0 | 0 | 0 | 0 | 0 | 0 | 0 | 0 | 0 | 0 | 0 | 0 | 0 | 0 | 0 | 0 | 0 | 0 | 0 | 0 | 0 | 0 | 0 | 0 | 0 | 0 | 0 | 0 | 0 | 0 | 0 | 0 | 0 | 0 | 0 | 0 | 0 | 0 | 0 | 0 | 0 | 0 | 0 | 0 | 0 | 0 | 0 | 0 | 0 | 0 | 0 | 0 | 0 | 0 | 0 | 0 | 0 | 0 | 0 | 0 | 0 | 0 | 0 | 0 | 0 | 0 | 0 | 0 | 0 | 0 | 0 | 0 | 0 | 0 | 0 | 0 | 0 | 0 | 0 | 0 | 0 | 0 | 0 | 0 | 0 | 0 | 0 | 0 | 0 | 0 | 0 | 0 | 0 | 0 | 0 | 0 | 0 | 0 | 0 | 0 | 0 | 0 | 0 | 0 | 0 | 0 | 0 | 0 | 0 | 0 | 0 | 0 | 0 | 0 | 0 | 0 | 0 | 0 | 0 | 0 | 0 | 0 | 0 | 0 | 0 | 0 | 0 | 0 | 0 | 0 | 0 | 0 | 0 | 0 | 0 | 0 | 0 | 0 | 0 | 0 | 0 | 0 | 0 | 0 | 0 | 0 | 0 | 0 | 0 | 0 | 0 | 0 | 0 | 0 | 0 | 0 | 0 | 0 | 0 | 0 | 0 | 0 | 0 | 0 | 0 | 0 | 0 | 0 | 0 | 0 | 0 | 0 | 0 | 0 | 0 | 0 | 0 | 0 | 0 | 0 | 0 | 0 | 0 | 0 | 0 | 0 | 0 | 0 | 0 | 0 | 0 | 0 | 0 | 0 | 0 | 0 | 0 | 0 | 0 | 0 | 0 | 0 | 0 | 0 | 0 | 0 | 0 | 0 | 0 | 0 | 0 | 0 | 0 | 0 | 0 | 0 | 0 | 0 | 0 | 0 | 0 | 0 | 0 | 0 | 0 | 0 | 0 | 0 | 0 | 0 | 0 | 0 | 0 | 0 | 0 | 0 | 0 | 0 | 0 | 0 | 0 | 0 | 0 | 0 | 0 | 0 | 0 | 0 | 0 | 0 | 0 | 0 | 0 | 0 | 0 | 0 | 0 | 0 | 0 | 0 | 0 | 0 | 0 | 0 | 0 | 0 | 0 | 0 | 0 | 0 | 0 | 0 | 0 | 0 | 0 | 0 | 0 | 0 | 0 | 0 | 0 | 0 | 0 | 0 | 0 | 0 | 0 | 0 | 0 | 0 | 0 | 0 | 0 | 0 | 0 | 0 | 0 | 0 | 0 | 0 | 0 | 0 | 0 | 0 | 0 | 0 | 0 | 0 | 0 | 0 | 0 | 0 | 0 | 0 | 0 | 0 | 0 | 0 | 0 | 0 | 0 | 0 | 0 | 0 | 0 | 0 | 0 | 0 | 0 | 0 | 0 | 0 | 0 | 0 | 0 | 0 | 0 | 0 | 0 | 0 | 0 | 0 | 0 | 0 | 0 | 0 | 0 | 0 | 0 | 0 | 0 | 0 | 0 | 0 | 0 | 0 | 0 | 0 | 0 | 0 | 0 | 0 | 0 | 0 | 0 | 0 | 0 | 0 | 0 | 0 | 0 | 0 | 0 | 0 | 0 | 0 | 0 | 0 | 0 | 0 | 0 | 0 | 0 | 0 | 0 | 0 | 0 | 0 | 0 | 0 | 0 | 0 | 0 | 0 | 0 | 0 | 0 | 0 | 0 | 0 | 0 | 0 | 0 | 0 | 0 | 0 | 0 | 0 | 0 | 0 | 0 | 0 | 0 | 0 | 0 | 0 | 0 | 17843.2473 | 18023.2841 | 18210.8126 | 18400.7046 | 18588.9198 | 18771.1013 | 18943.3146 | 19101.951 | 19243.7316 | 19365.72 | 19470.8145 | 19561.2429 | 19639.0155 | 19705.8753 | 19763.3663 | 19812.7445 | 19855.1219 | 19890.7529 | 19921.4813 | 19948.04 | 19970.9385 | 19990.7112 | 20007.6047 | 20022.0586 | 20034.4225 | 9191.8239 | 9284.5685 | 9381.1725 | 9478.9941 | 9575.9518 | 9669.8014 | 9758.5158 | 9840.2362 | 9913.2735 | 9976.115 | 10030.2537 | 10076.8372 | 10116.9013 | 10151.3436 | 10180.9597 | 10206.3965 | 10228.227 | 10246.582 | 10262.4115 | 10276.0931 | 10287.8891 | 10298.0748 | 10306.7774 | 10314.2232 | 10320.5924 | 70
OR_Residential_LI - Single Family_Existing_Space Heating_Natural Gas_Furnace | OR | Residential | LI - Single Family | Existing | Water Heating | Natural Gas | Combined Boiler + DHW System | A | ORM23 | Gas space heating AFUE 80% and water heating baseline storage tank 40 gal | Combined tankless boiler unit for space and DHW | 21 | 35.5088 | 0 | 0 | 5368.77 | 0 | 3.95 | 0 | 0.30173 | 0.45 | household | 1% | 10% | Lost Opportunity | LO12Med | 85% | TBD | 0% | 19179.491 |  | 9880.1804 |  | 0 | CNGC Program Data | CNGC Program Data | AEG Calculated | Gas space heating AFUE 80% and water heating baseline storage tank 40 gal | Gas space heating AFUE 80% and water heating baseline storage tank 40 gal | Gas space heating AFUE 80% and water heating baseline storage tank 40 gal | Gas space heating AFUE 80% and water heating baseline storage tank 40 gal | Gas space heating AFUE 80% and water heating baseline storage tank 40 gal | Gas space heating AFUE 80% and water heating baseline storage tank 40 gal | Gas space heating AFUE 80% and water heating baseline storage tank 40 gal | Gas space heating AFUE 80% and water heating baseline storage tank 40 gal | Gas space heating AFUE 80% and water heating baseline storage tank 40 gal | Gas space heating AFUE 80% and water heating baseline storage tank 40 gal | Gas space heating AFUE 80% and water heating baseline storage tank 40 gal | Gas space heating AFUE 80% and water heating baseline storage tank 40 gal | Gas space heating AFUE 80% and water heating baseline storage tank 40 gal | Gas space heating AFUE 80% and water heating baseline storage tank 40 gal | Gas space heating AFUE 80% and water heating baseline storage tank 40 gal | Gas space heating AFUE 80% and water heating baseline storage tank 40 gal | Gas space heating AFUE 80% and water heating baseline storage tank 40 gal | Gas space heating AFUE 80% and water heating baseline storage tank 40 gal | Gas space heating AFUE 80% and water heating baseline storage tank 40 gal | Gas space heating AFUE 80% and water heating baseline storage tank 40 gal | Gas space heating AFUE 80% and water heating baseline storage tank 40 gal | Gas space heating AFUE 80% and water heating baseline storage tank 40 gal | Gas space heating AFUE 80% and water heating baseline storage tank 40 gal | Gas space heating AFUE 80% and water heating baseline storage tank 40 gal | Gas space heating AFUE 80% and water heating baseline storage tank 40 gal | Gas space heating AFUE 80% and water heating baseline storage tank 40 gal | Gas space heating AFUE 80% and water heating baseline storage tank 40 gal | Combined tankless boiler unit for space and DHW | Combined tankless boiler unit for space and DHW | Combined tankless boiler unit for space and DHW | Combined tankless boiler unit for space and DHW | Combined tankless boiler unit for space and DHW | Combined tankless boiler unit for space and DHW | Combined tankless boiler unit for space and DHW | Combined tankless boiler unit for space and DHW | Combined tankless boiler unit for space and DHW | Combined tankless boiler unit for space and DHW | Combined tankless boiler unit for space and DHW | Combined tankless boiler unit for space and DHW | Combined tankless boiler unit for space and DHW | Combined tankless boiler unit for space and DHW | Combined tankless boiler unit for space and DHW | Combined tankless boiler unit for space and DHW | Combined tankless boiler unit for space and DHW | Combined tankless boiler unit for space and DHW | Combined tankless boiler unit for space and DHW | Combined tankless boiler unit for space and DHW | Combined tankless boiler unit for space and DHW | Combined tankless boiler unit for space and DHW | Combined tankless boiler unit for space and DHW | Combined tankless boiler unit for space and DHW | Combined tankless boiler unit for space and DHW | Combined tankless boiler unit for space and DHW | Combined tankless boiler unit for space and DHW | 5368.77 | 5368.77 | 5368.77 | 5368.77 | 5368.77 | 5368.77 | 5368.77 | 5368.77 | 5368.77 | 5368.77 | 5368.77 | 5368.77 | 5368.77 | 5368.77 | 5368.77 | 5368.77 | 5368.77 | 5368.77 | 5368.77 | 5368.77 | 5368.77 | 5368.77 | 5368.77 | 5368.77 | 5368.77 | 5368.77 | 5368.77 | 0 | 0 | 34.7868 | 34.3354 | 33.8557 | 33.3434 | 32.7942 | 32.2147 | 31.6159 | 31.0049 | 30.3966 | 29.7997 | 29.2277 | 28.6882 | 28.1867 | 27.7232 | 27.2942 | 26.8838 | 26.4849 | 26.0934 | 25.7107 | 25.3352 | 24.9693 | 24.6124 | 24.267 | 23.9364 | 23.625 | 0 | 0 | 0 | 0 | 0 | 0 | 0 | 0 | 0 | 0 | 0 | 0 | 0 | 0 | 0 | 0 | 0 | 0 | 0 | 0 | 0 | 0 | 0 | 0 | 0 | 0 | 0 | 0 | 0 | 0 | 0 | 0 | 0 | 0 | 0 | 0 | 0 | 0 | 0 | 0 | 0 | 0 | 0 | 0 | 0 | 0 | 0 | 0 | 0 | 0 | 0 | 0 | 0 | 0 | 0 | 0 | 0 | 0 | 0 | 0 | 0 | 0 | 0 | 0 | 0 | 0 | 0 | 0 | 0 | 0 | 0 | 0 | 0 | 0 | 0 | 0 | 0 | 0 | 0 | 0 | 0 | 0 | 0 | 0 | 0 | 0 | 0 | 0 | 0 | 0 | 0 | 0 | 0 | 0 | 0 | 0 | 0 | 0 | 0 | 0 | 0 | 0 | 0 | 0 | 0 | 0 | 0 | 0 | 0 | 0 | 0 | 0 | 0 | 0 | 0 | 0 | 0 | 0 | 0 | 0 | 0 | 0 | 0 | 0 | 0 | 0 | 0 | 0 | 0 | 0 | 0 | 0 | 0 | 0 | 0 | 0 | 0 | 0 | 0 | 0 | 0 | 0 | 0 | 0 | 0 | 0 | 0 | 0 | 0 | 0 | 0 | 0 | 0 | 0 | 0 | 0 | 0 | 0 | 0 | 0 | 0 | 0 | 0 | 0 | 0 | 0 | 0 | 0 | 0 | 0 | 0 | 0 | 0 | 0 | 0 | 0 | 0 | 0 | 0 | 0 | 0 | 0 | 0 | 0 | 0 | 0 | 0 | 0 | 0 | 0 | 0 | 0 | 0 | 0 | 0 | 0 | 0 | 0 | 0 | 0 | 0 | 0 | 0 | 0 | 0 | 0 | 0 | 0 | 0 | 0 | 0 | 0 | 0 | 0 | 0 | 0 | 0 | 0 | 0 | 0 | 0 | 0 | 0 | 0 | 0 | 0 | 0 | 0 | 0 | 0 | 0 | 0 | 0 | 0 | 0 | 0 | 0 | 0 | 0 | 0 | 0 | 0 | 0 | 0 | 0 | 0 | 0 | 0 | 0 | 0 | 0 | 0 | 0 | 0 | 0 | 0 | 0 | 0 | 0 | 0 | 0 | 0 | 0 | 0 | 0 | 0 | 0 | 0 | 0 | 0 | 0 | 0 | 0 | 0 | 0 | 0 | 0 | 0 | 0 | 0 | 0 | 0 | 0 | 0 | 0 | 0 | 0 | 0 | 0 | 0 | 0 | 0 | 0 | 0 | 0 | 0 | 0 | 0 | 0 | 0 | 0 | 0 | 0 | 0 | 0 | 0 | 0 | 0 | 0 | 0 | 0 | 0 | 0 | 0 | 0 | 0 | 0 | 0 | 0 | 0 | 0 | 0 | 0 | 0 | 0 | 0 | 0 | 0 | 0 | 0 | 0 | 0 | 0 | 0 | 0 | 0 | 0 | 0 | 0 | 0 | 0 | 0 | 0 | 0 | 0 | 0 | 0 | 0 | 0 | 0 | 0 | 0 | 0 | 0 | 0 | 0 | 0 | 0 | 0 | 0 | 0 | 0 | 0 | 0 | 0 | 0 | 0 | 0 | 0 | 0 | 0 | 0 | 0 | 0 | 0 | 0 | 0 | 0 | 0 | 0 | 0 | 0 | 0 | 0 | 0 | 0 | 0 | 0 | 0 | 0 | 0 | 0 | 0 | 0 | 0 | 0 | 0 | 0 | 0 | 0 | 17843.2473 | 18023.2841 | 18210.8126 | 18400.7046 | 18588.9198 | 18771.1013 | 18943.3146 | 19101.951 | 19243.7316 | 19365.72 | 19470.8145 | 19561.2429 | 19639.0155 | 19705.8753 | 19763.3663 | 19812.7445 | 19855.1219 | 19890.7529 | 19921.4813 | 19948.04 | 19970.9385 | 19990.7112 | 20007.6047 | 20022.0586 | 20034.4225 | 9191.8239 | 9284.5685 | 9381.1725 | 9478.9941 | 9575.9518 | 9669.8014 | 9758.5158 | 9840.2362 | 9913.2735 | 9976.115 | 10030.2537 | 10076.8372 | 10116.9013 | 10151.3436 | 10180.9597 | 10206.3965 | 10228.227 | 10246.582 | 10262.4115 | 10276.0931 | 10287.8891 | 10298.0748 | 10306.7774 | 10314.2232 | 10320.5924 | 71
OR_Residential_LI - Single Family_Existing_Space Heating_Natural Gas_Furnace | OR | Residential | LI - Single Family | Existing | Space Heating | Natural Gas | HVAC - Energy Recovery Ventilator | A | ORM24 | None | Installed | 20 | 5.4983 | 0 | 0 | 2148.56 | 0 | 0.4 | 0 | 0.30173 | 0.45 | household | 0% | 0% | Retrofit | Retro3Slow | 84.16% | TBD | 0% | 46529.4638 |  | 24084.6109 |  | 0 | DL20_RES_HRV-Heat-2021PLN-v2-2 | DL20_RES_HRV-Heat-2021PLN-v2-2 | DL20_RES_HRV-Heat-2021PLN-v2-1 | None | None | None | None | None | None | None | None | None | None | None | None | None | None | None | None | None | None | None | None | None | None | None | None | None | None | None | Installed | Installed | Installed | Installed | Installed | Installed | Installed | Installed | Installed | Installed | Installed | Installed | Installed | Installed | Installed | Installed | Installed | Installed | Installed | Installed | Installed | Installed | Installed | Installed | Installed | Installed | Installed | 2148.56 | 2148.56 | 2148.56 | 2148.56 | 2148.56 | 2148.56 | 2148.56 | 2148.56 | 2148.56 | 2148.56 | 2148.56 | 2148.56 | 2148.56 | 2148.56 | 2148.56 | 2148.56 | 2148.56 | 2148.56 | 2148.56 | 2148.56 | 2148.56 | 2148.56 | 2148.56 | 2148.56 | 2148.56 | 2148.56 | 2148.56 | 0 | 0 | 5.7007 | 5.5399 | 5.3555 | 5.183 | 5.0016 | 4.8081 | 4.6102 | 4.4168 | 4.2375 | 4.0796 | 3.9478 | 3.843 | 3.7598 | 3.6922 | 3.6335 | 3.5799 | 3.5284 | 3.4783 | 3.4294 | 3.3814 | 3.363 | 3.3463 | 3.3313 | 3.3174 | 3.3023 | 0 | 0 | 0 | 0 | 0 | 0 | 0 | 0 | 0 | 0 | 0 | 0 | 0 | 0 | 0 | 0 | 0 | 0 | 0 | 0 | 0 | 0 | 0 | 0 | 0 | 0 | 0 | 0 | 0 | 0 | 0 | 0 | 0 | 0 | 0 | 0 | 0 | 0 | 0 | 0 | 0 | 0 | 0 | 0 | 0 | 0 | 0 | 0 | 0 | 0 | 0 | 0 | 0 | 0 | 0 | 0 | 0 | 0 | 0 | 0 | 0 | 0 | 0 | 0 | 0 | 0 | 0 | 0 | 0 | 0 | 0 | 0 | 0 | 0 | 0 | 0 | 0 | 0 | 0 | 0 | 0 | 0 | 0 | 0 | 0 | 0 | 0 | 0 | 0 | 0 | 0 | 0 | 0 | 0 | 0 | 0 | 0 | 0 | 0 | 0 | 0 | 0 | 0 | 0 | 0 | 0 | 0 | 0 | 0 | 0 | 0 | 0 | 0 | 0 | 0 | 0 | 0 | 0 | 0 | 0 | 0 | 0 | 0 | 0 | 0 | 0 | 0 | 0 | 0 | 0 | 0 | 0 | 0 | 0 | 0 | 0 | 0 | 0 | 0 | 0 | 0 | 0 | 0 | 0 | 0 | 0 | 0 | 0 | 0 | 0 | 0 | 0 | 0 | 0 | 0 | 0 | 0 | 0 | 0 | 0 | 0 | 0 | 0 | 0 | 0 | 0 | 0 | 0 | 0 | 0 | 0 | 0 | 0 | 0 | 0 | 0 | 0 | 0 | 0 | 0 | 0 | 0 | 0 | 0 | 0 | 0 | 0 | 0 | 0 | 0 | 0 | 0 | 0 | 0 | 0 | 0 | 0 | 0 | 0 | 0 | 0 | 0 | 0 | 0 | 0 | 0 | 0 | 0 | 0 | 0 | 0 | 0 | 0 | 0 | 0 | 0 | 0 | 0 | 0 | 0 | 0 | 0 | 0 | 0 | 0 | 0 | 0 | 0 | 0 | 0 | 0 | 0 | 0 | 0 | 0 | 0 | 0 | 0 | 0 | 0 | 0 | 0 | 0 | 0 | 0 | 0 | 0 | 0 | 0 | 0 | 0 | 0 | 0 | 0 | 0 | 0 | 0 | 0 | 0 | 0 | 0 | 0 | 0 | 0 | 0 | 0 | 0 | 0 | 0 | 0 | 0 | 0 | 0 | 0 | 0 | 0 | 0 | 0 | 0 | 0 | 0 | 0 | 0 | 0 | 0 | 0 | 0 | 0 | 0 | 0 | 0 | 0 | 0 | 0 | 0 | 0 | 0 | 0 | 0 | 0 | 0 | 0 | 0 | 0 | 0 | 0 | 0 | 0 | 0 | 0 | 0 | 0 | 0 | 0 | 0 | 0 | 0 | 0 | 0 | 0 | 0 | 0 | 0 | 0 | 0 | 0 | 0 | 0 | 0 | 0 | 0 | 0 | 0 | 0 | 0 | 0 | 0 | 0 | 0 | 0 | 0 | 0 | 0 | 0 | 0 | 0 | 0 | 0 | 0 | 0 | 0 | 0 | 0 | 0 | 0 | 0 | 0 | 0 | 0 | 0 | 0 | 0 | 0 | 0 | 0 | 0 | 0 | 0 | 0 | 0 | 0 | 0 | 0 | 0 | 0 | 0 | 0 | 0 | 0 | 0 | 0 | 0 | 0 | 0 | 0 | 0 | 0 | 0 | 0 | 0 | 0 | 0 | 0 | 0 | 0 | 0 | 0 | 0 | 0 | 0 | 43694.2438 | 44008.1204 | 44326.4671 | 44647.813 | 44970.7836 | 45293.9525 | 45615.8779 | 45935.1255 | 46250.27 | 46560.1494 | 46862.153 | 47156.7844 | 47439.3847 | 47710.1753 | 47969.518 | 48217.7731 | 48455.3501 | 48682.6075 | 48899.9029 | 49107.1724 | 49305.2304 | 49494.4302 | 49675.0925 | 49837.1023 | 49985.791 | 22617.0425 | 22779.5115 | 22944.2943 | 23110.6296 | 23277.8058 | 23445.0847 | 23611.7199 | 23776.9691 | 23940.0944 | 24100.4944 | 24256.8177 | 24409.3249 | 24555.6047 | 24695.7715 | 24830.0127 | 24958.5146 | 25081.4894 | 25199.1225 | 25311.5991 | 25418.886 | 25521.405 | 25619.3387 | 25712.8532 | 25796.7129 | 25873.6772 | 72
OR_Residential_LI - Single Family_Existing_Space Heating_Natural Gas_Furnace | OR | Residential | LI - Single Family | Existing | Space Heating | Natural Gas | Connected Thermostat - ENERGY STAR (1.0) | A | ORM25 | Programmable Thermostat | Networked Thermostat Installed | 15 | 26.642 | 0 | 0 | 299.65 | 0 | 3.08 | 0 | 0 | 0.45 | household | 20% | 100% | Retrofit | Retro5Med | 81.71% | TBD | 0% | 1717.3907 |  | 496.9317 |  | 8.5951 | Avista TRM - 07.01.21 - G Web Tstat Gas Cont | Avista TRM - 07.01.21 - G Web Tstat Gas Cont | Avista TRM - 07.01.21 - G Web Tstat Gas Cont | Programmable Thermostat | Programmable Thermostat | Programmable Thermostat | Programmable Thermostat | Programmable Thermostat | Programmable Thermostat | Programmable Thermostat | Programmable Thermostat | Programmable Thermostat | Programmable Thermostat | Programmable Thermostat | Programmable Thermostat | Programmable Thermostat | Programmable Thermostat | Programmable Thermostat | Programmable Thermostat | Programmable Thermostat | Programmable Thermostat | Programmable Thermostat | Programmable Thermostat | Programmable Thermostat | Programmable Thermostat | Programmable Thermostat | Programmable Thermostat | Programmable Thermostat | Programmable Thermostat | Programmable Thermostat | Networked Thermostat Installed | Networked Thermostat Installed | Networked Thermostat Installed | Networked Thermostat Installed | Networked Thermostat Installed | Networked Thermostat Installed | Networked Thermostat Installed | Networked Thermostat Installed | Networked Thermostat Installed | Networked Thermostat Installed | Networked Thermostat Installed | Networked Thermostat Installed | Networked Thermostat Installed | Networked Thermostat Installed | Networked Thermostat Installed | Networked Thermostat Installed | Networked Thermostat Installed | Networked Thermostat Installed | Networked Thermostat Installed | Networked Thermostat Installed | Networked Thermostat Installed | Networked Thermostat Installed | Networked Thermostat Installed | Networked Thermostat Installed | Networked Thermostat Installed | Networked Thermostat Installed | Networked Thermostat Installed | 299.65 | 299.65 | 299.65 | 299.65 | 299.65 | 299.65 | 299.65 | 299.65 | 299.65 | 299.65 | 299.65 | 299.65 | 299.65 | 299.65 | 299.65 | 299.65 | 299.65 | 299.65 | 299.65 | 299.65 | 299.65 | 299.65 | 299.65 | 299.65 | 299.65 | 299.65 | 299.65 | 0 | 0 | 27.8786 | 27.399 | 26.8568 | 26.4159 | 25.9692 | 25.5165 | 25.061 | 24.6071 | 24.1595 | 23.7237 | 23.3077 | 22.9111 | 22.5336 | 22.1721 | 21.8229 | 21.4838 | 21.1533 | 20.8306 | 20.5148 | 20.2055 | 20.0732 | 19.9519 | 19.841 | 19.7504 | 19.6676 | 10.028 | 12.1668 | 14.6733 | 16.8449 | 18.9916 | 21.935 | 23.7621 | 23.9647 | 22.2936 | 18.92 | 14.4625 | 9.4599 | 5.4318 | 2.5873 | 1.0833 | 0 | 0 | 0 | 0 | 0 | 0 | 0 | 0 | 0 | 0 | 10.028 | 22.0223 | 36.2598 | 52.5095 | 70.6133 | 91.3171 | 113.4491 | 135.3591 | 155.1904 | 171.3115 | 182.7695 | 189.1195 | 191.4357 | 190.9511 | 189.0271 | 186.09 | 183.2276 | 180.4318 | 177.6967 | 175.0177 | 173.872 | 172.8212 | 171.8605 | 171.0754 | 170.3581 | 359.7025 | 444.0596 | 546.3547 | 637.6814 | 731.3126 | 859.6428 | 948.1709 | 973.8921 | 922.7684 | 797.512 | 620.5052 | 412.8972 | 241.0508 | 116.6928 | 49.6386 | 0 | 0 | 0 | 0 | 0 | 0 | 0 | 0 | 0 | 0 | 359.7025 | 803.7621 | 1350.1168 | 1987.7982 | 2719.1108 | 3578.7537 | 4526.9246 | 5500.8167 | 6423.5852 | 7221.0972 | 7841.6024 | 8254.4996 | 8495.5504 | 8612.2432 | 8661.8817 | 8661.8817 | 8661.8817 | 8661.8817 | 8661.8817 | 8661.8817 | 8661.8817 | 8661.8817 | 8661.8817 | 8661.8817 | 8661.8817 | 8.5951 | 10.4903 | 12.7449 | 14.7336 | 16.7319 | 19.4711 | 21.2588 | 21.6151 | 20.2775 | 17.3583 | 13.3841 | 8.8308 | 5.1148 | 2.4578 | 1.0382 | 0 | 0 | 0 | 0 | 0 | 0 | 0 | 0 | 0 | 0 | 8.5951 | 18.9877 | 31.4944 | 45.9281 | 62.2111 | 81.0595 | 101.4976 | 122.088 | 141.1561 | 157.1716 | 169.1414 | 176.5421 | 180.2664 | 181.3923 | 181.1592 | 179.9459 | 178.7887 | 177.6822 | 176.6226 | 175.6084 | 174.7316 | 173.9435 | 173.2288 | 172.6092 | 172.0441 | 305.7472 | 377.4507 | 464.4015 | 542.0292 | 621.6157 | 730.6964 | 805.9453 | 827.8083 | 784.3532 | 677.8852 | 527.4295 | 350.9626 | 204.8932 | 99.1889 | 42.1928 | 0 | 0 | 0 | 0 | 0 | 0 | 0 | 0 | 0 | 0 | 305.7472 | 683.1978 | 1147.5993 | 1689.6285 | 2311.2442 | 3041.9406 | 3847.8859 | 4675.6942 | 5460.0474 | 6137.9326 | 6665.362 | 7016.3247 | 7221.2178 | 7320.4067 | 7362.5995 | 7362.5995 | 7362.5995 | 7362.5995 | 7362.5995 | 7362.5995 | 7362.5995 | 7362.5995 | 7362.5995 | 7362.5995 | 7362.5995 | 0 | 0 | 0 | 0 | 0 | 0 | 0 | 0 | 0 | 0 | 0 | 0 | 0 | 0 | 0 | 0 | 0 | 0 | 0 | 0 | 0 | 0 | 0 | 0 | 0 | 0 | 0 | 0 | 0 | 0 | 0 | 0 | 0 | 0 | 0 | 0 | 0 | 0 | 0 | 0 | 0 | 0 | 0 | 0 | 0 | 0 | 0 | 0 | 0 | 0 | 0 | 0 | 0 | 0 | 0 | 0 | 0 | 0 | 0 | 0 | 0 | 0 | 0 | 0 | 0 | 0 | 0 | 0 | 0 | 0 | 0 | 0 | 0 | 0 | 0 | 0 | 0 | 0 | 0 | 0 | 0 | 0 | 0 | 0 | 0 | 0 | 0 | 0 | 0 | 0 | 0 | 0 | 0 | 0 | 0 | 0 | 0 | 0 | 0 | 0 | 8.5951 | 10.4903 | 12.7449 | 14.7336 | 16.7319 | 19.4711 | 21.2588 | 21.6151 | 20.2775 | 17.3583 | 13.3841 | 8.8308 | 5.1148 | 2.4578 | 1.0382 | 0 | 0 | 0 | 0 | 0 | 0 | 0 | 0 | 0 | 0 | 8.5951 | 18.9877 | 31.4944 | 45.9281 | 62.2111 | 81.0595 | 101.4976 | 122.088 | 141.1561 | 157.1716 | 169.1414 | 176.5421 | 180.2664 | 181.3923 | 181.1592 | 179.9459 | 178.7887 | 177.6822 | 176.6226 | 175.6084 | 174.7316 | 173.9435 | 173.2288 | 172.6092 | 172.0441 | 305.7472 | 377.4507 | 464.4015 | 542.0292 | 621.6157 | 730.6964 | 805.9453 | 827.8083 | 784.3532 | 677.8852 | 527.4295 | 350.9626 | 204.8932 | 99.1889 | 42.1928 | 0 | 0 | 0 | 0 | 0 | 0 | 0 | 0 | 0 | 0 | 305.7472 | 683.1978 | 1147.5993 | 1689.6285 | 2311.2442 | 3041.9406 | 3847.8859 | 4675.6942 | 5460.0474 | 6137.9326 | 6665.362 | 7016.3247 | 7221.2178 | 7320.4067 | 7362.5995 | 7362.5995 | 7362.5995 | 7362.5995 | 7362.5995 | 7362.5995 | 7362.5995 | 7362.5995 | 7362.5995 | 7362.5995 | 7362.5995 | 1611.2763 | 1623.033 | 1634.9551 | 1646.988 | 1659.0806 | 1671.1801 | 1683.233 | 1695.1865 | 1706.9876 | 1718.5934 | 1729.9033 | 1740.9364 | 1751.5145 | 1761.6462 | 1771.3452 | 1780.6252 | 1789.5019 | 1797.9889 | 1806.0997 | 1813.8321 | 1821.2169 | 1828.2677 | 1834.9966 | 1841.0259 | 1846.5599 | 466.2272 | 469.629 | 473.0787 | 476.5605 | 480.0595 | 483.5605 | 487.0481 | 490.5068 | 493.9215 | 497.2797 | 500.5522 | 503.7447 | 506.8055 | 509.7371 | 512.5436 | 515.2288 | 517.7973 | 520.253 | 522.5999 | 524.8373 | 526.9741 | 529.0142 | 530.9613 | 532.7059 | 534.3071 | 73
OR_Residential_LI - Single Family_Existing_Space Heating_Natural Gas_Furnace | OR | Residential | LI - Single Family | Existing | Space Heating | Natural Gas | Home Energy Management System (HEMS) | A | ORM26 | No Controls | Networked Controls Installed | 15 | 22.1445 | 0 | 0 | 1945.72 | 0 | 2.56 | 0 | 0.30173 | 0.45 | household | 0.2% | 20% | Retrofit | Retro5Med | 81.71% | TBD | 0% | 12625.068 |  | 6485.0422 |  | 1.7624 | NYSERDA HEMS Pilot | NYSERDA HEMS Pilot | RTF Workbook - ResConnectedTstats_v3_0 | No Controls | No Controls | No Controls | No Controls | No Controls | No Controls | No Controls | No Controls | No Controls | No Controls | No Controls | No Controls | No Controls | No Controls | No Controls | No Controls | No Controls | No Controls | No Controls | No Controls | No Controls | No Controls | No Controls | No Controls | No Controls | No Controls | No Controls | Networked Controls Installed | Networked Controls Installed | Networked Controls Installed | Networked Controls Installed | Networked Controls Installed | Networked Controls Installed | Networked Controls Installed | Networked Controls Installed | Networked Controls Installed | Networked Controls Installed | Networked Controls Installed | Networked Controls Installed | Networked Controls Installed | Networked Controls Installed | Networked Controls Installed | Networked Controls Installed | Networked Controls Installed | Networked Controls Installed | Networked Controls Installed | Networked Controls Installed | Networked Controls Installed | Networked Controls Installed | Networked Controls Installed | Networked Controls Installed | Networked Controls Installed | Networked Controls Installed | Networked Controls Installed | 1945.72 | 1945.72 | 1945.72 | 1945.72 | 1945.72 | 1945.72 | 1945.72 | 1945.72 | 1945.72 | 1945.72 | 1945.72 | 1945.72 | 1945.72 | 1945.72 | 1945.72 | 1945.72 | 1945.72 | 1945.72 | 1945.72 | 1945.72 | 1945.72 | 1945.72 | 1945.72 | 1945.72 | 1945.72 | 1945.72 | 1945.72 | 0 | 0 | 23.0839 | 22.5808 | 22.0075 | 21.503 | 20.9799 | 20.4323 | 19.8734 | 19.3207 | 18.7932 | 18.3081 | 17.8784 | 17.5065 | 17.1828 | 16.8942 | 16.627 | 16.3743 | 16.1291 | 15.8898 | 15.6557 | 15.4263 | 15.3319 | 15.2458 | 15.1675 | 15.1005 | 15.0348 | 2.0551 | 2.4817 | 2.9759 | 3.3937 | 3.7974 | 4.3472 | 4.6637 | 4.657 | 4.2921 | 3.6137 | 2.7457 | 1.789 | 1.0251 | 0.48793 | 0.20427 | 0 | 0 | 0 | 0 | 0 | 0 | 0 | 0 | 0 | 0 | 2.0551 | 4.492 | 7.3539 | 10.579 | 14.1191 | 18.0977 | 22.2664 | 26.3042 | 29.8782 | 32.7206 | 34.6984 | 35.7656 | 36.1293 | 36.0105 | 35.6453 | 35.1036 | 34.5778 | 34.0648 | 33.5629 | 33.0712 | 32.8688 | 32.6842 | 32.5164 | 32.3726 | 32.2319 | 89.0264 | 109.9048 | 135.2228 | 157.8261 | 180.9999 | 212.7616 | 234.6723 | 241.0383 | 228.3852 | 197.3842 | 153.575 | 102.1921 | 59.6601 | 28.8815 | 12.2855 | 0 | 0 | 0 | 0 | 0 | 0 | 0 | 0 | 0 | 0 | 89.0264 | 198.9311 | 334.1539 | 491.9801 | 672.9799 | 885.7415 | 1120.4138 | 1361.4521 | 1589.8373 | 1787.2215 | 1940.7966 | 2042.9887 | 2102.6487 | 2131.5302 | 2143.8157 | 2143.8157 | 2143.8157 | 2143.8157 | 2143.8157 | 2143.8157 | 2143.8157 | 2143.8157 | 2143.8157 | 2143.8157 | 2143.8157 | 1.7624 | 2.1425 | 2.5903 | 2.9777 | 3.3599 | 3.8807 | 4.2022 | 4.2368 | 3.9433 | 3.353 | 2.5721 | 1.6915 | 0.97804 | 0.46967 | 0.19838 | 0 | 0 | 0 | 0 | 0 | 0 | 0 | 0 | 0 | 0 | 1.7624 | 3.878 | 6.4011 | 9.2822 | 12.4925 | 16.1555 | 20.0627 | 23.9306 | 27.4504 | 30.3598 | 32.5048 | 33.8164 | 34.4698 | 34.6628 | 34.6163 | 34.3945 | 34.1852 | 33.986 | 33.7957 | 33.6139 | 33.4582 | 33.3194 | 33.1944 | 33.0799 | 32.9673 | 75.6724 | 93.419 | 114.9394 | 134.1522 | 153.8499 | 180.8474 | 199.4715 | 204.8826 | 194.1274 | 167.7766 | 130.5388 | 86.8633 | 50.7111 | 24.5492 | 10.4427 | 0 | 0 | 0 | 0 | 0 | 0 | 0 | 0 | 0 | 0 | 75.6724 | 169.0915 | 284.0308 | 418.183 | 572.0329 | 752.8803 | 952.3518 | 1157.2343 | 1351.3617 | 1519.1383 | 1649.6771 | 1736.5404 | 1787.2514 | 1811.8007 | 1822.2434 | 1822.2434 | 1822.2434 | 1822.2434 | 1822.2434 | 1822.2434 | 1822.2434 | 1822.2434 | 1822.2434 | 1822.2434 | 1822.2434 | 0 | 0 | 0 | 0 | 0 | 0 | 0 | 0 | 0 | 0 | 0 | 0 | 0 | 0 | 0 | 0 | 0 | 0 | 0 | 0 | 0 | 0 | 0 | 0 | 0 | 0 | 0 | 0 | 0 | 0 | 0 | 0 | 0 | 0 | 0 | 0 | 0 | 0 | 0 | 0 | 0 | 0 | 0 | 0 | 0 | 0 | 0 | 0 | 0 | 0 | 0 | 0 | 0 | 0 | 0 | 0 | 0 | 0 | 0 | 0 | 0 | 0 | 0 | 0 | 0 | 0 | 0 | 0 | 0 | 0 | 0 | 0 | 0 | 0 | 0 | 0 | 0 | 0 | 0 | 0 | 0 | 0 | 0 | 0 | 0 | 0 | 0 | 0 | 0 | 0 | 0 | 0 | 0 | 0 | 0 | 0 | 0 | 0 | 0 | 0 | 0 | 0 | 0 | 0 | 0 | 0 | 0 | 0 | 0 | 0 | 0 | 0 | 0 | 0 | 0 | 0 | 0 | 0 | 0 | 0 | 0 | 0 | 0 | 0 | 0 | 0 | 0 | 0 | 0 | 0 | 0 | 0 | 0 | 0 | 0 | 0 | 0 | 0 | 0 | 0 | 0 | 0 | 0 | 0 | 0 | 0 | 0 | 0 | 0 | 0 | 0 | 0 | 0 | 0 | 0 | 0 | 0 | 0 | 0 | 0 | 0 | 0 | 0 | 0 | 0 | 0 | 0 | 0 | 0 | 0 | 0 | 0 | 0 | 0 | 0 | 0 | 0 | 0 | 0 | 0 | 0 | 0 | 0 | 0 | 0 | 0 | 0 | 0 | 0 | 0 | 0 | 0 | 0 | 0 | 0 | 0 | 0 | 0 | 0 | 0 | 11844.9884 | 11931.416 | 12019.0587 | 12107.5162 | 12196.4127 | 12285.3597 | 12373.9649 | 12461.8381 | 12548.5918 | 12633.9094 | 12717.0524 | 12798.16 | 12875.9228 | 12950.4038 | 13021.7042 | 13089.9248 | 13155.1801 | 13217.5703 | 13277.1957 | 13334.0384 | 13388.3266 | 13440.159 | 13489.6255 | 13533.9486 | 13574.6306 | 6084.3434 | 6128.7382 | 6173.757 | 6219.1945 | 6264.8574 | 6310.5463 | 6356.0595 | 6401.1969 | 6445.7591 | 6489.5837 | 6532.2912 | 6573.9533 | 6613.8972 | 6652.1554 | 6688.7799 | 6723.8224 | 6757.3416 | 6789.3892 | 6820.0167 | 6849.2147 | 6877.1006 | 6903.725 | 6929.1342 | 6951.9014 | 6972.7982 | 74
OR_Residential_LI - Single Family_Existing_Space Heating_Natural Gas_Furnace | OR | Residential | LI - Single Family | Existing | Water Heating | Natural Gas | Home Energy Management System (HEMS) | A | ORM27 | No Controls | Networked Controls Installed | 15 | 0 | 0 | 0 | 1945.72 | 0 | 2.56 | 0 | 0.30173 | 0.45 | household | 0.2% | 20% | Retrofit | Retro5Med | 81.71% | TBD | 0% | 12625.068 |  | 6485.0422 |  | 0 | NYSERDA HEMS Pilot | NYSERDA HEMS Pilot | NYSERDA HEMS Pilot | No Controls | No Controls | No Controls | No Controls | No Controls | No Controls | No Controls | No Controls | No Controls | No Controls | No Controls | No Controls | No Controls | No Controls | No Controls | No Controls | No Controls | No Controls | No Controls | No Controls | No Controls | No Controls | No Controls | No Controls | No Controls | No Controls | No Controls | Networked Controls Installed | Networked Controls Installed | Networked Controls Installed | Networked Controls Installed | Networked Controls Installed | Networked Controls Installed | Networked Controls Installed | Networked Controls Installed | Networked Controls Installed | Networked Controls Installed | Networked Controls Installed | Networked Controls Installed | Networked Controls Installed | Networked Controls Installed | Networked Controls Installed | Networked Controls Installed | Networked Controls Installed | Networked Controls Installed | Networked Controls Installed | Networked Controls Installed | Networked Controls Installed | Networked Controls Installed | Networked Controls Installed | Networked Controls Installed | Networked Controls Installed | Networked Controls Installed | Networked Controls Installed | 1945.72 | 1945.72 | 1945.72 | 1945.72 | 1945.72 | 1945.72 | 1945.72 | 1945.72 | 1945.72 | 1945.72 | 1945.72 | 1945.72 | 1945.72 | 1945.72 | 1945.72 | 1945.72 | 1945.72 | 1945.72 | 1945.72 | 1945.72 | 1945.72 | 1945.72 | 1945.72 | 1945.72 | 1945.72 | 1945.72 | 1945.72 | 0 | 0 | 0 | 0 | 0 | 0 | 0 | 0 | 0 | 0 | 0 | 0 | 0 | 0 | 0 | 0 | 0 | 0 | 0 | 0 | 0 | 0 | 0 | 0 | 0 | 0 | 0 | 0 | 0 | 0 | 0 | 0 | 0 | 0 | 0 | 0 | 0 | 0 | 0 | 0 | 0 | 0 | 0 | 0 | 0 | 0 | 0 | 0 | 0 | 0 | 0 | 0 | 0 | 0 | 0 | 0 | 0 | 0 | 0 | 0 | 0 | 0 | 0 | 0 | 0 | 0 | 0 | 0 | 0 | 0 | 0 | 0 | 0 | 0 | 0 | 0 | 0 | 82.1506 | 101.2089 | 124.2688 | 144.7443 | 165.6574 | 194.3283 | 213.902 | 219.2548 | 207.32 | 178.8117 | 138.8399 | 92.1979 | 53.7153 | 25.9504 | 11.0161 | 0 | 0 | 0 | 0 | 0 | 0 | 0 | 0 | 0 | 0 | 82.1506 | 183.3595 | 307.6283 | 452.3726 | 618.03 | 812.3583 | 1026.2603 | 1245.5151 | 1452.8351 | 1631.6468 | 1770.4867 | 1862.6845 | 1916.3998 | 1942.3501 | 1953.3663 | 1953.3663 | 1953.3663 | 1953.3663 | 1953.3663 | 1953.3663 | 1953.3663 | 1953.3663 | 1953.3663 | 1953.3663 | 1953.3663 | 0 | 0 | 0 | 0 | 0 | 0 | 0 | 0 | 0 | 0 | 0 | 0 | 0 | 0 | 0 | 0 | 0 | 0 | 0 | 0 | 0 | 0 | 0 | 0 | 0 | 0 | 0 | 0 | 0 | 0 | 0 | 0 | 0 | 0 | 0 | 0 | 0 | 0 | 0 | 0 | 0 | 0 | 0 | 0 | 0 | 0 | 0 | 0 | 0 | 0 | 69.828 | 86.0276 | 105.6285 | 123.0326 | 140.8088 | 165.1791 | 181.8167 | 186.3666 | 176.222 | 151.9899 | 118.0139 | 78.3682 | 45.658 | 22.0578 | 9.3637 | 0 | 0 | 0 | 0 | 0 | 0 | 0 | 0 | 0 | 0 | 69.828 | 155.8556 | 261.4841 | 384.5167 | 525.3255 | 690.5046 | 872.3212 | 1058.6878 | 1234.9098 | 1386.8998 | 1504.9137 | 1583.2819 | 1628.9398 | 1650.9976 | 1660.3613 | 1660.3613 | 1660.3613 | 1660.3613 | 1660.3613 | 1660.3613 | 1660.3613 | 1660.3613 | 1660.3613 | 1660.3613 | 1660.3613 | 0 | 0 | 0 | 0 | 0 | 0 | 0 | 0 | 0 | 0 | 0 | 0 | 0 | 0 | 0 | 0 | 0 | 0 | 0 | 0 | 0 | 0 | 0 | 0 | 0 | 0 | 0 | 0 | 0 | 0 | 0 | 0 | 0 | 0 | 0 | 0 | 0 | 0 | 0 | 0 | 0 | 0 | 0 | 0 | 0 | 0 | 0 | 0 | 0 | 0 | 0 | 0 | 0 | 0 | 0 | 0 | 0 | 0 | 0 | 0 | 0 | 0 | 0 | 0 | 0 | 0 | 0 | 0 | 0 | 0 | 0 | 0 | 0 | 0 | 0 | 0 | 0 | 0 | 0 | 0 | 0 | 0 | 0 | 0 | 0 | 0 | 0 | 0 | 0 | 0 | 0 | 0 | 0 | 0 | 0 | 0 | 0 | 0 | 0 | 0 | 0 | 0 | 0 | 0 | 0 | 0 | 0 | 0 | 0 | 0 | 0 | 0 | 0 | 0 | 0 | 0 | 0 | 0 | 0 | 0 | 0 | 0 | 0 | 0 | 0 | 0 | 0 | 0 | 0 | 0 | 0 | 0 | 0 | 0 | 0 | 0 | 0 | 0 | 0 | 0 | 0 | 0 | 0 | 0 | 0 | 0 | 0 | 0 | 0 | 0 | 0 | 0 | 0 | 0 | 0 | 0 | 0 | 0 | 0 | 0 | 0 | 0 | 0 | 0 | 0 | 0 | 0 | 0 | 0 | 0 | 0 | 0 | 0 | 0 | 0 | 0 | 0 | 0 | 0 | 0 | 0 | 0 | 0 | 0 | 0 | 0 | 0 | 0 | 0 | 0 | 0 | 0 | 0 | 0 | 0 | 0 | 0 | 0 | 0 | 0 | 11844.9884 | 11931.416 | 12019.0587 | 12107.5162 | 12196.4127 | 12285.3597 | 12373.9649 | 12461.8381 | 12548.5918 | 12633.9094 | 12717.0524 | 12798.16 | 12875.9228 | 12950.4038 | 13021.7042 | 13089.9248 | 13155.1801 | 13217.5703 | 13277.1957 | 13334.0384 | 13388.3266 | 13440.159 | 13489.6255 | 13533.9486 | 13574.6306 | 6084.3434 | 6128.7382 | 6173.757 | 6219.1945 | 6264.8574 | 6310.5463 | 6356.0595 | 6401.1969 | 6445.7591 | 6489.5837 | 6532.2912 | 6573.9533 | 6613.8972 | 6652.1554 | 6688.7799 | 6723.8224 | 6757.3416 | 6789.3892 | 6820.0167 | 6849.2147 | 6877.1006 | 6903.725 | 6929.1342 | 6951.9014 | 6972.7982 | 75
OR_Residential_LI - Single Family_Existing_Space Heating_Natural Gas_Furnace | OR | Residential | LI - Single Family | Existing | Appliances | Natural Gas | Home Energy Management System (HEMS) | A | ORM28 | No Controls | Networked Controls Installed | 15 | 0 | 0 | 0 | 1945.72 | 0 | 2.56 | 0 | 0.30173 | 0.45 | household | 0.2% | 20% | Retrofit | Retro5Med | 81.71% | TBD | 0% | 12625.068 |  | 6485.0422 |  | 0 | NYSERDA HEMS Pilot | NYSERDA HEMS Pilot | NYSERDA HEMS Pilot | No Controls | No Controls | No Controls | No Controls | No Controls | No Controls | No Controls | No Controls | No Controls | No Controls | No Controls | No Controls | No Controls | No Controls | No Controls | No Controls | No Controls | No Controls | No Controls | No Controls | No Controls | No Controls | No Controls | No Controls | No Controls | No Controls | No Controls | Networked Controls Installed | Networked Controls Installed | Networked Controls Installed | Networked Controls Installed | Networked Controls Installed | Networked Controls Installed | Networked Controls Installed | Networked Controls Installed | Networked Controls Installed | Networked Controls Installed | Networked Controls Installed | Networked Controls Installed | Networked Controls Installed | Networked Controls Installed | Networked Controls Installed | Networked Controls Installed | Networked Controls Installed | Networked Controls Installed | Networked Controls Installed | Networked Controls Installed | Networked Controls Installed | Networked Controls Installed | Networked Controls Installed | Networked Controls Installed | Networked Controls Installed | Networked Controls Installed | Networked Controls Installed | 1945.72 | 1945.72 | 1945.72 | 1945.72 | 1945.72 | 1945.72 | 1945.72 | 1945.72 | 1945.72 | 1945.72 | 1945.72 | 1945.72 | 1945.72 | 1945.72 | 1945.72 | 1945.72 | 1945.72 | 1945.72 | 1945.72 | 1945.72 | 1945.72 | 1945.72 | 1945.72 | 1945.72 | 1945.72 | 1945.72 | 1945.72 | 0 | 0 | 0 | 0 | 0 | 0 | 0 | 0 | 0 | 0 | 0 | 0 | 0 | 0 | 0 | 0 | 0 | 0 | 0 | 0 | 0 | 0 | 0 | 0 | 0 | 0 | 0 | 0 | 0 | 0 | 0 | 0 | 0 | 0 | 0 | 0 | 0 | 0 | 0 | 0 | 0 | 0 | 0 | 0 | 0 | 0 | 0 | 0 | 0 | 0 | 0 | 0 | 0 | 0 | 0 | 0 | 0 | 0 | 0 | 0 | 0 | 0 | 0 | 0 | 0 | 0 | 0 | 0 | 0 | 0 | 0 | 0 | 0 | 0 | 0 | 0 | 0 | 104.2905 | 127.8472 | 156.1972 | 181.0303 | 206.1575 | 240.6373 | 263.5605 | 268.8149 | 252.9204 | 217.0587 | 167.7004 | 110.8101 | 64.2384 | 30.8801 | 13.0438 | 0 | 0 | 0 | 0 | 0 | 0 | 0 | 0 | 0 | 0 | 104.2905 | 232.1377 | 388.3349 | 569.3651 | 775.5227 | 1016.16 | 1279.7205 | 1548.5354 | 1801.4558 | 2018.5145 | 2186.2149 | 2297.0251 | 2361.2635 | 2392.1436 | 2405.1874 | 2405.1874 | 2405.1874 | 2405.1874 | 2405.1874 | 2405.1874 | 2405.1874 | 2405.1874 | 2405.1874 | 2405.1874 | 2405.1874 | 0 | 0 | 0 | 0 | 0 | 0 | 0 | 0 | 0 | 0 | 0 | 0 | 0 | 0 | 0 | 0 | 0 | 0 | 0 | 0 | 0 | 0 | 0 | 0 | 0 | 0 | 0 | 0 | 0 | 0 | 0 | 0 | 0 | 0 | 0 | 0 | 0 | 0 | 0 | 0 | 0 | 0 | 0 | 0 | 0 | 0 | 0 | 0 | 0 | 0 | 88.6469 | 108.6701 | 132.7676 | 153.8757 | 175.2339 | 204.5417 | 224.0264 | 228.4926 | 214.9824 | 184.4999 | 142.5454 | 94.1886 | 54.6027 | 26.2481 | 11.0872 | 0 | 0 | 0 | 0 | 0 | 0 | 0 | 0 | 0 | 0 | 88.6469 | 197.317 | 330.0847 | 483.9604 | 659.1943 | 863.736 | 1087.7624 | 1316.2551 | 1531.2375 | 1715.7373 | 1858.2827 | 1952.4713 | 2007.074 | 2033.3221 | 2044.4093 | 2044.4093 | 2044.4093 | 2044.4093 | 2044.4093 | 2044.4093 | 2044.4093 | 2044.4093 | 2044.4093 | 2044.4093 | 2044.4093 | 0 | 0 | 0 | 0 | 0 | 0 | 0 | 0 | 0 | 0 | 0 | 0 | 0 | 0 | 0 | 0 | 0 | 0 | 0 | 0 | 0 | 0 | 0 | 0 | 0 | 0 | 0 | 0 | 0 | 0 | 0 | 0 | 0 | 0 | 0 | 0 | 0 | 0 | 0 | 0 | 0 | 0 | 0 | 0 | 0 | 0 | 0 | 0 | 0 | 0 | 0 | 0 | 0 | 0 | 0 | 0 | 0 | 0 | 0 | 0 | 0 | 0 | 0 | 0 | 0 | 0 | 0 | 0 | 0 | 0 | 0 | 0 | 0 | 0 | 0 | 0 | 0 | 0 | 0 | 0 | 0 | 0 | 0 | 0 | 0 | 0 | 0 | 0 | 0 | 0 | 0 | 0 | 0 | 0 | 0 | 0 | 0 | 0 | 0 | 0 | 0 | 0 | 0 | 0 | 0 | 0 | 0 | 0 | 0 | 0 | 0 | 0 | 0 | 0 | 0 | 0 | 0 | 0 | 0 | 0 | 0 | 0 | 0 | 0 | 0 | 0 | 0 | 0 | 0 | 0 | 0 | 0 | 0 | 0 | 0 | 0 | 0 | 0 | 0 | 0 | 0 | 0 | 0 | 0 | 0 | 0 | 0 | 0 | 0 | 0 | 0 | 0 | 0 | 0 | 0 | 0 | 0 | 0 | 0 | 0 | 0 | 0 | 0 | 0 | 0 | 0 | 0 | 0 | 0 | 0 | 0 | 0 | 0 | 0 | 0 | 0 | 0 | 0 | 0 | 0 | 0 | 0 | 0 | 0 | 0 | 0 | 0 | 0 | 0 | 0 | 0 | 0 | 0 | 0 | 0 | 0 | 0 | 0 | 0 | 0 | 11844.9884 | 11931.416 | 12019.0587 | 12107.5162 | 12196.4127 | 12285.3597 | 12373.9649 | 12461.8381 | 12548.5918 | 12633.9094 | 12717.0524 | 12798.16 | 12875.9228 | 12950.4038 | 13021.7042 | 13089.9248 | 13155.1801 | 13217.5703 | 13277.1957 | 13334.0384 | 13388.3266 | 13440.159 | 13489.6255 | 13533.9486 | 13574.6306 | 6084.3434 | 6128.7382 | 6173.757 | 6219.1945 | 6264.8574 | 6310.5463 | 6356.0595 | 6401.1969 | 6445.7591 | 6489.5837 | 6532.2912 | 6573.9533 | 6613.8972 | 6652.1554 | 6688.7799 | 6723.8224 | 6757.3416 | 6789.3892 | 6820.0167 | 6849.2147 | 6877.1006 | 6903.725 | 6929.1342 | 6951.9014 | 6972.7982 | 76
OR_Residential_LI - Single Family_Existing_Space Heating_Natural Gas_Furnace | OR | Residential | LI - Single Family | Existing | Space Heating | Natural Gas | Gas Furnace - Maintenance | A | ORM29 | Degraded efficiency 10% below nameplate | Restored to nameplate 80% AFUE | 3 | 59.234 | 0 | 0 | 76.12 | 0 | 0 | 0 | 0.30173 | 0.25 | household | 35% | 100% | Retrofit | RetroEven20 | 80.75% | TBD | 0% | 595.0232 |  | 262.6335 |  | 18.1267 | IL TRM - 5.3.13 - RS-HVC-FTUN-V06-200101 | GFURN_MNT-Heating-MNTRM-v2.1-1 | IL TRM - 5.3.13 - RS-HVC-FTUN-V06-200101 | Degraded efficiency 10% below nameplate | Degraded efficiency 10% below nameplate | Degraded efficiency 10% below nameplate | Degraded efficiency 10% below nameplate | Degraded efficiency 10% below nameplate | Degraded efficiency 10% below nameplate | Degraded efficiency 10% below nameplate | Degraded efficiency 10% below nameplate | Degraded efficiency 10% below nameplate | Degraded efficiency 10% below nameplate | Degraded efficiency 10% below nameplate | Degraded efficiency 10% below nameplate | Degraded efficiency 10% below nameplate | Degraded efficiency 10% below nameplate | Degraded efficiency 10% below nameplate | Degraded efficiency 10% below nameplate | Degraded efficiency 10% below nameplate | Degraded efficiency 10% below nameplate | Degraded efficiency 10% below nameplate | Degraded efficiency 10% below nameplate | Degraded efficiency 10% below nameplate | Degraded efficiency 10% below nameplate | Degraded efficiency 10% below nameplate | Degraded efficiency 10% below nameplate | Degraded efficiency 10% below nameplate | Degraded efficiency 10% below nameplate | Degraded efficiency 10% below nameplate | Restored to nameplate 80% AFUE | Restored to nameplate 80% AFUE | Restored to nameplate 80% AFUE | Restored to nameplate 80% AFUE | Restored to nameplate 80% AFUE | Restored to nameplate 80% AFUE | Restored to nameplate 80% AFUE | Restored to nameplate 80% AFUE | Restored to nameplate 80% AFUE | Restored to nameplate 80% AFUE | Restored to nameplate 80% AFUE | Restored to nameplate 80% AFUE | Restored to nameplate 80% AFUE | Restored to nameplate 80% AFUE | Restored to nameplate 80% AFUE | Restored to nameplate 80% AFUE | Restored to nameplate 80% AFUE | Restored to nameplate 80% AFUE | Restored to nameplate 80% AFUE | Restored to nameplate 80% AFUE | Restored to nameplate 80% AFUE | Restored to nameplate 80% AFUE | Restored to nameplate 80% AFUE | Restored to nameplate 80% AFUE | Restored to nameplate 80% AFUE | Restored to nameplate 80% AFUE | Restored to nameplate 80% AFUE | 76.12 | 76.12 | 76.12 | 76.12 | 76.12 | 76.12 | 76.12 | 76.12 | 76.12 | 76.12 | 76.12 | 76.12 | 76.12 | 76.12 | 76.12 | 76.12 | 76.12 | 76.12 | 76.12 | 76.12 | 76.12 | 76.12 | 76.12 | 76.12 | 76.12 | 76.12 | 76.12 | 0 | 0 | 62.2759 | 61.503 | 60.5916 | 59.6714 | 58.7459 | 57.8176 | 56.8889 | 55.9622 | 55.0398 | 54.1237 | 53.231 | 52.3596 | 51.5136 | 50.6911 | 49.8905 | 49.1101 | 48.3485 | 47.6043 | 46.8763 | 46.1632 | 45.8547 | 45.5714 | 45.312 | 45.1028 | 44.9159 | 21.1635 | 21.0146 | 20.8158 | 0.3327 | 0.32932 | 0.32588 | 0.32239 | 0.31886 | 0.31531 | 0 | 0 | 0 | 0 | 0 | 0 | 0 | 0 | 0 | 0 | 0 | 0 | 0 | 0 | 0 | 0 | 21.1635 | 41.9155 | 62.11 | 61.4995 | 60.875 | 60.2389 | 59.5937 | 58.9418 | 58.2856 | 57.3155 | 56.3702 | 55.4473 | 54.5514 | 53.6805 | 52.8326 | 52.0062 | 51.1997 | 50.4116 | 49.6407 | 48.8856 | 48.5589 | 48.2589 | 47.9841 | 47.7626 | 47.5647 | 339.8352 | 341.6837 | 343.5422 | 5.5755 | 5.6058 | 5.6363 | 5.667 | 5.6978 | 5.7288 | 0 | 0 | 0 | 0 | 0 | 0 | 0 | 0 | 0 | 0 | 0 | 0 | 0 | 0 | 0 | 0 | 339.8352 | 681.5189 | 1025.0611 | 1030.6366 | 1036.2424 | 1041.8788 | 1047.5458 | 1053.2436 | 1058.9724 | 1058.9724 | 1058.9724 | 1058.9724 | 1058.9724 | 1058.9724 | 1058.9724 | 1058.9724 | 1058.9724 | 1058.9724 | 1058.9724 | 1058.9724 | 1058.9724 | 1058.9724 | 1058.9724 | 1058.9724 | 1058.9724 | 18.1267 | 18.0928 | 18.0402 | 0.2903 | 0.28938 | 0.28845 | 0.28752 | 0.28662 | 0.28575 | 0 | 0 | 0 | 0 | 0 | 0 | 0 | 0 | 0 | 0 | 0 | 0 | 0 | 0 | 0 | 0 | 18.1267 | 36.0877 | 53.8285 | 53.6628 | 53.492 | 53.3198 | 53.149 | 52.9819 | 52.8202 | 52.3806 | 51.9561 | 51.5454 | 51.1534 | 50.7789 | 50.4211 | 50.0789 | 49.7515 | 49.4379 | 49.1373 | 48.8495 | 48.6 | 48.3752 | 48.1709 | 47.9966 | 47.8415 | 288.86 | 290.4311 | 292.0108 | 4.7392 | 4.765 | 4.7909 | 4.8169 | 4.8431 | 4.8695 | 0 | 0 | 0 | 0 | 0 | 0 | 0 | 0 | 0 | 0 | 0 | 0 | 0 | 0 | 0 | 0 | 288.86 | 579.2911 | 871.3019 | 876.0411 | 880.8061 | 885.597 | 890.4139 | 895.257 | 900.1265 | 900.1265 | 900.1265 | 900.1265 | 900.1265 | 900.1265 | 900.1265 | 900.1265 | 900.1265 | 900.1265 | 900.1265 | 900.1265 | 900.1265 | 900.1265 | 900.1265 | 900.1265 | 900.1265 | 18.1267 | 18.0928 | 18.0402 | 0.2903 | 0.28938 | 0.28845 | 0.28752 | 0.28662 | 0.28575 | 0 | 0 | 0 | 0 | 0 | 0 | 0 | 0 | 0 | 0 | 0 | 0 | 0 | 0 | 0 | 0 | 18.1267 | 36.0877 | 53.8285 | 53.6628 | 53.492 | 53.3198 | 53.149 | 52.9819 | 52.8202 | 52.3806 | 51.9561 | 51.5454 | 51.1534 | 50.7789 | 50.4211 | 50.0789 | 49.7515 | 49.4379 | 49.1373 | 48.8495 | 48.6 | 48.3752 | 48.1709 | 47.9966 | 47.8415 | 288.86 | 290.4311 | 292.0108 | 4.7392 | 4.765 | 4.7909 | 4.8169 | 4.8431 | 4.8695 | 0 | 0 | 0 | 0 | 0 | 0 | 0 | 0 | 0 | 0 | 0 | 0 | 0 | 0 | 0 | 0 | 288.86 | 579.2911 | 871.3019 | 876.0411 | 880.8061 | 885.597 | 890.4139 | 895.257 | 900.1265 | 900.1265 | 900.1265 | 900.1265 | 900.1265 | 900.1265 | 900.1265 | 900.1265 | 900.1265 | 900.1265 | 900.1265 | 900.1265 | 900.1265 | 900.1265 | 900.1265 | 900.1265 | 900.1265 | 18.1267 | 18.0928 | 18.0402 | 0.2903 | 0.28938 | 0.28845 | 0.28752 | 0.28662 | 0.28575 | 0 | 0 | 0 | 0 | 0 | 0 | 0 | 0 | 0 | 0 | 0 | 0 | 0 | 0 | 0 | 0 | 18.1267 | 36.0877 | 53.8285 | 53.6628 | 53.492 | 53.3198 | 53.149 | 52.9819 | 52.8202 | 52.3806 | 51.9561 | 51.5454 | 51.1534 | 50.7789 | 50.4211 | 50.0789 | 49.7515 | 49.4379 | 49.1373 | 48.8495 | 48.6 | 48.3752 | 48.1709 | 47.9966 | 47.8415 | 288.86 | 290.4311 | 292.0108 | 4.7392 | 4.765 | 4.7909 | 4.8169 | 4.8431 | 4.8695 | 0 | 0 | 0 | 0 | 0 | 0 | 0 | 0 | 0 | 0 | 0 | 0 | 0 | 0 | 0 | 0 | 288.86 | 579.2911 | 871.3019 | 876.0411 | 880.8061 | 885.597 | 890.4139 | 895.257 | 900.1265 | 900.1265 | 900.1265 | 900.1265 | 900.1265 | 900.1265 | 900.1265 | 900.1265 | 900.1265 | 900.1265 | 900.1265 | 900.1265 | 900.1265 | 900.1265 | 900.1265 | 900.1265 | 900.1265 | 558.2578 | 562.3312 | 566.4618 | 570.6308 | 574.8205 | 579.0126 | 583.1886 | 587.3301 | 591.4188 | 595.4399 | 599.3584 | 603.1811 | 606.846 | 610.3563 | 613.7168 | 616.932 | 620.0075 | 622.948 | 625.7582 | 628.4372 | 630.9958 | 633.4387 | 635.77 | 637.859 | 639.7763 | 246.4059 | 248.2038 | 250.027 | 251.8671 | 253.7164 | 255.5667 | 257.4099 | 259.2379 | 261.0426 | 262.8174 | 264.547 | 266.2343 | 267.8519 | 269.4013 | 270.8845 | 272.3037 | 273.6612 | 274.9591 | 276.1994 | 277.3819 | 278.5112 | 279.5895 | 280.6185 | 281.5405 | 282.3868 | 77
OR_Residential_LI - Single Family_Existing_Space Heating_Natural Gas_Furnace | OR | Residential | LI - Single Family | Existing | Space Heating | Natural Gas | Gas Boiler - Hot Water Reset | A | ORM30 | No reset controls | Reset control installed | 16 | 21.7384 | 0 | 0 | 676.33 | 0 | 0 | 0 | 0.30173 | 0.25 | household | 10% | 100% | Retrofit | Retro5Med | 81.71% | TBD | 0% | 0 |  | 0 |  | 0 | IL TRM - 5.3.14 - RS-HVC-BREC-V03-210101 | IL TRM - 5.3.14 - RS-HVC-BREC-V03-210101 | IL TRM - 5.3.14 - RS-HVC-BREC-V03-210101 | No reset controls | No reset controls | No reset controls | No reset controls | No reset controls | No reset controls | No reset controls | No reset controls | No reset controls | No reset controls | No reset controls | No reset controls | No reset controls | No reset controls | No reset controls | No reset controls | No reset controls | No reset controls | No reset controls | No reset controls | No reset controls | No reset controls | No reset controls | No reset controls | No reset controls | No reset controls | No reset controls | Reset control installed | Reset control installed | Reset control installed | Reset control installed | Reset control installed | Reset control installed | Reset control installed | Reset control installed | Reset control installed | Reset control installed | Reset control installed | Reset control installed | Reset control installed | Reset control installed | Reset control installed | Reset control installed | Reset control installed | Reset control installed | Reset control installed | Reset control installed | Reset control installed | Reset control installed | Reset control installed | Reset control installed | Reset control installed | Reset control installed | Reset control installed | 676.33 | 676.33 | 676.33 | 676.33 | 676.33 | 676.33 | 676.33 | 676.33 | 676.33 | 676.33 | 676.33 | 676.33 | 676.33 | 676.33 | 676.33 | 676.33 | 676.33 | 676.33 | 676.33 | 676.33 | 676.33 | 676.33 | 676.33 | 676.33 | 676.33 | 676.33 | 676.33 | 0 | 0 | 0 | 0 | 0 | 0 | 0 | 0 | 0 | 0 | 0 | 0 | 0 | 0 | 0 | 0 | 0 | 0 | 0 | 0 | 0 | 0 | 0 | 0 | 0 | 0 | 0 | 0 | 0 | 0 | 0 | 0 | 0 | 0 | 0 | 0 | 0 | 0 | 0 | 0 | 0 | 0 | 0 | 0 | 0 | 0 | 0 | 0 | 0 | 0 | 0 | 0 | 0 | 0 | 0 | 0 | 0 | 0 | 0 | 0 | 0 | 0 | 0 | 0 | 0 | 0 | 0 | 0 | 0 | 0 | 0 | 0 | 0 | 0 | 0 | 0 | 0 | 0.0387 | 0.047517 | 0.058147 | 0.0675 | 0.076992 | 0.090013 | 0.098746 | 0.10088 | 0.095063 | 0.081715 | 0.063235 | 0.04185 | 0.0243 | 0.0117 | 0.00495 | 0.0018 | 0 | 0 | 0 | 0 | 0 | 0 | 0 | 0 | 0 | 0.0387 | 0.086217 | 0.14436 | 0.21186 | 0.28886 | 0.37887 | 0.47762 | 0.57849 | 0.67356 | 0.75527 | 0.81851 | 0.86036 | 0.88466 | 0.89636 | 0.90131 | 0.90311 | 0.90311 | 0.90311 | 0.90311 | 0.90311 | 0.90311 | 0.90311 | 0.90311 | 0.90311 | 0.90311 | 0 | 0 | 0 | 0 | 0 | 0 | 0 | 0 | 0 | 0 | 0 | 0 | 0 | 0 | 0 | 0 | 0 | 0 | 0 | 0 | 0 | 0 | 0 | 0 | 0 | 0 | 0 | 0 | 0 | 0 | 0 | 0 | 0 | 0 | 0 | 0 | 0 | 0 | 0 | 0 | 0 | 0 | 0 | 0 | 0 | 0 | 0 | 0 | 0 | 0 | 0.032895 | 0.04039 | 0.049425 | 0.057375 | 0.065443 | 0.076511 | 0.083934 | 0.085745 | 0.080804 | 0.069458 | 0.053749 | 0.035572 | 0.020655 | 0.009945 | 0.0042075 | 0.00153 | 0 | 0 | 0 | 0 | 0 | 0 | 0 | 0 | 0 | 0.032895 | 0.073285 | 0.12271 | 0.18009 | 0.24553 | 0.32204 | 0.40597 | 0.49172 | 0.57252 | 0.64198 | 0.69573 | 0.7313 | 0.75196 | 0.7619 | 0.76611 | 0.76764 | 0.76764 | 0.76764 | 0.76764 | 0.76764 | 0.76764 | 0.76764 | 0.76764 | 0.76764 | 0.76764 | 0 | 0 | 0 | 0 | 0 | 0 | 0 | 0 | 0 | 0 | 0 | 0 | 0 | 0 | 0 | 0 | 0 | 0 | 0 | 0 | 0 | 0 | 0 | 0 | 0 | 0 | 0 | 0 | 0 | 0 | 0 | 0 | 0 | 0 | 0 | 0 | 0 | 0 | 0 | 0 | 0 | 0 | 0 | 0 | 0 | 0 | 0 | 0 | 0 | 0 | 0 | 0 | 0 | 0 | 0 | 0 | 0 | 0 | 0 | 0 | 0 | 0 | 0 | 0 | 0 | 0 | 0 | 0 | 0 | 0 | 0 | 0 | 0 | 0 | 0 | 0 | 0 | 0 | 0 | 0 | 0 | 0 | 0 | 0 | 0 | 0 | 0 | 0 | 0 | 0 | 0 | 0 | 0 | 0 | 0 | 0 | 0 | 0 | 0 | 0 | 0 | 0 | 0 | 0 | 0 | 0 | 0 | 0 | 0 | 0 | 0 | 0 | 0 | 0 | 0 | 0 | 0 | 0 | 0 | 0 | 0 | 0 | 0 | 0 | 0 | 0 | 0 | 0 | 0 | 0 | 0 | 0 | 0 | 0 | 0 | 0 | 0 | 0 | 0 | 0 | 0 | 0 | 0 | 0 | 0 | 0 | 0 | 0 | 0 | 0 | 0 | 0 | 0 | 0 | 0 | 0 | 0 | 0 | 0 | 0 | 0 | 0 | 0 | 0 | 0 | 0 | 0 | 0 | 0 | 0 | 0 | 0 | 0 | 0 | 0 | 0 | 0 | 0 | 0 | 0 | 0 | 0 | 0 | 0 | 0 | 0 | 0 | 0 | 0 | 0 | 0 | 0 | 0 | 0 | 0 | 0 | 0 | 0 | 0 | 0 | 0 | 0 | 0 | 0 | 0 | 0 | 0 | 0 | 0 | 0 | 0 | 0 | 0 | 0 | 0 | 0 | 0 | 0 | 0 | 0 | 0 | 0 | 0 | 0 | 0 | 0 | 0 | 0 | 0 | 0 | 0 | 0 | 0 | 0 | 0 | 0 | 0 | 0 | 0 | 0 | 0 | 0 | 0 | 0 | 0 | 0 | 0 | 0 | 0 | 0 | 78
OR_Residential_LI - Single Family_Existing_Space Heating_Natural Gas_Furnace | OR | Residential | LI - Single Family | Existing | Space Heating | Natural Gas | Gas Boiler - Steam Trap Maintenance | A | ORM31 | Degraded system | Cleaned and restored | 6 | 248.326 | 0 | 0 | 79.68 | 0 | 0 | 0 | 0.30173 | 0.25 | perBldg | 0% | 20% | Retrofit | RetroEven20 | 80.75% | TBD | 0% | 0 |  | 0 |  | 0 | IL TRM - 4.4.16 - CI-HVC-STRE-V08-210101 | IL TRM - 4.4.16 - CI-HVC-STRE-V08-210101 | IL TRM - 4.4.16 - CI-HVC-STRE-V08-210101 | Degraded system | Degraded system | Degraded system | Degraded system | Degraded system | Degraded system | Degraded system | Degraded system | Degraded system | Degraded system | Degraded system | Degraded system | Degraded system | Degraded system | Degraded system | Degraded system | Degraded system | Degraded system | Degraded system | Degraded system | Degraded system | Degraded system | Degraded system | Degraded system | Degraded system | Degraded system | Degraded system | Cleaned and restored | Cleaned and restored | Cleaned and restored | Cleaned and restored | Cleaned and restored | Cleaned and restored | Cleaned and restored | Cleaned and restored | Cleaned and restored | Cleaned and restored | Cleaned and restored | Cleaned and restored | Cleaned and restored | Cleaned and restored | Cleaned and restored | Cleaned and restored | Cleaned and restored | Cleaned and restored | Cleaned and restored | Cleaned and restored | Cleaned and restored | Cleaned and restored | Cleaned and restored | Cleaned and restored | Cleaned and restored | Cleaned and restored | Cleaned and restored | 79.68 | 79.68 | 79.68 | 79.68 | 79.68 | 79.68 | 79.68 | 79.68 | 79.68 | 79.68 | 79.68 | 79.68 | 79.68 | 79.68 | 79.68 | 79.68 | 79.68 | 79.68 | 79.68 | 79.68 | 79.68 | 79.68 | 79.68 | 79.68 | 79.68 | 79.68 | 79.68 | 0 | 0 | 0 | 0 | 0 | 0 | 0 | 0 | 0 | 0 | 0 | 0 | 0 | 0 | 0 | 0 | 0 | 0 | 0 | 0 | 0 | 0 | 0 | 0 | 0 | 0 | 0 | 0 | 0 | 0 | 0 | 0 | 0 | 0 | 0 | 0 | 0 | 0 | 0 | 0 | 0 | 0 | 0 | 0 | 0 | 0 | 0 | 0 | 0 | 0 | 0 | 0 | 0 | 0 | 0 | 0 | 0 | 0 | 0 | 0 | 0 | 0 | 0 | 0 | 0 | 0 | 0 | 0 | 0 | 0 | 0 | 0 | 0 | 0 | 0 | 0 | 0 | 0.01 | 0.01 | 0.01 | 0.01 | 0.01 | 0.01 | 0 | 0 | 0 | 0 | 0 | 0 | 0 | 0 | 0 | 0 | 0 | 0 | 0 | 0 | 0 | 0 | 0 | 0 | 0 | 0.01 | 0.02 | 0.03 | 0.04 | 0.05 | 0.06 | 0.06 | 0.06 | 0.06 | 0.06 | 0.06 | 0.06 | 0.06 | 0.06 | 0.06 | 0.06 | 0.06 | 0.06 | 0.06 | 0.06 | 0.06 | 0.06 | 0.06 | 0.06 | 0.06 | 0 | 0 | 0 | 0 | 0 | 0 | 0 | 0 | 0 | 0 | 0 | 0 | 0 | 0 | 0 | 0 | 0 | 0 | 0 | 0 | 0 | 0 | 0 | 0 | 0 | 0 | 0 | 0 | 0 | 0 | 0 | 0 | 0 | 0 | 0 | 0 | 0 | 0 | 0 | 0 | 0 | 0 | 0 | 0 | 0 | 0 | 0 | 0 | 0 | 0 | 0.0085 | 0.0085 | 0.0085 | 0.0085 | 0.0085 | 0.0085 | 0 | 0 | 0 | 0 | 0 | 0 | 0 | 0 | 0 | 0 | 0 | 0 | 0 | 0 | 0 | 0 | 0 | 0 | 0 | 0.0085 | 0.017 | 0.0255 | 0.034 | 0.0425 | 0.051 | 0.051 | 0.051 | 0.051 | 0.051 | 0.051 | 0.051 | 0.051 | 0.051 | 0.051 | 0.051 | 0.051 | 0.051 | 0.051 | 0.051 | 0.051 | 0.051 | 0.051 | 0.051 | 0.051 | 0 | 0 | 0 | 0 | 0 | 0 | 0 | 0 | 0 | 0 | 0 | 0 | 0 | 0 | 0 | 0 | 0 | 0 | 0 | 0 | 0 | 0 | 0 | 0 | 0 | 0 | 0 | 0 | 0 | 0 | 0 | 0 | 0 | 0 | 0 | 0 | 0 | 0 | 0 | 0 | 0 | 0 | 0 | 0 | 0 | 0 | 0 | 0 | 0 | 0 | 0 | 0 | 0 | 0 | 0 | 0 | 0 | 0 | 0 | 0 | 0 | 0 | 0 | 0 | 0 | 0 | 0 | 0 | 0 | 0 | 0 | 0 | 0 | 0 | 0 | 0 | 0 | 0 | 0 | 0 | 0 | 0 | 0 | 0 | 0 | 0 | 0 | 0 | 0 | 0 | 0 | 0 | 0 | 0 | 0 | 0 | 0 | 0 | 0 | 0 | 0 | 0 | 0 | 0 | 0 | 0 | 0 | 0 | 0 | 0 | 0 | 0 | 0 | 0 | 0 | 0 | 0 | 0 | 0 | 0 | 0 | 0 | 0 | 0 | 0 | 0 | 0 | 0 | 0 | 0 | 0 | 0 | 0 | 0 | 0 | 0 | 0 | 0 | 0 | 0 | 0 | 0 | 0 | 0 | 0 | 0 | 0 | 0 | 0 | 0 | 0 | 0 | 0 | 0 | 0 | 0 | 0 | 0 | 0 | 0 | 0 | 0 | 0 | 0 | 0 | 0 | 0 | 0 | 0 | 0 | 0 | 0 | 0 | 0 | 0 | 0 | 0 | 0 | 0 | 0 | 0 | 0 | 0 | 0 | 0 | 0 | 0 | 0 | 0 | 0 | 0 | 0 | 0 | 0 | 0 | 0 | 0 | 0 | 0 | 0 | 0 | 0 | 0 | 0 | 0 | 0 | 0 | 0 | 0 | 0 | 0 | 0 | 0 | 0 | 0 | 0 | 0 | 0 | 0 | 0 | 0 | 0 | 0 | 0 | 0 | 0 | 0 | 0 | 0 | 0 | 0 | 0 | 0 | 0 | 0 | 0 | 0 | 0 | 0 | 0 | 0 | 0 | 0 | 0 | 0 | 0 | 0 | 0 | 0 | 0 | 79
OR_Residential_LI - Single Family_Existing_Space Heating_Natural Gas_Furnace | OR | Residential | LI - Single Family | Existing | Space Heating | Natural Gas | Gas Boiler - Maintenance | A | ORM32 | Degraded efficiency 10% below nameplate | Restored to nameplate 80% AFUE | 3 | 12.3954 | 0 | 0 | 122.57 | 0 | 0 | 0 | 0.30173 | 0.25 | household | 35% | 90% | Retrofit | RetroEven20 | 80.75% | TBD | 0% | 0 |  | 0 |  | 0 | IL TRM - 5.3.13 - RS-HVC-FTUN-V06-210101 | RSMeans 2015 | BEST | Degraded efficiency 10% below nameplate | Degraded efficiency 10% below nameplate | Degraded efficiency 10% below nameplate | Degraded efficiency 10% below nameplate | Degraded efficiency 10% below nameplate | Degraded efficiency 10% below nameplate | Degraded efficiency 10% below nameplate | Degraded efficiency 10% below nameplate | Degraded efficiency 10% below nameplate | Degraded efficiency 10% below nameplate | Degraded efficiency 10% below nameplate | Degraded efficiency 10% below nameplate | Degraded efficiency 10% below nameplate | Degraded efficiency 10% below nameplate | Degraded efficiency 10% below nameplate | Degraded efficiency 10% below nameplate | Degraded efficiency 10% below nameplate | Degraded efficiency 10% below nameplate | Degraded efficiency 10% below nameplate | Degraded efficiency 10% below nameplate | Degraded efficiency 10% below nameplate | Degraded efficiency 10% below nameplate | Degraded efficiency 10% below nameplate | Degraded efficiency 10% below nameplate | Degraded efficiency 10% below nameplate | Degraded efficiency 10% below nameplate | Degraded efficiency 10% below nameplate | Restored to nameplate 80% AFUE | Restored to nameplate 80% AFUE | Restored to nameplate 80% AFUE | Restored to nameplate 80% AFUE | Restored to nameplate 80% AFUE | Restored to nameplate 80% AFUE | Restored to nameplate 80% AFUE | Restored to nameplate 80% AFUE | Restored to nameplate 80% AFUE | Restored to nameplate 80% AFUE | Restored to nameplate 80% AFUE | Restored to nameplate 80% AFUE | Restored to nameplate 80% AFUE | Restored to nameplate 80% AFUE | Restored to nameplate 80% AFUE | Restored to nameplate 80% AFUE | Restored to nameplate 80% AFUE | Restored to nameplate 80% AFUE | Restored to nameplate 80% AFUE | Restored to nameplate 80% AFUE | Restored to nameplate 80% AFUE | Restored to nameplate 80% AFUE | Restored to nameplate 80% AFUE | Restored to nameplate 80% AFUE | Restored to nameplate 80% AFUE | Restored to nameplate 80% AFUE | Restored to nameplate 80% AFUE | 122.57 | 122.57 | 122.57 | 122.57 | 122.57 | 122.57 | 122.57 | 122.57 | 122.57 | 122.57 | 122.57 | 122.57 | 122.57 | 122.57 | 122.57 | 122.57 | 122.57 | 122.57 | 122.57 | 122.57 | 122.57 | 122.57 | 122.57 | 122.57 | 122.57 | 122.57 | 122.57 | 0 | 0 | 0 | 0 | 0 | 0 | 0 | 0 | 0 | 0 | 0 | 0 | 0 | 0 | 0 | 0 | 0 | 0 | 0 | 0 | 0 | 0 | 0 | 0 | 0 | 0 | 0 | 0 | 0 | 0 | 0 | 0 | 0 | 0 | 0 | 0 | 0 | 0 | 0 | 0 | 0 | 0 | 0 | 0 | 0 | 0 | 0 | 0 | 0 | 0 | 0 | 0 | 0 | 0 | 0 | 0 | 0 | 0 | 0 | 0 | 0 | 0 | 0 | 0 | 0 | 0 | 0 | 0 | 0 | 0 | 0 | 0 | 0 | 0 | 0 | 0 | 0 | 0.0275 | 0.0275 | 0.0275 | 0 | 0 | 0 | 0 | 0 | 0 | 0 | 0 | 0 | 0 | 0 | 0 | 0 | 0 | 0 | 0 | 0 | 0 | 0 | 0 | 0 | 0 | 0.0275 | 0.055 | 0.0825 | 0.0825 | 0.0825 | 0.0825 | 0.0825 | 0.0825 | 0.0825 | 0.0825 | 0.0825 | 0.0825 | 0.0825 | 0.0825 | 0.0825 | 0.0825 | 0.0825 | 0.0825 | 0.0825 | 0.0825 | 0.0825 | 0.0825 | 0.0825 | 0.0825 | 0.0825 | 0 | 0 | 0 | 0 | 0 | 0 | 0 | 0 | 0 | 0 | 0 | 0 | 0 | 0 | 0 | 0 | 0 | 0 | 0 | 0 | 0 | 0 | 0 | 0 | 0 | 0 | 0 | 0 | 0 | 0 | 0 | 0 | 0 | 0 | 0 | 0 | 0 | 0 | 0 | 0 | 0 | 0 | 0 | 0 | 0 | 0 | 0 | 0 | 0 | 0 | 0.023375 | 0.023375 | 0.023375 | 0 | 0 | 0 | 0 | 0 | 0 | 0 | 0 | 0 | 0 | 0 | 0 | 0 | 0 | 0 | 0 | 0 | 0 | 0 | 0 | 0 | 0 | 0.023375 | 0.04675 | 0.070125 | 0.070125 | 0.070125 | 0.070125 | 0.070125 | 0.070125 | 0.070125 | 0.070125 | 0.070125 | 0.070125 | 0.070125 | 0.070125 | 0.070125 | 0.070125 | 0.070125 | 0.070125 | 0.070125 | 0.070125 | 0.070125 | 0.070125 | 0.070125 | 0.070125 | 0.070125 | 0 | 0 | 0 | 0 | 0 | 0 | 0 | 0 | 0 | 0 | 0 | 0 | 0 | 0 | 0 | 0 | 0 | 0 | 0 | 0 | 0 | 0 | 0 | 0 | 0 | 0 | 0 | 0 | 0 | 0 | 0 | 0 | 0 | 0 | 0 | 0 | 0 | 0 | 0 | 0 | 0 | 0 | 0 | 0 | 0 | 0 | 0 | 0 | 0 | 0 | 0 | 0 | 0 | 0 | 0 | 0 | 0 | 0 | 0 | 0 | 0 | 0 | 0 | 0 | 0 | 0 | 0 | 0 | 0 | 0 | 0 | 0 | 0 | 0 | 0 | 0 | 0 | 0 | 0 | 0 | 0 | 0 | 0 | 0 | 0 | 0 | 0 | 0 | 0 | 0 | 0 | 0 | 0 | 0 | 0 | 0 | 0 | 0 | 0 | 0 | 0 | 0 | 0 | 0 | 0 | 0 | 0 | 0 | 0 | 0 | 0 | 0 | 0 | 0 | 0 | 0 | 0 | 0 | 0 | 0 | 0 | 0 | 0 | 0 | 0 | 0 | 0 | 0 | 0 | 0 | 0 | 0 | 0 | 0 | 0 | 0 | 0 | 0 | 0 | 0 | 0 | 0 | 0 | 0 | 0 | 0 | 0 | 0 | 0 | 0 | 0 | 0 | 0 | 0 | 0 | 0 | 0 | 0 | 0 | 0 | 0 | 0 | 0 | 0 | 0 | 0 | 0 | 0 | 0 | 0 | 0 | 0 | 0 | 0 | 0 | 0 | 0 | 0 | 0 | 0 | 0 | 0 | 0 | 0 | 0 | 0 | 0 | 0 | 0 | 0 | 0 | 0 | 0 | 0 | 0 | 0 | 0 | 0 | 0 | 0 | 0 | 0 | 0 | 0 | 0 | 0 | 0 | 0 | 0 | 0 | 0 | 0 | 0 | 0 | 0 | 0 | 0 | 0 | 0 | 0 | 0 | 0 | 0 | 0 | 0 | 0 | 0 | 0 | 0 | 0 | 0 | 0 | 0 | 0 | 0 | 0 | 0 | 0 | 0 | 0 | 0 | 0 | 0 | 0 | 0 | 0 | 0 | 0 | 0 | 0 | 80
OR_Residential_LI - Single Family_Existing_Space Heating_Natural Gas_Furnace | OR | Residential | LI - Single Family | Existing | Space Heating | Natural Gas | Gas Boiler - Pipe Insulation | A | ORM33 | No insulation | Pipe insulated throughout home | 15 | 0.3 | 0 | 0 | 3.06 | 0 | 0 | 0 | 0.30173 | 0.25 | boil pipe | 22% | 25% | Retrofit | Retro12Med | 75.44% | TBD | 0% | 0 |  | 0 |  | 0 | IL TRM - 5.3.2 - RS-HVC-PINS-V05-220101 | IL TRM - 5.3.2 - RS-HVC-PINS-V05-220101 | IL TRM - 5.3.2 - RS-HVC-PINS-V05-220101 | No insulation | No insulation | No insulation | No insulation | No insulation | No insulation | No insulation | No insulation | No insulation | No insulation | No insulation | No insulation | No insulation | No insulation | No insulation | No insulation | No insulation | No insulation | No insulation | No insulation | No insulation | No insulation | No insulation | No insulation | No insulation | No insulation | No insulation | Pipe insulated throughout home | Pipe insulated throughout home | Pipe insulated throughout home | Pipe insulated throughout home | Pipe insulated throughout home | Pipe insulated throughout home | Pipe insulated throughout home | Pipe insulated throughout home | Pipe insulated throughout home | Pipe insulated throughout home | Pipe insulated throughout home | Pipe insulated throughout home | Pipe insulated throughout home | Pipe insulated throughout home | Pipe insulated throughout home | Pipe insulated throughout home | Pipe insulated throughout home | Pipe insulated throughout home | Pipe insulated throughout home | Pipe insulated throughout home | Pipe insulated throughout home | Pipe insulated throughout home | Pipe insulated throughout home | Pipe insulated throughout home | Pipe insulated throughout home | Pipe insulated throughout home | Pipe insulated throughout home | 3.06 | 3.06 | 3.06 | 3.06 | 3.06 | 3.06 | 3.06 | 3.06 | 3.06 | 3.06 | 3.06 | 3.06 | 3.06 | 3.06 | 3.06 | 3.06 | 3.06 | 3.06 | 3.06 | 3.06 | 3.06 | 3.06 | 3.06 | 3.06 | 3.06 | 3.06 | 3.06 | 0 | 0 | 0 | 0 | 0 | 0 | 0 | 0 | 0 | 0 | 0 | 0 | 0 | 0 | 0 | 0 | 0 | 0 | 0 | 0 | 0 | 0 | 0 | 0 | 0 | 0 | 0 | 0 | 0 | 0 | 0 | 0 | 0 | 0 | 0 | 0 | 0 | 0 | 0 | 0 | 0 | 0 | 0 | 0 | 0 | 0 | 0 | 0 | 0 | 0 | 0 | 0 | 0 | 0 | 0 | 0 | 0 | 0 | 0 | 0 | 0 | 0 | 0 | 0 | 0 | 0 | 0 | 0 | 0 | 0 | 0 | 0 | 0 | 0 | 0 | 0 | 0 | 0.315 | 0.315 | 0.315 | 0.315 | 0.315 | 0.2835 | 0.2268 | 0.18144 | 0.14515 | 0.11612 | 0.092898 | 0.074318 | 0.059454 | 0.047564 | 0.038051 | 0 | 0 | 0 | 0 | 0 | 0 | 0 | 0 | 0 | 0 | 0.315 | 0.63 | 0.945 | 1.26 | 1.575 | 1.8585 | 2.0853 | 2.2667 | 2.4119 | 2.528 | 2.6209 | 2.6952 | 2.7547 | 2.8023 | 2.8403 | 2.8403 | 2.8403 | 2.8403 | 2.8403 | 2.8403 | 2.8403 | 2.8403 | 2.8403 | 2.8403 | 2.8403 | 0 | 0 | 0 | 0 | 0 | 0 | 0 | 0 | 0 | 0 | 0 | 0 | 0 | 0 | 0 | 0 | 0 | 0 | 0 | 0 | 0 | 0 | 0 | 0 | 0 | 0 | 0 | 0 | 0 | 0 | 0 | 0 | 0 | 0 | 0 | 0 | 0 | 0 | 0 | 0 | 0 | 0 | 0 | 0 | 0 | 0 | 0 | 0 | 0 | 0 | 0.26775 | 0.26775 | 0.26775 | 0.26775 | 0.26775 | 0.24098 | 0.19278 | 0.15422 | 0.12338 | 0.098704 | 0.078963 | 0.06317 | 0.050536 | 0.040429 | 0.032343 | 0 | 0 | 0 | 0 | 0 | 0 | 0 | 0 | 0 | 0 | 0.26775 | 0.5355 | 0.80325 | 1.071 | 1.3388 | 1.5797 | 1.7725 | 1.9267 | 2.0501 | 2.1488 | 2.2278 | 2.291 | 2.3415 | 2.3819 | 2.4143 | 2.4143 | 2.4143 | 2.4143 | 2.4143 | 2.4143 | 2.4143 | 2.4143 | 2.4143 | 2.4143 | 2.4143 | 0 | 0 | 0 | 0 | 0 | 0 | 0 | 0 | 0 | 0 | 0 | 0 | 0 | 0 | 0 | 0 | 0 | 0 | 0 | 0 | 0 | 0 | 0 | 0 | 0 | 0 | 0 | 0 | 0 | 0 | 0 | 0 | 0 | 0 | 0 | 0 | 0 | 0 | 0 | 0 | 0 | 0 | 0 | 0 | 0 | 0 | 0 | 0 | 0 | 0 | 0 | 0 | 0 | 0 | 0 | 0 | 0 | 0 | 0 | 0 | 0 | 0 | 0 | 0 | 0 | 0 | 0 | 0 | 0 | 0 | 0 | 0 | 0 | 0 | 0 | 0 | 0 | 0 | 0 | 0 | 0 | 0 | 0 | 0 | 0 | 0 | 0 | 0 | 0 | 0 | 0 | 0 | 0 | 0 | 0 | 0 | 0 | 0 | 0 | 0 | 0 | 0 | 0 | 0 | 0 | 0 | 0 | 0 | 0 | 0 | 0 | 0 | 0 | 0 | 0 | 0 | 0 | 0 | 0 | 0 | 0 | 0 | 0 | 0 | 0 | 0 | 0 | 0 | 0 | 0 | 0 | 0 | 0 | 0 | 0 | 0 | 0 | 0 | 0 | 0 | 0 | 0 | 0 | 0 | 0 | 0 | 0 | 0 | 0 | 0 | 0 | 0 | 0 | 0 | 0 | 0 | 0 | 0 | 0 | 0 | 0 | 0 | 0 | 0 | 0 | 0 | 0 | 0 | 0 | 0 | 0 | 0 | 0 | 0 | 0 | 0 | 0 | 0 | 0 | 0 | 0 | 0 | 0 | 0 | 0 | 0 | 0 | 0 | 0 | 0 | 0 | 0 | 0 | 0 | 0 | 0 | 0 | 0 | 0 | 0 | 0 | 0 | 0 | 0 | 0 | 0 | 0 | 0 | 0 | 0 | 0 | 0 | 0 | 0 | 0 | 0 | 0 | 0 | 0 | 0 | 0 | 0 | 0 | 0 | 0 | 0 | 0 | 0 | 0 | 0 | 0 | 0 | 0 | 0 | 0 | 0 | 0 | 0 | 0 | 0 | 0 | 0 | 0 | 0 | 0 | 0 | 0 | 0 | 0 | 0 | 81
OR_Residential_LI - Single Family_Existing_Space Heating_Natural Gas_Furnace | OR | Residential | LI - Single Family | Existing | Space Heating | Natural Gas | Gas Boiler - Thermostatic Radiator Valves | A | ORM34 | None | Installed | 15 | 13.043 | 0 | 0 | 43.19 | 0 | 0 | 0 | 0.30173 | 0.25 | radiator | 0% | 5% | Retrofit | Retro5Med | 81.71% | TBD | 0% | 0 |  | 0 |  | 0 | IL TRM - 5.3.19 - RS-HVC-TRVS-V01-210101 | AEG Cost Characterization, 2021 | IL TRM - 5.3.19 - RS-HVC-TRVS-V01-210101 | None | None | None | None | None | None | None | None | None | None | None | None | None | None | None | None | None | None | None | None | None | None | None | None | None | None | None | Installed | Installed | Installed | Installed | Installed | Installed | Installed | Installed | Installed | Installed | Installed | Installed | Installed | Installed | Installed | Installed | Installed | Installed | Installed | Installed | Installed | Installed | Installed | Installed | Installed | Installed | Installed | 43.19 | 43.19 | 43.19 | 43.19 | 43.19 | 43.19 | 43.19 | 43.19 | 43.19 | 43.19 | 43.19 | 43.19 | 43.19 | 43.19 | 43.19 | 43.19 | 43.19 | 43.19 | 43.19 | 43.19 | 43.19 | 43.19 | 43.19 | 43.19 | 43.19 | 43.19 | 43.19 | 0 | 0 | 0 | 0 | 0 | 0 | 0 | 0 | 0 | 0 | 0 | 0 | 0 | 0 | 0 | 0 | 0 | 0 | 0 | 0 | 0 | 0 | 0 | 0 | 0 | 0 | 0 | 0 | 0 | 0 | 0 | 0 | 0 | 0 | 0 | 0 | 0 | 0 | 0 | 0 | 0 | 0 | 0 | 0 | 0 | 0 | 0 | 0 | 0 | 0 | 0 | 0 | 0 | 0 | 0 | 0 | 0 | 0 | 0 | 0 | 0 | 0 | 0 | 0 | 0 | 0 | 0 | 0 | 0 | 0 | 0 | 0 | 0 | 0 | 0 | 0 | 0 | 0.01075 | 0.013199 | 0.016152 | 0.01875 | 0.021387 | 0.025004 | 0.027429 | 0.028021 | 0.026407 | 0.022699 | 0.017565 | 0.011625 | 0.00675 | 0.00325 | 0.001375 | 0 | 0 | 0 | 0 | 0 | 0 | 0 | 0 | 0 | 0 | 0.01075 | 0.023949 | 0.040101 | 0.058851 | 0.080238 | 0.10524 | 0.13267 | 0.16069 | 0.1871 | 0.2098 | 0.22736 | 0.23899 | 0.24574 | 0.24899 | 0.25036 | 0.25036 | 0.25036 | 0.25036 | 0.25036 | 0.25036 | 0.25036 | 0.25036 | 0.25036 | 0.25036 | 0.25036 | 0 | 0 | 0 | 0 | 0 | 0 | 0 | 0 | 0 | 0 | 0 | 0 | 0 | 0 | 0 | 0 | 0 | 0 | 0 | 0 | 0 | 0 | 0 | 0 | 0 | 0 | 0 | 0 | 0 | 0 | 0 | 0 | 0 | 0 | 0 | 0 | 0 | 0 | 0 | 0 | 0 | 0 | 0 | 0 | 0 | 0 | 0 | 0 | 0 | 0 | 0.0091375 | 0.011219 | 0.013729 | 0.015938 | 0.018179 | 0.021253 | 0.023315 | 0.023818 | 0.022446 | 0.019294 | 0.01493 | 0.0098812 | 0.0057375 | 0.0027625 | 0.0011687 | 0 | 0 | 0 | 0 | 0 | 0 | 0 | 0 | 0 | 0 | 0.0091375 | 0.020357 | 0.034086 | 0.050024 | 0.068202 | 0.089456 | 0.11277 | 0.13659 | 0.15903 | 0.17833 | 0.19326 | 0.20314 | 0.20888 | 0.21164 | 0.21281 | 0.21281 | 0.21281 | 0.21281 | 0.21281 | 0.21281 | 0.21281 | 0.21281 | 0.21281 | 0.21281 | 0.21281 | 0 | 0 | 0 | 0 | 0 | 0 | 0 | 0 | 0 | 0 | 0 | 0 | 0 | 0 | 0 | 0 | 0 | 0 | 0 | 0 | 0 | 0 | 0 | 0 | 0 | 0 | 0 | 0 | 0 | 0 | 0 | 0 | 0 | 0 | 0 | 0 | 0 | 0 | 0 | 0 | 0 | 0 | 0 | 0 | 0 | 0 | 0 | 0 | 0 | 0 | 0 | 0 | 0 | 0 | 0 | 0 | 0 | 0 | 0 | 0 | 0 | 0 | 0 | 0 | 0 | 0 | 0 | 0 | 0 | 0 | 0 | 0 | 0 | 0 | 0 | 0 | 0 | 0 | 0 | 0 | 0 | 0 | 0 | 0 | 0 | 0 | 0 | 0 | 0 | 0 | 0 | 0 | 0 | 0 | 0 | 0 | 0 | 0 | 0 | 0 | 0 | 0 | 0 | 0 | 0 | 0 | 0 | 0 | 0 | 0 | 0 | 0 | 0 | 0 | 0 | 0 | 0 | 0 | 0 | 0 | 0 | 0 | 0 | 0 | 0 | 0 | 0 | 0 | 0 | 0 | 0 | 0 | 0 | 0 | 0 | 0 | 0 | 0 | 0 | 0 | 0 | 0 | 0 | 0 | 0 | 0 | 0 | 0 | 0 | 0 | 0 | 0 | 0 | 0 | 0 | 0 | 0 | 0 | 0 | 0 | 0 | 0 | 0 | 0 | 0 | 0 | 0 | 0 | 0 | 0 | 0 | 0 | 0 | 0 | 0 | 0 | 0 | 0 | 0 | 0 | 0 | 0 | 0 | 0 | 0 | 0 | 0 | 0 | 0 | 0 | 0 | 0 | 0 | 0 | 0 | 0 | 0 | 0 | 0 | 0 | 0 | 0 | 0 | 0 | 0 | 0 | 0 | 0 | 0 | 0 | 0 | 0 | 0 | 0 | 0 | 0 | 0 | 0 | 0 | 0 | 0 | 0 | 0 | 0 | 0 | 0 | 0 | 0 | 0 | 0 | 0 | 0 | 0 | 0 | 0 | 0 | 0 | 0 | 0 | 0 | 0 | 0 | 0 | 0 | 0 | 0 | 0 | 0 | 0 | 0 | 82
OR_Residential_LI - Single Family_Existing_Space Heating_Natural Gas_Furnace | OR | Residential | LI - Single Family | Existing | Space Heating | Natural Gas | Ceiling Fan - ENERGY STAR | A | ORM35 | Standard ceiling fan | Energy Star certified ceiling fan | 10 | 0 | 0 | 0 | 33.93 | 0 | 0 | 0 | 0.30173 | 0.45 | ceiling fans | 16.2% | 60% | Retrofit | Retro1Slow | 84.81% | TBD | 0% | 0 |  | 0 |  | 0 | IL TRM - RS-HVC-CFAN-V03-200101 | IL TRM - RS-HVC-CFAN-V03-200101 | IL TRM - RS-HVC-CFAN-V03-200101 | Standard ceiling fan | Standard ceiling fan | Standard ceiling fan | Standard ceiling fan | Standard ceiling fan | Standard ceiling fan | Standard ceiling fan | Standard ceiling fan | Standard ceiling fan | Standard ceiling fan | Standard ceiling fan | Standard ceiling fan | Standard ceiling fan | Standard ceiling fan | Standard ceiling fan | Standard ceiling fan | Standard ceiling fan | Standard ceiling fan | Standard ceiling fan | Standard ceiling fan | Standard ceiling fan | Standard ceiling fan | Standard ceiling fan | Standard ceiling fan | Standard ceiling fan | Standard ceiling fan | Standard ceiling fan | Energy Star certified ceiling fan | Energy Star certified ceiling fan | Energy Star certified ceiling fan | Energy Star certified ceiling fan | Energy Star certified ceiling fan | Energy Star certified ceiling fan | Energy Star certified ceiling fan | Energy Star certified ceiling fan | Energy Star certified ceiling fan | Energy Star certified ceiling fan | Energy Star certified ceiling fan | Energy Star certified ceiling fan | Energy Star certified ceiling fan | Energy Star certified ceiling fan | Energy Star certified ceiling fan | Energy Star certified ceiling fan | Energy Star certified ceiling fan | Energy Star certified ceiling fan | Energy Star certified ceiling fan | Energy Star certified ceiling fan | Energy Star certified ceiling fan | Energy Star certified ceiling fan | Energy Star certified ceiling fan | Energy Star certified ceiling fan | Energy Star certified ceiling fan | Energy Star certified ceiling fan | Energy Star certified ceiling fan | 33.93 | 33.93 | 33.93 | 33.93 | 33.93 | 33.93 | 33.93 | 33.93 | 33.93 | 33.93 | 33.93 | 33.93 | 33.93 | 33.93 | 33.93 | 33.93 | 33.93 | 33.93 | 33.93 | 33.93 | 33.93 | 33.93 | 33.93 | 33.93 | 33.93 | 33.93 | 33.93 | 0 | 0 | 0 | 0 | 0 | 0 | 0 | 0 | 0 | 0 | 0 | 0 | 0 | 0 | 0 | 0 | 0 | 0 | 0 | 0 | 0 | 0 | 0 | 0 | 0 | 0 | 0 | 0 | 0 | 0 | 0 | 0 | 0 | 0 | 0 | 0 | 0 | 0 | 0 | 0 | 0 | 0 | 0 | 0 | 0 | 0 | 0 | 0 | 0 | 0 | 0 | 0 | 0 | 0 | 0 | 0 | 0 | 0 | 0 | 0 | 0 | 0 | 0 | 0 | 0 | 0 | 0 | 0 | 0 | 0 | 0 | 0 | 0 | 0 | 0 | 0 | 0 | 24.4479 | 49.1066 | 87.6145 | 143.2103 | 218.4326 | 314.3692 | 429.7194 | 559.7997 | 695.7721 | 824.5116 | 905.1524 | 944.6866 | 915.2531 | 806.8343 | 621.004 | 383.2768 | 106.423 | 0 | 0 | 0 | 0 | 0 | 0 | 0 | 0 | 24.4479 | 73.5545 | 161.169 | 304.3793 | 522.8119 | 837.1811 | 1266.9005 | 1826.7002 | 2522.4723 | 3346.9839 | 4252.1363 | 5196.8229 | 6112.076 | 6918.9103 | 7539.9143 | 7923.1911 | 8029.6141 | 8029.6141 | 8029.6141 | 8029.6141 | 8029.6141 | 8029.6141 | 8029.6141 | 8029.6141 | 8029.6141 | 0 | 0 | 0 | 0 | 0 | 0 | 0 | 0 | 0 | 0 | 0 | 0 | 0 | 0 | 0 | 0 | 0 | 0 | 0 | 0 | 0 | 0 | 0 | 0 | 0 | 0 | 0 | 0 | 0 | 0 | 0 | 0 | 0 | 0 | 0 | 0 | 0 | 0 | 0 | 0 | 0 | 0 | 0 | 0 | 0 | 0 | 0 | 0 | 0 | 0 | 20.7807 | 41.7406 | 74.4723 | 121.7288 | 185.6677 | 267.2138 | 365.2615 | 475.8298 | 591.4063 | 700.8349 | 769.3795 | 802.9836 | 777.9651 | 685.8092 | 527.8534 | 325.7853 | 90.4596 | 0 | 0 | 0 | 0 | 0 | 0 | 0 | 0 | 20.7807 | 62.5213 | 136.9936 | 258.7224 | 444.3901 | 711.6039 | 1076.8654 | 1552.6952 | 2144.1015 | 2844.9363 | 3614.3159 | 4417.2994 | 5195.2646 | 5881.0737 | 6408.9271 | 6734.7124 | 6825.1719 | 6825.1719 | 6825.1719 | 6825.1719 | 6825.1719 | 6825.1719 | 6825.1719 | 6825.1719 | 6825.1719 | 0 | 0 | 0 | 0 | 0 | 0 | 0 | 0 | 0 | 0 | 0 | 0 | 0 | 0 | 0 | 0 | 0 | 0 | 0 | 0 | 0 | 0 | 0 | 0 | 0 | 0 | 0 | 0 | 0 | 0 | 0 | 0 | 0 | 0 | 0 | 0 | 0 | 0 | 0 | 0 | 0 | 0 | 0 | 0 | 0 | 0 | 0 | 0 | 0 | 0 | 0 | 0 | 0 | 0 | 0 | 0 | 0 | 0 | 0 | 0 | 0 | 0 | 0 | 0 | 0 | 0 | 0 | 0 | 0 | 0 | 0 | 0 | 0 | 0 | 0 | 0 | 0 | 0 | 0 | 0 | 0 | 0 | 0 | 0 | 0 | 0 | 0 | 0 | 0 | 0 | 0 | 0 | 0 | 0 | 0 | 0 | 0 | 0 | 0 | 0 | 0 | 0 | 0 | 0 | 0 | 0 | 0 | 0 | 0 | 0 | 0 | 0 | 0 | 0 | 0 | 0 | 0 | 0 | 0 | 0 | 0 | 0 | 0 | 0 | 0 | 0 | 0 | 0 | 0 | 0 | 0 | 0 | 0 | 0 | 0 | 0 | 0 | 0 | 0 | 0 | 0 | 0 | 0 | 0 | 0 | 0 | 0 | 0 | 0 | 0 | 0 | 0 | 0 | 0 | 0 | 0 | 0 | 0 | 0 | 0 | 0 | 0 | 0 | 0 | 0 | 0 | 0 | 0 | 0 | 0 | 0 | 0 | 0 | 0 | 0 | 0 | 0 | 0 | 0 | 0 | 0 | 0 | 0 | 0 | 0 | 0 | 0 | 0 | 0 | 0 | 0 | 0 | 0 | 0 | 0 | 0 | 0 | 0 | 0 | 0 | 0 | 0 | 0 | 0 | 0 | 0 | 0 | 0 | 0 | 0 | 0 | 0 | 0 | 0 | 0 | 0 | 0 | 0 | 0 | 0 | 0 | 0 | 0 | 0 | 0 | 0 | 0 | 0 | 0 | 0 | 0 | 0 | 0 | 0 | 0 | 0 | 0 | 0 | 0 | 0 | 0 | 0 | 0 | 0 | 0 | 0 | 0 | 0 | 0 | 0 | 83
OR_Residential_LI - Single Family_Existing_Space Heating_Natural Gas_Furnace | OR | Residential | LI - Single Family | Existing | Water Heating | Natural Gas | Water Heater - Drain Water Heat Recovery | A | ORM36 | None | Installed | 30 | 71.0432 | 0 | 0 | 963.1 | 0 | 0 | 0 | 0.30173 | 0.25 | household | 0% | 0% | Retrofit | Retro1Slow | 84.81% | TBD | 0% | 1235.2236 |  | 545.2075 |  | 0 | NWPCC 2021 Power Plan - Res-GFX-2021P_v2 | NWPCC 2021 Power Plan - Res-GFX-2021P_v2 | NWPCC 2021 Power Plan - Res-GFX-2021P_v2 | None | None | None | None | None | None | None | None | None | None | None | None | None | None | None | None | None | None | None | None | None | None | None | None | None | None | None | Installed | Installed | Installed | Installed | Installed | Installed | Installed | Installed | Installed | Installed | Installed | Installed | Installed | Installed | Installed | Installed | Installed | Installed | Installed | Installed | Installed | Installed | Installed | Installed | Installed | Installed | Installed | 963.1 | 963.1 | 963.1 | 963.1 | 963.1 | 963.1 | 963.1 | 963.1 | 963.1 | 963.1 | 963.1 | 963.1 | 963.1 | 963.1 | 963.1 | 963.1 | 963.1 | 963.1 | 963.1 | 963.1 | 963.1 | 963.1 | 963.1 | 963.1 | 963.1 | 963.1 | 963.1 | 0 | 0 | 69.788 | 69.0903 | 68.3775 | 67.6697 | 66.9811 | 66.3264 | 65.7175 | 65.165 | 64.6776 | 64.263 | 63.9095 | 63.6083 | 63.3518 | 63.1333 | 62.9471 | 62.7888 | 62.6543 | 62.5423 | 62.446 | 62.3631 | 62.2918 | 62.2304 | 62.178 | 62.1334 | 62.0952 | 0 | 0 | 0 | 0 | 0 | 0 | 0 | 0 | 0 | 0 | 0 | 0 | 0 | 0 | 0 | 0 | 0 | 0 | 0 | 0 | 0 | 0 | 0 | 0 | 0 | 0 | 0 | 0 | 0 | 0 | 0 | 0 | 0 | 0 | 0 | 0 | 0 | 0 | 0 | 0 | 0 | 0 | 0 | 0 | 0 | 0 | 0 | 0 | 0 | 0 | 0 | 0 | 0 | 0 | 0 | 0 | 0 | 0 | 0 | 0 | 0 | 0 | 0 | 0 | 0 | 0 | 0 | 0 | 0 | 0 | 0 | 0 | 0 | 0 | 0 | 0 | 0 | 0 | 0 | 0 | 0 | 0 | 0 | 0 | 0 | 0 | 0 | 0 | 0 | 0 | 0 | 0 | 0 | 0 | 0 | 0 | 0 | 0 | 0 | 0 | 0 | 0 | 0 | 0 | 0 | 0 | 0 | 0 | 0 | 0 | 0 | 0 | 0 | 0 | 0 | 0 | 0 | 0 | 0 | 0 | 0 | 0 | 0 | 0 | 0 | 0 | 0 | 0 | 0 | 0 | 0 | 0 | 0 | 0 | 0 | 0 | 0 | 0 | 0 | 0 | 0 | 0 | 0 | 0 | 0 | 0 | 0 | 0 | 0 | 0 | 0 | 0 | 0 | 0 | 0 | 0 | 0 | 0 | 0 | 0 | 0 | 0 | 0 | 0 | 0 | 0 | 0 | 0 | 0 | 0 | 0 | 0 | 0 | 0 | 0 | 0 | 0 | 0 | 0 | 0 | 0 | 0 | 0 | 0 | 0 | 0 | 0 | 0 | 0 | 0 | 0 | 0 | 0 | 0 | 0 | 0 | 0 | 0 | 0 | 0 | 0 | 0 | 0 | 0 | 0 | 0 | 0 | 0 | 0 | 0 | 0 | 0 | 0 | 0 | 0 | 0 | 0 | 0 | 0 | 0 | 0 | 0 | 0 | 0 | 0 | 0 | 0 | 0 | 0 | 0 | 0 | 0 | 0 | 0 | 0 | 0 | 0 | 0 | 0 | 0 | 0 | 0 | 0 | 0 | 0 | 0 | 0 | 0 | 0 | 0 | 0 | 0 | 0 | 0 | 0 | 0 | 0 | 0 | 0 | 0 | 0 | 0 | 0 | 0 | 0 | 0 | 0 | 0 | 0 | 0 | 0 | 0 | 0 | 0 | 0 | 0 | 0 | 0 | 0 | 0 | 0 | 0 | 0 | 0 | 0 | 0 | 0 | 0 | 0 | 0 | 0 | 0 | 0 | 0 | 0 | 0 | 0 | 0 | 0 | 0 | 0 | 0 | 0 | 0 | 0 | 0 | 0 | 0 | 0 | 0 | 0 | 0 | 0 | 0 | 0 | 0 | 0 | 0 | 0 | 0 | 0 | 0 | 0 | 0 | 0 | 0 | 0 | 0 | 0 | 0 | 0 | 0 | 0 | 0 | 0 | 0 | 0 | 0 | 0 | 0 | 0 | 0 | 0 | 0 | 0 | 0 | 0 | 0 | 0 | 0 | 0 | 0 | 0 | 0 | 0 | 0 | 0 | 0 | 0 | 0 | 0 | 0 | 0 | 0 | 0 | 0 | 0 | 0 | 0 | 0 | 0 | 0 | 0 | 0 | 0 | 0 | 0 | 0 | 0 | 0 | 0 | 0 | 0 | 0 | 0 | 0 | 0 | 0 | 0 | 0 | 0 | 0 | 0 | 0 | 0 | 0 | 0 | 0 | 0 | 0 | 1149.165 | 1160.76 | 1172.8374 | 1185.0671 | 1197.1888 | 1208.9219 | 1220.013 | 1230.2297 | 1239.3609 | 1247.2173 | 1253.9858 | 1259.8097 | 1264.8185 | 1269.1245 | 1272.8271 | 1276.0072 | 1278.7365 | 1281.0312 | 1283.0102 | 1284.7207 | 1286.1954 | 1287.4689 | 1288.5569 | 1289.4877 | 1290.284 | 507.2226 | 512.3405 | 517.6713 | 523.0692 | 528.4196 | 533.5984 | 538.4938 | 543.0033 | 547.0336 | 550.5013 | 553.4888 | 556.0594 | 558.2702 | 560.1708 | 561.8051 | 563.2087 | 564.4134 | 565.4262 | 566.2997 | 567.0547 | 567.7056 | 568.2677 | 568.7479 | 569.1588 | 569.5103 | 84
OR_Residential_LI - Single Family_Existing_Space Heating_Natural Gas_Furnace | OR | Residential | LI - Single Family | Existing | Water Heating | Natural Gas | Water Heater - Faucet Aerators | A | ORM37 | None | Installed | 10 | 2.5443 | 0 | 0 | 5.2 | 0 | 0 | 0 | 0.30173 | 0.25 | aerators | 85% | 85% | Retrofit | Retro12Med | 75.44% | TBD | 0% | 365.723 |  | 161.4242 |  | 0 | RTF Wkbk - Aerators_v1_1 | RTF Wkbk - Aerators_v1_1 | RTF Wkbk - Aerators_v1_1 | None | None | None | None | None | None | None | None | None | None | None | None | None | None | None | None | None | None | None | None | None | None | None | None | None | None | None | Installed | Installed | Installed | Installed | Installed | Installed | Installed | Installed | Installed | Installed | Installed | Installed | Installed | Installed | Installed | Installed | Installed | Installed | Installed | Installed | Installed | Installed | Installed | Installed | Installed | Installed | Installed | 5.2 | 5.2 | 5.2 | 5.2 | 5.2 | 5.2 | 5.2 | 5.2 | 5.2 | 5.2 | 5.2 | 5.2 | 5.2 | 5.2 | 5.2 | 5.2 | 5.2 | 5.2 | 5.2 | 5.2 | 5.2 | 5.2 | 5.2 | 5.2 | 5.2 | 5.2 | 5.2 | 0 | 0 | 2.4993 | 2.4744 | 2.4489 | 2.4236 | 2.3991 | 2.3758 | 2.3542 | 2.3347 | 2.3175 | 2.3029 | 2.2904 | 2.2798 | 2.2708 | 2.2631 | 2.2565 | 2.2509 | 2.2461 | 2.2421 | 2.2386 | 2.2356 | 2.2331 | 2.2309 | 2.229 | 2.2274 | 2.226 | 0 | 0 | 0 | 0 | 0 | 0 | 0 | 0 | 0 | 0 | 0 | 0 | 0 | 0 | 0 | 0 | 0 | 0 | 0 | 0 | 0 | 0 | 0 | 0 | 0 | 0 | 0 | 0 | 0 | 0 | 0 | 0 | 0 | 0 | 0 | 0 | 0 | 0 | 0 | 0 | 0 | 0 | 0 | 0 | 0 | 0 | 0 | 0 | 0 | 0 | 0 | 0 | 0 | 0 | 0 | 0 | 0 | 0 | 0 | 0 | 0 | 0 | 0 | 0 | 0 | 0 | 0 | 0 | 0 | 0 | 0 | 0 | 0 | 0 | 0 | 0 | 0 | 0 | 0 | 0 | 0 | 0 | 0 | 0 | 0 | 0 | 0 | 0 | 0 | 0 | 0 | 0 | 0 | 0 | 0 | 0 | 0 | 0 | 0 | 0 | 0 | 0 | 0 | 0 | 0 | 0 | 0 | 0 | 0 | 0 | 0 | 0 | 0 | 0 | 0 | 0 | 0 | 0 | 0 | 0 | 0 | 0 | 0 | 0 | 0 | 0 | 0 | 0 | 0 | 0 | 0 | 0 | 0 | 0 | 0 | 0 | 0 | 0 | 0 | 0 | 0 | 0 | 0 | 0 | 0 | 0 | 0 | 0 | 0 | 0 | 0 | 0 | 0 | 0 | 0 | 0 | 0 | 0 | 0 | 0 | 0 | 0 | 0 | 0 | 0 | 0 | 0 | 0 | 0 | 0 | 0 | 0 | 0 | 0 | 0 | 0 | 0 | 0 | 0 | 0 | 0 | 0 | 0 | 0 | 0 | 0 | 0 | 0 | 0 | 0 | 0 | 0 | 0 | 0 | 0 | 0 | 0 | 0 | 0 | 0 | 0 | 0 | 0 | 0 | 0 | 0 | 0 | 0 | 0 | 0 | 0 | 0 | 0 | 0 | 0 | 0 | 0 | 0 | 0 | 0 | 0 | 0 | 0 | 0 | 0 | 0 | 0 | 0 | 0 | 0 | 0 | 0 | 0 | 0 | 0 | 0 | 0 | 0 | 0 | 0 | 0 | 0 | 0 | 0 | 0 | 0 | 0 | 0 | 0 | 0 | 0 | 0 | 0 | 0 | 0 | 0 | 0 | 0 | 0 | 0 | 0 | 0 | 0 | 0 | 0 | 0 | 0 | 0 | 0 | 0 | 0 | 0 | 0 | 0 | 0 | 0 | 0 | 0 | 0 | 0 | 0 | 0 | 0 | 0 | 0 | 0 | 0 | 0 | 0 | 0 | 0 | 0 | 0 | 0 | 0 | 0 | 0 | 0 | 0 | 0 | 0 | 0 | 0 | 0 | 0 | 0 | 0 | 0 | 0 | 0 | 0 | 0 | 0 | 0 | 0 | 0 | 0 | 0 | 0 | 0 | 0 | 0 | 0 | 0 | 0 | 0 | 0 | 0 | 0 | 0 | 0 | 0 | 0 | 0 | 0 | 0 | 0 | 0 | 0 | 0 | 0 | 0 | 0 | 0 | 0 | 0 | 0 | 0 | 0 | 0 | 0 | 0 | 0 | 0 | 0 | 0 | 0 | 0 | 0 | 0 | 0 | 0 | 0 | 0 | 0 | 0 | 0 | 0 | 0 | 0 | 0 | 0 | 0 | 0 | 0 | 0 | 0 | 0 | 0 | 0 | 0 | 0 | 0 | 0 | 0 | 0 | 0 | 0 | 0 | 0 | 0 | 0 | 0 | 0 | 0 | 0 | 0 | 0 | 0 | 0 | 340.2429 | 343.676 | 347.2518 | 350.8728 | 354.4618 | 357.9357 | 361.2195 | 364.2445 | 366.948 | 369.2741 | 371.2781 | 373.0024 | 374.4854 | 375.7604 | 376.8566 | 377.7982 | 378.6063 | 379.2857 | 379.8716 | 380.3781 | 380.8147 | 381.1917 | 381.5139 | 381.7895 | 382.0252 | 150.1777 | 151.693 | 153.2713 | 154.8695 | 156.4536 | 157.987 | 159.4364 | 160.7716 | 161.9648 | 162.9916 | 163.8761 | 164.6372 | 165.2918 | 165.8545 | 166.3384 | 166.7539 | 167.1106 | 167.4105 | 167.6691 | 167.8927 | 168.0854 | 168.2518 | 168.394 | 168.5156 | 168.6197 | 85
OR_Residential_LI - Single Family_Existing_Space Heating_Natural Gas_Furnace | OR | Residential | LI - Single Family | Existing | Water Heating | Natural Gas | Water Heater - Low-Flow Showerheads | A | ORM38 | None | Installed | 10 | 10.6138 | 0 | 0 | 19.72 | 0 | 0 | 0 | 0.30173 | 0.25 | showerheads | 95% | 95% | Retrofit | Retro12Med | 75.44% | TBD | 0% | 332.4684 |  | 146.7461 |  | 0 | RTF: Showerheads_v3.1 | RTF: Showerheads_v3.1 | RTF: Showerheads_v3.1 | None | None | None | None | None | None | None | None | None | None | None | None | None | None | None | None | None | None | None | None | None | None | None | None | None | None | None | Installed | Installed | Installed | Installed | Installed | Installed | Installed | Installed | Installed | Installed | Installed | Installed | Installed | Installed | Installed | Installed | Installed | Installed | Installed | Installed | Installed | Installed | Installed | Installed | Installed | Installed | Installed | 19.72 | 19.72 | 19.72 | 19.72 | 19.72 | 19.72 | 19.72 | 19.72 | 19.72 | 19.72 | 19.72 | 19.72 | 19.72 | 19.72 | 19.72 | 19.72 | 19.72 | 19.72 | 19.72 | 19.72 | 19.72 | 19.72 | 19.72 | 19.72 | 19.72 | 19.72 | 19.72 | 0 | 0 | 10.4264 | 10.3222 | 10.2159 | 10.1105 | 10.0081 | 9.911 | 9.8209 | 9.7393 | 9.6676 | 9.6067 | 9.5548 | 9.5106 | 9.473 | 9.4408 | 9.4134 | 9.3899 | 9.3699 | 9.3531 | 9.3387 | 9.3262 | 9.3155 | 9.3063 | 9.2985 | 9.2918 | 9.286 | 0 | 0 | 0 | 0 | 0 | 0 | 0 | 0 | 0 | 0 | 0 | 0 | 0 | 0 | 0 | 0 | 0 | 0 | 0 | 0 | 0 | 0 | 0 | 0 | 0 | 0 | 0 | 0 | 0 | 0 | 0 | 0 | 0 | 0 | 0 | 0 | 0 | 0 | 0 | 0 | 0 | 0 | 0 | 0 | 0 | 0 | 0 | 0 | 0 | 0 | 0 | 0 | 0 | 0 | 0 | 0 | 0 | 0 | 0 | 0 | 0 | 0 | 0 | 0 | 0 | 0 | 0 | 0 | 0 | 0 | 0 | 0 | 0 | 0 | 0 | 0 | 0 | 0 | 0 | 0 | 0 | 0 | 0 | 0 | 0 | 0 | 0 | 0 | 0 | 0 | 0 | 0 | 0 | 0 | 0 | 0 | 0 | 0 | 0 | 0 | 0 | 0 | 0 | 0 | 0 | 0 | 0 | 0 | 0 | 0 | 0 | 0 | 0 | 0 | 0 | 0 | 0 | 0 | 0 | 0 | 0 | 0 | 0 | 0 | 0 | 0 | 0 | 0 | 0 | 0 | 0 | 0 | 0 | 0 | 0 | 0 | 0 | 0 | 0 | 0 | 0 | 0 | 0 | 0 | 0 | 0 | 0 | 0 | 0 | 0 | 0 | 0 | 0 | 0 | 0 | 0 | 0 | 0 | 0 | 0 | 0 | 0 | 0 | 0 | 0 | 0 | 0 | 0 | 0 | 0 | 0 | 0 | 0 | 0 | 0 | 0 | 0 | 0 | 0 | 0 | 0 | 0 | 0 | 0 | 0 | 0 | 0 | 0 | 0 | 0 | 0 | 0 | 0 | 0 | 0 | 0 | 0 | 0 | 0 | 0 | 0 | 0 | 0 | 0 | 0 | 0 | 0 | 0 | 0 | 0 | 0 | 0 | 0 | 0 | 0 | 0 | 0 | 0 | 0 | 0 | 0 | 0 | 0 | 0 | 0 | 0 | 0 | 0 | 0 | 0 | 0 | 0 | 0 | 0 | 0 | 0 | 0 | 0 | 0 | 0 | 0 | 0 | 0 | 0 | 0 | 0 | 0 | 0 | 0 | 0 | 0 | 0 | 0 | 0 | 0 | 0 | 0 | 0 | 0 | 0 | 0 | 0 | 0 | 0 | 0 | 0 | 0 | 0 | 0 | 0 | 0 | 0 | 0 | 0 | 0 | 0 | 0 | 0 | 0 | 0 | 0 | 0 | 0 | 0 | 0 | 0 | 0 | 0 | 0 | 0 | 0 | 0 | 0 | 0 | 0 | 0 | 0 | 0 | 0 | 0 | 0 | 0 | 0 | 0 | 0 | 0 | 0 | 0 | 0 | 0 | 0 | 0 | 0 | 0 | 0 | 0 | 0 | 0 | 0 | 0 | 0 | 0 | 0 | 0 | 0 | 0 | 0 | 0 | 0 | 0 | 0 | 0 | 0 | 0 | 0 | 0 | 0 | 0 | 0 | 0 | 0 | 0 | 0 | 0 | 0 | 0 | 0 | 0 | 0 | 0 | 0 | 0 | 0 | 0 | 0 | 0 | 0 | 0 | 0 | 0 | 0 | 0 | 0 | 0 | 0 | 0 | 0 | 0 | 0 | 0 | 0 | 0 | 0 | 0 | 0 | 0 | 0 | 0 | 0 | 0 | 0 | 0 | 0 | 0 | 0 | 0 | 0 | 0 | 0 | 0 | 0 | 0 | 0 | 0 | 0 | 0 | 0 | 0 | 0 | 0 | 309.3052 | 312.426 | 315.6768 | 318.9685 | 322.2311 | 325.3891 | 328.3744 | 331.1243 | 333.582 | 335.6966 | 337.5184 | 339.0859 | 340.4341 | 341.593 | 342.5896 | 343.4456 | 344.1802 | 344.7978 | 345.3305 | 345.7909 | 346.1878 | 346.5306 | 346.8234 | 347.0739 | 347.2883 | 136.5222 | 137.8997 | 139.3346 | 140.7875 | 142.2275 | 143.6214 | 144.9391 | 146.1528 | 147.2376 | 148.171 | 148.9751 | 149.667 | 150.262 | 150.7736 | 151.2135 | 151.5913 | 151.9155 | 152.1881 | 152.4232 | 152.6264 | 152.8016 | 152.9529 | 153.0822 | 153.1928 | 153.2874 | 86
OR_Residential_LI - Single Family_Existing_Space Heating_Natural Gas_Furnace | OR | Residential | LI - Single Family | Existing | Water Heating | Natural Gas | Water Heater - Shower Timer | A | ORM39 | None | Installed | 2 | 3.1076 | 0 | 0 | 20 | 7.36 | 0 | 0 | 0.30173 | 0.25 | household | 0% | 10% | Retrofit | Retro3Slow | 84.16% | TBD | 0% | 2156.5084 |  | 2095.8231 |  | 0.013823 | Il TRM - 5.4.9 - RS-DHW-SHTM-V04-220101 | Il TRM - 5.4.9 - RS-DHW-SHTM-V04-220101 | Il TRM - 5.4.9 - RS-DHW-SHTM-V04-220101 | None | None | None | None | None | None | None | None | None | None | None | None | None | None | None | None | None | None | None | None | None | None | None | None | None | None | None | Installed | Installed | Installed | Installed | Installed | Installed | Installed | Installed | Installed | Installed | Installed | Installed | Installed | Installed | Installed | Installed | Installed | Installed | Installed | Installed | Installed | Installed | Installed | Installed | Installed | Installed | Installed | 20 | 20 | 20 | 20 | 20 | 20 | 20 | 20 | 20 | 20 | 20 | 20 | 20 | 20 | 20 | 20 | 20 | 20 | 20 | 20 | 20 | 20 | 20 | 20 | 20 | 20 | 20 | 0 | 0 | 3.0456 | 3.0075 | 2.9668 | 2.9236 | 2.8773 | 2.8282 | 2.7772 | 2.7246 | 2.6716 | 2.6195 | 2.5694 | 2.522 | 2.4778 | 2.4371 | 2.3993 | 2.3632 | 2.3281 | 2.2936 | 2.26 | 2.2269 | 2.1947 | 2.1633 | 2.1329 | 2.1039 | 2.0765 | 0.016257 | 0.02532 | 0.034288 | 0.062117 | 0.084615 | 0.10006 | 0.087263 | 0.064769 | 0 | 0 | 0 | 0 | 0 | 0 | 0 | 0 | 0 | 0 | 0 | 0 | 0 | 0 | 0 | 0 | 0 | 0.016257 | 0.041373 | 0.075102 | 0.13612 | 0.21858 | 0.31491 | 0.39649 | 0.45376 | 0.44493 | 0.43624 | 0.42791 | 0.42 | 0.41266 | 0.40586 | 0.39958 | 0.39356 | 0.38772 | 0.38198 | 0.37637 | 0.37087 | 0.36551 | 0.36028 | 0.35522 | 0.35037 | 0.34581 | 5.3378 | 8.4189 | 11.5569 | 21.2469 | 29.4081 | 35.3773 | 31.4214 | 23.7714 | 0 | 0 | 0 | 0 | 0 | 0 | 0 | 0 | 0 | 0 | 0 | 0 | 0 | 0 | 0 | 0 | 0 | 5.3378 | 13.7567 | 25.3137 | 46.5606 | 75.9686 | 111.346 | 142.7674 | 166.5388 | 166.5388 | 166.5388 | 166.5388 | 166.5388 | 166.5388 | 166.5388 | 166.5388 | 166.5388 | 166.5388 | 166.5388 | 166.5388 | 166.5388 | 166.5388 | 166.5388 | 166.5388 | 166.5388 | 166.5388 | 0.013823 | 0.021537 | 0.02918 | 0.052898 | 0.07212 | 0.085377 | 0.074563 | 0.055432 | 0 | 0 | 0 | 0 | 0 | 0 | 0 | 0 | 0 | 0 | 0 | 0 | 0 | 0 | 0 | 0 | 0 | 0.013823 | 0.035193 | 0.063914 | 0.11592 | 0.1863 | 0.26871 | 0.33879 | 0.38835 | 0.3815 | 0.37481 | 0.36843 | 0.36241 | 0.35682 | 0.35167 | 0.34692 | 0.34239 | 0.338 | 0.33371 | 0.32952 | 0.32542 | 0.32144 | 0.31756 | 0.31381 | 0.31023 | 0.30685 | 4.5371 | 7.1561 | 9.8234 | 18.0598 | 24.9969 | 30.0707 | 26.7082 | 20.2057 | 0 | 0 | 0 | 0 | 0 | 0 | 0 | 0 | 0 | 0 | 0 | 0 | 0 | 0 | 0 | 0 | 0 | 4.5371 | 11.6932 | 21.5166 | 39.5765 | 64.5733 | 94.6441 | 121.3523 | 141.558 | 141.558 | 141.558 | 141.558 | 141.558 | 141.558 | 141.558 | 141.558 | 141.558 | 141.558 | 141.558 | 141.558 | 141.558 | 141.558 | 141.558 | 141.558 | 141.558 | 141.558 | 0 | 0 | 0 | 0 | 0 | 0 | 0 | 0 | 0 | 0 | 0 | 0 | 0 | 0 | 0 | 0 | 0 | 0 | 0 | 0 | 0 | 0 | 0 | 0 | 0 | 0 | 0 | 0 | 0 | 0 | 0 | 0 | 0 | 0 | 0 | 0 | 0 | 0 | 0 | 0 | 0 | 0 | 0 | 0 | 0 | 0 | 0 | 0 | 0 | 0 | 0 | 0 | 0 | 0 | 0 | 0 | 0 | 0 | 0 | 0 | 0 | 0 | 0 | 0 | 0 | 0 | 0 | 0 | 0 | 0 | 0 | 0 | 0 | 0 | 0 | 0 | 0 | 0 | 0 | 0 | 0 | 0 | 0 | 0 | 0 | 0 | 0 | 0 | 0 | 0 | 0 | 0 | 0 | 0 | 0 | 0 | 0 | 0 | 0 | 0 | 0 | 0 | 0 | 0 | 0 | 0 | 0 | 0 | 0 | 0 | 0 | 0 | 0 | 0 | 0 | 0 | 0 | 0 | 0 | 0 | 0 | 0 | 0 | 0 | 0 | 0 | 0 | 0 | 0 | 0 | 0 | 0 | 0 | 0 | 0 | 0 | 0 | 0 | 0 | 0 | 0 | 0 | 0 | 0 | 0 | 0 | 0 | 0 | 0 | 0 | 0 | 0 | 0 | 0 | 0 | 0 | 0 | 0 | 0 | 0 | 0 | 0 | 0 | 0 | 0 | 0 | 0 | 0 | 0 | 0 | 0 | 0 | 0 | 0 | 0 | 0 | 0 | 0 | 0 | 0 | 0 | 0 | 0 | 0 | 0 | 0 | 0 | 0 | 0 | 0 | 0 | 0 | 0 | 0 | 0 | 0 | 0 | 0 | 0 | 0 | 2006.2635 | 2026.5065 | 2047.5919 | 2068.9431 | 2090.1056 | 2110.5898 | 2129.9532 | 2147.79 | 2163.7315 | 2177.4477 | 2189.2643 | 2199.432 | 2208.1766 | 2215.6942 | 2222.1584 | 2227.7104 | 2232.4752 | 2236.4815 | 2239.9365 | 2242.9227 | 2245.4974 | 2247.7206 | 2249.6201 | 2251.2453 | 2252.6354 | 1949.8062 | 1969.4795 | 1989.9716 | 2010.7218 | 2031.2889 | 2051.1966 | 2070.0151 | 2087.35 | 2102.8429 | 2116.1731 | 2127.6572 | 2137.5387 | 2146.0372 | 2153.3433 | 2159.6256 | 2165.0213 | 2169.6521 | 2173.5456 | 2176.9035 | 2179.8057 | 2182.3079 | 2184.4685 | 2186.3145 | 2187.894 | 2189.245 | 87
OR_Residential_LI - Single Family_Existing_Space Heating_Natural Gas_Furnace | OR | Residential | LI - Single Family | Existing | Water Heating | Natural Gas | Water Heater - Pipe Insulation | A | ORM40 | Uninsulated Pipe | R-4 Insulation Installed | 15 | 0.83375 | 0 | 0 | 3.06 | 0 | 0 | 0 | 0.30173 | 0.25 | feet pipe | 22% | 25% | Retrofit | Retro3Slow | 84.16% | TBD | 0% | 490.5206 |  | 216.5078 |  | 0.005574 | IL TRM - 5.4.1 - RS-HWE-PINS-V05-220101 | IL TRM - 5.4.1 - RS-HWE-PINS-V05-220101 | IL TRM - 5.4.1 - RS-HWE-PINS-V05-220101 | Uninsulated Pipe | Uninsulated Pipe | Uninsulated Pipe | Uninsulated Pipe | Uninsulated Pipe | Uninsulated Pipe | Uninsulated Pipe | Uninsulated Pipe | Uninsulated Pipe | Uninsulated Pipe | Uninsulated Pipe | Uninsulated Pipe | Uninsulated Pipe | Uninsulated Pipe | Uninsulated Pipe | Uninsulated Pipe | Uninsulated Pipe | Uninsulated Pipe | Uninsulated Pipe | Uninsulated Pipe | Uninsulated Pipe | Uninsulated Pipe | Uninsulated Pipe | Uninsulated Pipe | Uninsulated Pipe | Uninsulated Pipe | Uninsulated Pipe | R-4 Insulation Installed | R-4 Insulation Installed | R-4 Insulation Installed | R-4 Insulation Installed | R-4 Insulation Installed | R-4 Insulation Installed | R-4 Insulation Installed | R-4 Insulation Installed | R-4 Insulation Installed | R-4 Insulation Installed | R-4 Insulation Installed | R-4 Insulation Installed | R-4 Insulation Installed | R-4 Insulation Installed | R-4 Insulation Installed | R-4 Insulation Installed | R-4 Insulation Installed | R-4 Insulation Installed | R-4 Insulation Installed | R-4 Insulation Installed | R-4 Insulation Installed | R-4 Insulation Installed | R-4 Insulation Installed | R-4 Insulation Installed | R-4 Insulation Installed | R-4 Insulation Installed | R-4 Insulation Installed | 3.06 | 3.06 | 3.06 | 3.06 | 3.06 | 3.06 | 3.06 | 3.06 | 3.06 | 3.06 | 3.06 | 3.06 | 3.06 | 3.06 | 3.06 | 3.06 | 3.06 | 3.06 | 3.06 | 3.06 | 3.06 | 3.06 | 3.06 | 3.06 | 3.06 | 3.06 | 3.06 | 0 | 0 | 0.81902 | 0.81084 | 0.80249 | 0.79421 | 0.78617 | 0.77854 | 0.77146 | 0.76506 | 0.75942 | 0.75464 | 0.75056 | 0.74709 | 0.74413 | 0.74161 | 0.73945 | 0.73761 | 0.73603 | 0.73472 | 0.73358 | 0.73261 | 0.73177 | 0.73104 | 0.73043 | 0.7299 | 0.72945 | 0.0065577 | 0.01024 | 0.020337 | 0.035341 | 0.054603 | 0.075958 | 0.096119 | 0.11158 | 0.11968 | 0.11933 | 0.11115 | 0.097135 | 0.079946 | 0.062179 | 0.045837 | 0.026208 | 0.012141 | 0 | 0 | 0 | 0 | 0 | 0 | 0 | 0 | 0.0065577 | 0.016732 | 0.036896 | 0.071857 | 0.12573 | 0.20047 | 0.29477 | 0.4039 | 0.52061 | 0.63666 | 0.74438 | 0.83807 | 0.9147 | 0.97378 | 1.0168 | 1.0405 | 1.0504 | 1.0485 | 1.0469 | 1.0455 | 1.0443 | 1.0433 | 1.0424 | 1.0416 | 1.041 | 8.0067 | 12.6284 | 25.3421 | 44.4987 | 69.4542 | 97.5647 | 124.5931 | 145.8501 | 157.6005 | 158.1334 | 148.0902 | 130.017 | 107.4349 | 83.843 | 61.9879 | 35.5316 | 16.4953 | 0 | 0 | 0 | 0 | 0 | 0 | 0 | 0 | 8.0067 | 20.6351 | 45.9772 | 90.4759 | 159.9302 | 257.4949 | 382.088 | 527.9381 | 685.5386 | 843.6719 | 991.7621 | 1121.7791 | 1229.214 | 1313.057 | 1375.045 | 1410.5765 | 1427.0718 | 1427.0718 | 1427.0718 | 1427.0718 | 1427.0718 | 1427.0718 | 1427.0718 | 1427.0718 | 1427.0718 | 0.005574 | 0.0087037 | 0.017286 | 0.03004 | 0.046412 | 0.064564 | 0.081701 | 0.094846 | 0.10173 | 0.10143 | 0.094478 | 0.082565 | 0.067954 | 0.052852 | 0.038962 | 0.022277 | 0.01032 | 0 | 0 | 0 | 0 | 0 | 0 | 0 | 0 | 0.005574 | 0.014222 | 0.031362 | 0.061079 | 0.10687 | 0.1704 | 0.25055 | 0.34332 | 0.44252 | 0.54117 | 0.63272 | 0.71236 | 0.7775 | 0.82771 | 0.86426 | 0.88439 | 0.89282 | 0.89122 | 0.88984 | 0.88866 | 0.88764 | 0.88676 | 0.88601 | 0.88537 | 0.88483 | 6.8057 | 10.7341 | 21.5408 | 37.8239 | 59.0361 | 82.93 | 105.9042 | 123.9726 | 133.9604 | 134.4133 | 125.8766 | 110.5145 | 91.3197 | 71.2666 | 52.6898 | 30.2018 | 14.021 | 0 | 0 | 0 | 0 | 0 | 0 | 0 | 0 | 6.8057 | 17.5398 | 39.0806 | 76.9045 | 135.9406 | 218.8706 | 324.7748 | 448.7474 | 582.7078 | 717.1211 | 842.9978 | 953.5123 | 1044.8319 | 1116.0985 | 1168.7882 | 1198.9901 | 1213.0111 | 1213.0111 | 1213.0111 | 1213.0111 | 1213.0111 | 1213.0111 | 1213.0111 | 1213.0111 | 1213.0111 | 0.005574 | 0.0087037 | 0.017286 | 0.03004 | 0.046412 | 0.064564 | 0.081701 | 0.094846 | 0.10173 | 0.10143 | 0.094478 | 0.082565 | 0.067954 | 0.052852 | 0.038962 | 0.022277 | 0.01032 | 0 | 0 | 0 | 0 | 0 | 0 | 0 | 0 | 0.005574 | 0.014222 | 0.031362 | 0.061079 | 0.10687 | 0.1704 | 0.25055 | 0.34332 | 0.44252 | 0.54117 | 0.63272 | 0.71236 | 0.7775 | 0.82771 | 0.86426 | 0.88439 | 0.89282 | 0.89122 | 0.88984 | 0.88866 | 0.88764 | 0.88676 | 0.88601 | 0.88537 | 0.88483 | 6.8057 | 10.7341 | 21.5408 | 37.8239 | 59.0361 | 82.93 | 105.9042 | 123.9726 | 133.9604 | 134.4133 | 125.8766 | 110.5145 | 91.3197 | 71.2666 | 52.6898 | 30.2018 | 14.021 | 0 | 0 | 0 | 0 | 0 | 0 | 0 | 0 | 6.8057 | 17.5398 | 39.0806 | 76.9045 | 135.9406 | 218.8706 | 324.7748 | 448.7474 | 582.7078 | 717.1211 | 842.9978 | 953.5123 | 1044.8319 | 1116.0985 | 1168.7882 | 1198.9901 | 1213.0111 | 1213.0111 | 1213.0111 | 1213.0111 | 1213.0111 | 1213.0111 | 1213.0111 | 1213.0111 | 1213.0111 | 0.005574 | 0.0087037 | 0.017286 | 0.03004 | 0.046412 | 0.064564 | 0.081701 | 0.094846 | 0.10173 | 0.10143 | 0.094478 | 0.082565 | 0.067954 | 0.052852 | 0.038962 | 0.022277 | 0.01032 | 0 | 0 | 0 | 0 | 0 | 0 | 0 | 0 | 0.005574 | 0.014222 | 0.031362 | 0.061079 | 0.10687 | 0.1704 | 0.25055 | 0.34332 | 0.44252 | 0.54117 | 0.63272 | 0.71236 | 0.7775 | 0.82771 | 0.86426 | 0.88439 | 0.89282 | 0.89122 | 0.88984 | 0.88866 | 0.88764 | 0.88676 | 0.88601 | 0.88537 | 0.88483 | 6.8057 | 10.7341 | 21.5408 | 37.8239 | 59.0361 | 82.93 | 105.9042 | 123.9726 | 133.9604 | 134.4133 | 125.8766 | 110.5145 | 91.3197 | 71.2666 | 52.6898 | 30.2018 | 14.021 | 0 | 0 | 0 | 0 | 0 | 0 | 0 | 0 | 6.8057 | 17.5398 | 39.0806 | 76.9045 | 135.9406 | 218.8706 | 324.7748 | 448.7474 | 582.7078 | 717.1211 | 842.9978 | 953.5123 | 1044.8319 | 1116.0985 | 1168.7882 | 1198.9901 | 1213.0111 | 1213.0111 | 1213.0111 | 1213.0111 | 1213.0111 | 1213.0111 | 1213.0111 | 1213.0111 | 1213.0111 | 456.3458 | 460.9503 | 465.7464 | 470.603 | 475.4166 | 480.076 | 484.4804 | 488.5375 | 492.1636 | 495.2835 | 497.9713 | 500.284 | 502.2731 | 503.9831 | 505.4534 | 506.7163 | 507.8001 | 508.7114 | 509.4972 | 510.1765 | 510.7621 | 511.2678 | 511.6999 | 512.0695 | 512.3857 | 201.4236 | 203.4559 | 205.5729 | 207.7165 | 209.8411 | 211.8977 | 213.8417 | 215.6325 | 217.233 | 218.61 | 219.7964 | 220.8172 | 221.6951 | 222.4499 | 223.0989 | 223.6563 | 224.1347 | 224.5369 | 224.8838 | 225.1836 | 225.4421 | 225.6653 | 225.856 | 226.0191 | 226.1587 | 88
OR_Residential_LI - Single Family_Existing_Space Heating_Natural Gas_Furnace | OR | Residential | LI - Single Family | Existing | Water Heating | Natural Gas | Water Heater - Desuperheater | A | ORM41 | None | Installed | 20 | 87.4985 | 0 | 0 | 1449.47 | 0 | 0 | 0 | 0.30173 | 0.25 | household | 0% | 2.502% | Retrofit | Retro3Slow | 84.16% | TBD | 0% | 1850.6462 |  | 816.845 |  | 0.097564 | RTF WKbk - ResGSHP_v2_7 | RTF WKbk - ResGSHP_v2_7 | RTF WKbk - ResGSHP_v2_7 | None | None | None | None | None | None | None | None | None | None | None | None | None | None | None | None | None | None | None | None | None | None | None | None | None | None | None | Installed | Installed | Installed | Installed | Installed | Installed | Installed | Installed | Installed | Installed | Installed | Installed | Installed | Installed | Installed | Installed | Installed | Installed | Installed | Installed | Installed | Installed | Installed | Installed | Installed | Installed | Installed | 1449.47 | 1449.47 | 1449.47 | 1449.47 | 1449.47 | 1449.47 | 1449.47 | 1449.47 | 1449.47 | 1449.47 | 1449.47 | 1449.47 | 1449.47 | 1449.47 | 1449.47 | 1449.47 | 1449.47 | 1449.47 | 1449.47 | 1449.47 | 1449.47 | 1449.47 | 1449.47 | 1449.47 | 1449.47 | 1449.47 | 1449.47 | 0 | 0 | 85.9472 | 85.0741 | 84.1662 | 83.2361 | 82.2867 | 81.3194 | 80.3342 | 79.3328 | 78.3208 | 77.3085 | 76.2888 | 75.2623 | 74.2333 | 73.2076 | 72.1908 | 71.1879 | 70.2017 | 69.2361 | 68.2872 | 67.3534 | 66.4382 | 65.5452 | 64.6802 | 63.852 | 63.0728 | 0.11478 | 0.17919 | 0.35576 | 0.61779 | 0.95325 | 1.3233 | 1.6695 | 1.9299 | 2.0588 | 2.0391 | 1.8844 | 1.6321 | 1.3302 | 1.0238 | 0.7464 | 0.51696 | 0.34101 | 0.21475 | 0.12936 | 0.086682 | 0 | 0 | 0 | 0 | 0 | 0.11478 | 0.29281 | 0.64545 | 1.2561 | 2.195 | 3.4925 | 5.1197 | 6.9858 | 8.9555 | 10.8788 | 12.6197 | 14.082 | 15.2197 | 16.0332 | 16.5569 | 16.8438 | 16.9515 | 16.9331 | 16.8304 | 16.6869 | 16.4602 | 16.2389 | 16.0246 | 15.8194 | 15.6264 | 1.3355 | 2.1063 | 4.2269 | 7.4221 | 11.5845 | 16.2732 | 20.7814 | 24.3269 | 26.2868 | 26.3757 | 24.7005 | 21.686 | 17.9195 | 13.9845 | 10.3392 | 7.2619 | 4.8576 | 3.1017 | 1.8944 | 1.287 | 0 | 0 | 0 | 0 | 0 | 1.3355 | 3.4418 | 7.6687 | 15.0908 | 26.6754 | 42.9485 | 63.7299 | 88.0568 | 114.3436 | 140.7193 | 165.4198 | 187.1058 | 205.0253 | 219.0098 | 229.349 | 236.6109 | 241.4686 | 244.5702 | 246.4646 | 247.7516 | 247.7516 | 247.7516 | 247.7516 | 247.7516 | 247.7516 | 0.097564 | 0.15232 | 0.30243 | 0.52523 | 0.81059 | 1.1256 | 1.4207 | 1.6434 | 1.7546 | 1.7395 | 1.6095 | 1.396 | 1.1395 | 0.87844 | 0.64156 | 0.44517 | 0.29422 | 0.18565 | 0.11206 | 0.075243 | 0 | 0 | 0 | 0 | 0 | 0.097564 | 0.2489 | 0.54868 | 1.0679 | 1.8665 | 2.9708 | 4.3568 | 5.9487 | 7.6322 | 9.2808 | 10.779 | 12.0446 | 13.0376 | 13.7571 | 14.2315 | 14.5048 | 14.6254 | 14.6383 | 14.579 | 14.4847 | 14.318 | 14.1558 | 13.9989 | 13.8489 | 13.7079 | 1.1351 | 1.7904 | 3.5929 | 6.3088 | 9.8469 | 13.8322 | 17.6642 | 20.6779 | 22.3438 | 22.4193 | 20.9954 | 18.4331 | 15.2316 | 11.8868 | 8.7883 | 6.1726 | 4.129 | 2.6364 | 1.6102 | 1.0939 | 0 | 0 | 0 | 0 | 0 | 1.1351 | 2.9255 | 6.5184 | 12.8272 | 22.6741 | 36.5063 | 54.1704 | 74.8483 | 97.1921 | 119.6114 | 140.6068 | 159.0399 | 174.2715 | 186.1583 | 194.9466 | 201.1193 | 205.2483 | 207.8847 | 209.4949 | 210.5888 | 210.5888 | 210.5888 | 210.5888 | 210.5888 | 210.5888 | 0 | 0 | 0 | 0 | 0 | 0 | 0 | 0 | 0 | 0 | 0 | 0 | 0 | 0 | 0 | 0 | 0 | 0 | 0 | 0 | 0 | 0 | 0 | 0 | 0 | 0 | 0 | 0 | 0 | 0 | 0 | 0 | 0 | 0 | 0 | 0 | 0 | 0 | 0 | 0 | 0 | 0 | 0 | 0 | 0 | 0 | 0 | 0 | 0 | 0 | 0 | 0 | 0 | 0 | 0 | 0 | 0 | 0 | 0 | 0 | 0 | 0 | 0 | 0 | 0 | 0 | 0 | 0 | 0 | 0 | 0 | 0 | 0 | 0 | 0 | 0 | 0 | 0 | 0 | 0 | 0 | 0 | 0 | 0 | 0 | 0 | 0 | 0 | 0 | 0 | 0 | 0 | 0 | 0 | 0 | 0 | 0 | 0 | 0 | 0 | 0.097564 | 0.15232 | 0.30243 | 0.52523 | 0.81059 | 1.1256 | 1.4207 | 1.6434 | 1.7546 | 1.7395 | 1.6095 | 1.396 | 1.1395 | 0.87844 | 0.64156 | 0.44517 | 0.29422 | 0.18565 | 0.11206 | 0.075243 | 0 | 0 | 0 | 0 | 0 | 0.097564 | 0.2489 | 0.54868 | 1.0679 | 1.8665 | 2.9708 | 4.3568 | 5.9487 | 7.6322 | 9.2808 | 10.779 | 12.0446 | 13.0376 | 13.7571 | 14.2315 | 14.5048 | 14.6254 | 14.6383 | 14.579 | 14.4847 | 14.318 | 14.1558 | 13.9989 | 13.8489 | 13.7079 | 1.1351 | 1.7904 | 3.5929 | 6.3088 | 9.8469 | 13.8322 | 17.6642 | 20.6779 | 22.3438 | 22.4193 | 20.9954 | 18.4331 | 15.2316 | 11.8868 | 8.7883 | 6.1726 | 4.129 | 2.6364 | 1.6102 | 1.0939 | 0 | 0 | 0 | 0 | 0 | 1.1351 | 2.9255 | 6.5184 | 12.8272 | 22.6741 | 36.5063 | 54.1704 | 74.8483 | 97.1921 | 119.6114 | 140.6068 | 159.0399 | 174.2715 | 186.1583 | 194.9466 | 201.1193 | 205.2483 | 207.8847 | 209.4949 | 210.5888 | 210.5888 | 210.5888 | 210.5888 | 210.5888 | 210.5888 | 1721.7108 | 1739.0827 | 1757.1775 | 1775.5004 | 1793.6614 | 1811.2403 | 1827.8573 | 1843.1643 | 1856.8448 | 1868.6156 | 1878.7562 | 1887.4818 | 1894.9861 | 1901.4375 | 1906.9848 | 1911.7494 | 1915.8384 | 1919.2765 | 1922.2415 | 1924.8042 | 1927.0137 | 1928.9215 | 1930.5516 | 1931.9463 | 1933.1393 | 759.935 | 767.6027 | 775.5894 | 783.6768 | 791.6928 | 799.4519 | 806.7863 | 813.5426 | 819.5809 | 824.7764 | 829.2523 | 833.1036 | 836.4159 | 839.2634 | 841.7119 | 843.8149 | 845.6197 | 847.1373 | 848.446 | 849.5771 | 850.5523 | 851.3944 | 852.1139 | 852.7295 | 853.2561 | 89
OR_Residential_LI - Single Family_Existing_Space Heating_Natural Gas_Furnace | OR | Residential | LI - Single Family | Existing | Water Heating | Natural Gas | Water Heater - Temperature Setback | A | ORM42 | Water Set at 135°F | Water Set at 120°F | 2 | 3.5 | 0 | 0 | 5.09 | 0 | 0 | 0 | 0.30173 | 0.25 | household | 85% | 85% | Retrofit | Retro3Slow | 84.16% | TBD | 0% | 1072.9449 |  | 473.5803 |  | 0 | IL TRM - 5.4.6 - RS-HWE-TMPS-V08-210101 | IL TRM - 5.4.6 - RS-HWE-TMPS-V08-210101 | IL TRM - 5.4.6 - RS-HWE-TMPS-V08-210101 | Water Set at 135°F | Water Set at 135°F | Water Set at 135°F | Water Set at 135°F | Water Set at 135°F | Water Set at 135°F | Water Set at 135°F | Water Set at 135°F | Water Set at 135°F | Water Set at 135°F | Water Set at 135°F | Water Set at 135°F | Water Set at 135°F | Water Set at 135°F | Water Set at 135°F | Water Set at 135°F | Water Set at 135°F | Water Set at 135°F | Water Set at 135°F | Water Set at 135°F | Water Set at 135°F | Water Set at 135°F | Water Set at 135°F | Water Set at 135°F | Water Set at 135°F | Water Set at 135°F | Water Set at 135°F | Water Set at 120°F | Water Set at 120°F | Water Set at 120°F | Water Set at 120°F | Water Set at 120°F | Water Set at 120°F | Water Set at 120°F | Water Set at 120°F | Water Set at 120°F | Water Set at 120°F | Water Set at 120°F | Water Set at 120°F | Water Set at 120°F | Water Set at 120°F | Water Set at 120°F | Water Set at 120°F | Water Set at 120°F | Water Set at 120°F | Water Set at 120°F | Water Set at 120°F | Water Set at 120°F | Water Set at 120°F | Water Set at 120°F | Water Set at 120°F | Water Set at 120°F | Water Set at 120°F | Water Set at 120°F | 5.09 | 5.09 | 5.09 | 5.09 | 5.09 | 5.09 | 5.09 | 5.09 | 5.09 | 5.09 | 5.09 | 5.09 | 5.09 | 5.09 | 5.09 | 5.09 | 5.09 | 5.09 | 5.09 | 5.09 | 5.09 | 5.09 | 5.09 | 5.09 | 5.09 | 5.09 | 5.09 | 0 | 0 | 3.4371 | 3.4008 | 3.3617 | 3.3199 | 3.2748 | 3.2263 | 3.1746 | 3.1207 | 3.0657 | 3.0111 | 2.9582 | 2.9074 | 2.8596 | 2.8154 | 2.7745 | 2.7348 | 2.6963 | 2.659 | 2.6226 | 2.5868 | 2.552 | 2.5181 | 2.4852 | 2.4537 | 2.4241 | 0 | 0 | 0 | 0 | 0 | 0 | 0 | 0 | 0 | 0 | 0 | 0 | 0 | 0 | 0 | 0 | 0 | 0 | 0 | 0 | 0 | 0 | 0 | 0 | 0 | 0 | 0 | 0 | 0 | 0 | 0 | 0 | 0 | 0 | 0 | 0 | 0 | 0 | 0 | 0 | 0 | 0 | 0 | 0 | 0 | 0 | 0 | 0 | 0 | 0 | 0 | 0 | 0 | 0 | 0 | 0 | 0 | 0 | 0 | 0 | 0 | 0 | 0 | 0 | 0 | 0 | 0 | 0 | 0 | 0 | 0 | 0 | 0 | 0 | 0 | 0 | 0 | 0 | 0 | 0 | 0 | 0 | 0 | 0 | 0 | 0 | 0 | 0 | 0 | 0 | 0 | 0 | 0 | 0 | 0 | 0 | 0 | 0 | 0 | 0 | 0 | 0 | 0 | 0 | 0 | 0 | 0 | 0 | 0 | 0 | 0 | 0 | 0 | 0 | 0 | 0 | 0 | 0 | 0 | 0 | 0 | 0 | 0 | 0 | 0 | 0 | 0 | 0 | 0 | 0 | 0 | 0 | 0 | 0 | 0 | 0 | 0 | 0 | 0 | 0 | 0 | 0 | 0 | 0 | 0 | 0 | 0 | 0 | 0 | 0 | 0 | 0 | 0 | 0 | 0 | 0 | 0 | 0 | 0 | 0 | 0 | 0 | 0 | 0 | 0 | 0 | 0 | 0 | 0 | 0 | 0 | 0 | 0 | 0 | 0 | 0 | 0 | 0 | 0 | 0 | 0 | 0 | 0 | 0 | 0 | 0 | 0 | 0 | 0 | 0 | 0 | 0 | 0 | 0 | 0 | 0 | 0 | 0 | 0 | 0 | 0 | 0 | 0 | 0 | 0 | 0 | 0 | 0 | 0 | 0 | 0 | 0 | 0 | 0 | 0 | 0 | 0 | 0 | 0 | 0 | 0 | 0 | 0 | 0 | 0 | 0 | 0 | 0 | 0 | 0 | 0 | 0 | 0 | 0 | 0 | 0 | 0 | 0 | 0 | 0 | 0 | 0 | 0 | 0 | 0 | 0 | 0 | 0 | 0 | 0 | 0 | 0 | 0 | 0 | 0 | 0 | 0 | 0 | 0 | 0 | 0 | 0 | 0 | 0 | 0 | 0 | 0 | 0 | 0 | 0 | 0 | 0 | 0 | 0 | 0 | 0 | 0 | 0 | 0 | 0 | 0 | 0 | 0 | 0 | 0 | 0 | 0 | 0 | 0 | 0 | 0 | 0 | 0 | 0 | 0 | 0 | 0 | 0 | 0 | 0 | 0 | 0 | 0 | 0 | 0 | 0 | 0 | 0 | 0 | 0 | 0 | 0 | 0 | 0 | 0 | 0 | 0 | 0 | 0 | 0 | 0 | 0 | 0 | 0 | 0 | 0 | 0 | 0 | 0 | 0 | 0 | 0 | 0 | 0 | 0 | 0 | 0 | 0 | 0 | 0 | 0 | 0 | 0 | 0 | 0 | 0 | 0 | 0 | 0 | 0 | 0 | 0 | 0 | 0 | 0 | 0 | 0 | 0 | 0 | 0 | 0 | 0 | 0 | 0 | 0 | 0 | 0 | 0 | 0 | 0 | 0 | 0 | 0 | 0 | 0 | 0 | 0 | 0 | 0 | 0 | 0 | 0 | 0 | 0 | 0 | 0 | 0 | 0 | 0 | 0 | 0 | 0 | 0 | 0 | 0 | 0 | 0 | 0 | 0 | 0 | 998.1923 | 1008.264 | 1018.7548 | 1029.3778 | 1039.907 | 1050.0986 | 1059.7326 | 1068.6071 | 1076.5387 | 1083.363 | 1089.2422 | 1094.301 | 1098.6517 | 1102.392 | 1105.6082 | 1108.3706 | 1110.7412 | 1112.7345 | 1114.4535 | 1115.9393 | 1117.2203 | 1118.3264 | 1119.2715 | 1120.0801 | 1120.7717 | 440.5858 | 445.0312 | 449.6617 | 454.3505 | 458.9979 | 463.4964 | 467.7487 | 471.6657 | 475.1666 | 478.1787 | 480.7737 | 483.0066 | 484.9269 | 486.5778 | 487.9974 | 489.2166 | 490.263 | 491.1428 | 491.9016 | 492.5574 | 493.1228 | 493.611 | 494.0281 | 494.385 | 494.6903 | 90
OR_Residential_LI - Single Family_Existing_Space Heating_Natural Gas_Furnace | OR | Residential | LI - Single Family | Existing | Water Heating | Natural Gas | Water Heater - Tank Blanket/Insulation | A | ORM43 | None | Installed | 5 | 0 | 0 | 0 | 38.68 | 0 | 0 | 0 | 0.30173 | 0.25 | household | 75% | 95% | Retrofit | Retro3Slow | 84.16% | TBD | 0% | 0 |  | 0 |  | 0 | IL TRM - 5.4.7 - RS-HWE-TMPS-V07-200101 | IL TRM - 5.4.7 - RS-HWE-TMPS-V07-200101 | IL TRM - 5.4.7 - RS-HWE-TMPS-V07-200101 | None | None | None | None | None | None | None | None | None | None | None | None | None | None | None | None | None | None | None | None | None | None | None | None | None | None | None | Installed | Installed | Installed | Installed | Installed | Installed | Installed | Installed | Installed | Installed | Installed | Installed | Installed | Installed | Installed | Installed | Installed | Installed | Installed | Installed | Installed | Installed | Installed | Installed | Installed | Installed | Installed | 38.68 | 38.68 | 38.68 | 38.68 | 38.68 | 38.68 | 38.68 | 38.68 | 38.68 | 38.68 | 38.68 | 38.68 | 38.68 | 38.68 | 38.68 | 38.68 | 38.68 | 38.68 | 38.68 | 38.68 | 38.68 | 38.68 | 38.68 | 38.68 | 38.68 | 38.68 | 38.68 | 0 | 0 | 0 | 0 | 0 | 0 | 0 | 0 | 0 | 0 | 0 | 0 | 0 | 0 | 0 | 0 | 0 | 0 | 0 | 0 | 0 | 0 | 0 | 0 | 0 | 0 | 0 | 0 | 0 | 0 | 0 | 0 | 0 | 0 | 0 | 0 | 0 | 0 | 0 | 0 | 0 | 0 | 0 | 0 | 0 | 0 | 0 | 0 | 0 | 0 | 0 | 0 | 0 | 0 | 0 | 0 | 0 | 0 | 0 | 0 | 0 | 0 | 0 | 0 | 0 | 0 | 0 | 0 | 0 | 0 | 0 | 0 | 0 | 0 | 0 | 0 | 0 | 10.6756 | 16.8378 | 33.7895 | 59.3316 | 92.6056 | 119.4107 | 149.2863 | 160.6773 | 150.8024 | 118.2388 | 67.3673 | 7.2319 | 0 | 0 | 0 | 0 | 0 | 0 | 0 | 0 | 0 | 0 | 0 | 0 | 0 | 10.6756 | 27.5134 | 61.303 | 120.6346 | 213.2402 | 332.6509 | 481.9372 | 642.6145 | 793.4169 | 911.6557 | 979.023 | 986.2549 | 986.2549 | 986.2549 | 986.2549 | 986.2549 | 986.2549 | 986.2549 | 986.2549 | 986.2549 | 986.2549 | 986.2549 | 986.2549 | 986.2549 | 986.2549 | 0 | 0 | 0 | 0 | 0 | 0 | 0 | 0 | 0 | 0 | 0 | 0 | 0 | 0 | 0 | 0 | 0 | 0 | 0 | 0 | 0 | 0 | 0 | 0 | 0 | 0 | 0 | 0 | 0 | 0 | 0 | 0 | 0 | 0 | 0 | 0 | 0 | 0 | 0 | 0 | 0 | 0 | 0 | 0 | 0 | 0 | 0 | 0 | 0 | 0 | 9.0743 | 14.3122 | 28.7211 | 50.4319 | 78.7148 | 101.4991 | 126.8934 | 136.5757 | 128.182 | 100.503 | 57.2622 | 6.1471 | 0 | 0 | 0 | 0 | 0 | 0 | 0 | 0 | 0 | 0 | 0 | 0 | 0 | 9.0743 | 23.3864 | 52.1075 | 102.5394 | 181.2542 | 282.7532 | 409.6466 | 546.2224 | 674.4044 | 774.9074 | 832.1695 | 838.3166 | 838.3166 | 838.3166 | 838.3166 | 838.3166 | 838.3166 | 838.3166 | 838.3166 | 838.3166 | 838.3166 | 838.3166 | 838.3166 | 838.3166 | 838.3166 | 0 | 0 | 0 | 0 | 0 | 0 | 0 | 0 | 0 | 0 | 0 | 0 | 0 | 0 | 0 | 0 | 0 | 0 | 0 | 0 | 0 | 0 | 0 | 0 | 0 | 0 | 0 | 0 | 0 | 0 | 0 | 0 | 0 | 0 | 0 | 0 | 0 | 0 | 0 | 0 | 0 | 0 | 0 | 0 | 0 | 0 | 0 | 0 | 0 | 0 | 0 | 0 | 0 | 0 | 0 | 0 | 0 | 0 | 0 | 0 | 0 | 0 | 0 | 0 | 0 | 0 | 0 | 0 | 0 | 0 | 0 | 0 | 0 | 0 | 0 | 0 | 0 | 0 | 0 | 0 | 0 | 0 | 0 | 0 | 0 | 0 | 0 | 0 | 0 | 0 | 0 | 0 | 0 | 0 | 0 | 0 | 0 | 0 | 0 | 0 | 0 | 0 | 0 | 0 | 0 | 0 | 0 | 0 | 0 | 0 | 0 | 0 | 0 | 0 | 0 | 0 | 0 | 0 | 0 | 0 | 0 | 0 | 0 | 0 | 0 | 0 | 0 | 0 | 0 | 0 | 0 | 0 | 0 | 0 | 0 | 0 | 0 | 0 | 0 | 0 | 0 | 0 | 0 | 0 | 0 | 0 | 0 | 0 | 0 | 0 | 0 | 0 | 0 | 0 | 0 | 0 | 0 | 0 | 0 | 0 | 0 | 0 | 0 | 0 | 0 | 0 | 0 | 0 | 0 | 0 | 0 | 0 | 0 | 0 | 0 | 0 | 0 | 0 | 0 | 0 | 0 | 0 | 0 | 0 | 0 | 0 | 0 | 0 | 0 | 0 | 0 | 0 | 0 | 0 | 0 | 0 | 0 | 0 | 0 | 0 | 0 | 0 | 0 | 0 | 0 | 0 | 0 | 0 | 0 | 0 | 0 | 0 | 0 | 0 | 0 | 0 | 0 | 0 | 0 | 0 | 0 | 0 | 0 | 0 | 0 | 0 | 0 | 0 | 0 | 0 | 0 | 0 | 0 | 0 | 0 | 0 | 0 | 0 | 0 | 0 | 0 | 0 | 0 | 0 | 0 | 0 | 0 | 0 | 0 | 0 | 91
OR_Residential_LI - Single Family_Existing_Space Heating_Natural Gas_Furnace | OR | Residential | LI - Single Family | Existing | Water Heating | Natural Gas | Water Heater - Thermostatic Shower Restriction Valve | A | ORM44 | None | Installed | 10 | 1.9415 | 0 | 0 | 24.46 | 0 | 0 | 0 | 0.30173 | 0.25 | showerheads | 1% | 95% | Retrofit | Retro3Slow | 84.16% | TBD | 0% | 2254.3769 |  | 995.0451 |  | 0.14639 | RTF Workbook - ThermostaticShowerRestrictionValve_v4_1 | RTF Workbook - ThermostaticShowerRestrictionValve_v4_1 | RTF Workbook - ThermostaticShowerRestrictionValve_v4_1 | None | None | None | None | None | None | None | None | None | None | None | None | None | None | None | None | None | None | None | None | None | None | None | None | None | None | None | Installed | Installed | Installed | Installed | Installed | Installed | Installed | Installed | Installed | Installed | Installed | Installed | Installed | Installed | Installed | Installed | Installed | Installed | Installed | Installed | Installed | Installed | Installed | Installed | Installed | Installed | Installed | 24.46 | 24.46 | 24.46 | 24.46 | 24.46 | 24.46 | 24.46 | 24.46 | 24.46 | 24.46 | 24.46 | 24.46 | 24.46 | 24.46 | 24.46 | 24.46 | 24.46 | 24.46 | 24.46 | 24.46 | 24.46 | 24.46 | 24.46 | 24.46 | 24.46 | 24.46 | 24.46 | 0 | 0 | 1.9069 | 1.8872 | 1.8665 | 1.8448 | 1.8222 | 1.7985 | 1.7739 | 1.7486 | 1.7229 | 1.6973 | 1.6718 | 1.6467 | 1.6221 | 1.598 | 1.5747 | 1.5521 | 1.5301 | 1.5088 | 1.488 | 1.4676 | 1.4478 | 1.4284 | 1.4096 | 1.3917 | 1.3748 | 0.17222 | 0.26883 | 0.53355 | 0.926 | 1.4276 | 1.9793 | 2.4931 | 2.8768 | 3.0628 | 3.0275 | 2.6417 | 2.1804 | 1.502 | 0.70921 | 0 | 0 | 0 | 0 | 0 | 0 | 0 | 0 | 0 | 0 | 0 | 0.17222 | 0.43928 | 0.968 | 1.8828 | 3.2872 | 5.2239 | 7.6456 | 10.4132 | 13.3229 | 16.1523 | 18.5517 | 20.4533 | 21.6494 | 22.0381 | 21.7163 | 21.4042 | 21.1013 | 20.8075 | 20.5207 | 20.2394 | 19.9656 | 19.6985 | 19.4397 | 19.192 | 18.9589 | 90.3157 | 142.448 | 285.8593 | 501.9452 | 783.4438 | 1100.5299 | 1405.4105 | 1645.1895 | 1777.7333 | 1783.7442 | 1580.1413 | 1324.1441 | 926.0062 | 443.8039 | 0 | 0 | 0 | 0 | 0 | 0 | 0 | 0 | 0 | 0 | 0 | 90.3157 | 232.7637 | 518.623 | 1020.5683 | 1804.0121 | 2904.542 | 4309.9525 | 5955.142 | 7732.8753 | 9516.6195 | 11096.7608 | 12420.9049 | 13346.9112 | 13790.715 | 13790.715 | 13790.715 | 13790.715 | 13790.715 | 13790.715 | 13790.715 | 13790.715 | 13790.715 | 13790.715 | 13790.715 | 13790.715 | 0.14639 | 0.22853 | 0.4536 | 0.78739 | 1.2143 | 1.6844 | 2.1232 | 2.4522 | 2.6137 | 2.5869 | 2.2606 | 1.8689 | 1.2897 | 0.61004 | 0 | 0 | 0 | 0 | 0 | 0 | 0 | 0 | 0 | 0 | 0 | 0.14639 | 0.37342 | 0.82295 | 1.6009 | 2.7961 | 4.4456 | 6.5111 | 8.8761 | 11.3692 | 13.8018 | 15.8756 | 17.5313 | 18.5885 | 18.9564 | 18.7145 | 18.4809 | 18.255 | 18.0368 | 17.8244 | 17.6167 | 17.4149 | 17.2184 | 17.0285 | 16.8469 | 16.6762 | 76.7684 | 121.0808 | 242.9804 | 426.6535 | 665.9272 | 935.4504 | 1194.5989 | 1398.4111 | 1511.0733 | 1516.1826 | 1343.1201 | 1125.5225 | 787.1053 | 377.2333 | 0 | 0 | 0 | 0 | 0 | 0 | 0 | 0 | 0 | 0 | 0 | 76.7684 | 197.8492 | 440.8296 | 867.4831 | 1533.4103 | 2468.8607 | 3663.4596 | 5061.8707 | 6572.944 | 8089.1266 | 9432.2467 | 10557.7692 | 11344.8745 | 11722.1078 | 11722.1078 | 11722.1078 | 11722.1078 | 11722.1078 | 11722.1078 | 11722.1078 | 11722.1078 | 11722.1078 | 11722.1078 | 11722.1078 | 11722.1078 | 0 | 0 | 0 | 0 | 0 | 0 | 0 | 0 | 0 | 0 | 0 | 0 | 0 | 0 | 0 | 0 | 0 | 0 | 0 | 0 | 0 | 0 | 0 | 0 | 0 | 0 | 0 | 0 | 0 | 0 | 0 | 0 | 0 | 0 | 0 | 0 | 0 | 0 | 0 | 0 | 0 | 0 | 0 | 0 | 0 | 0 | 0 | 0 | 0 | 0 | 0 | 0 | 0 | 0 | 0 | 0 | 0 | 0 | 0 | 0 | 0 | 0 | 0 | 0 | 0 | 0 | 0 | 0 | 0 | 0 | 0 | 0 | 0 | 0 | 0 | 0 | 0 | 0 | 0 | 0 | 0 | 0 | 0 | 0 | 0 | 0 | 0 | 0 | 0 | 0 | 0 | 0 | 0 | 0 | 0 | 0 | 0 | 0 | 0 | 0 | 0.14639 | 0.22853 | 0.4536 | 0.78739 | 1.2143 | 1.6844 | 2.1232 | 2.4522 | 2.6137 | 2.5869 | 2.2606 | 1.8689 | 1.2897 | 0.61004 | 0 | 0 | 0 | 0 | 0 | 0 | 0 | 0 | 0 | 0 | 0 | 0.14639 | 0.37342 | 0.82295 | 1.6009 | 2.7961 | 4.4456 | 6.5111 | 8.8761 | 11.3692 | 13.8018 | 15.8756 | 17.5313 | 18.5885 | 18.9564 | 18.7145 | 18.4809 | 18.255 | 18.0368 | 17.8244 | 17.6167 | 17.4149 | 17.2184 | 17.0285 | 16.8469 | 16.6762 | 76.7684 | 121.0808 | 242.9804 | 426.6535 | 665.9272 | 935.4504 | 1194.5989 | 1398.4111 | 1511.0733 | 1516.1826 | 1343.1201 | 1125.5225 | 787.1053 | 377.2333 | 0 | 0 | 0 | 0 | 0 | 0 | 0 | 0 | 0 | 0 | 0 | 76.7684 | 197.8492 | 440.8296 | 867.4831 | 1533.4103 | 2468.8607 | 3663.4596 | 5061.8707 | 6572.944 | 8089.1266 | 9432.2467 | 10557.7692 | 11344.8745 | 11722.1078 | 11722.1078 | 11722.1078 | 11722.1078 | 11722.1078 | 11722.1078 | 11722.1078 | 11722.1078 | 11722.1078 | 11722.1078 | 11722.1078 | 11722.1078 | 2097.3135 | 2118.4752 | 2140.5175 | 2162.8376 | 2184.9606 | 2206.3744 | 2226.6165 | 2245.2628 | 2261.9278 | 2276.2665 | 2288.6194 | 2299.2484 | 2308.3899 | 2316.2487 | 2323.0062 | 2328.8102 | 2333.7913 | 2337.9794 | 2341.5912 | 2344.713 | 2347.4045 | 2349.7286 | 2351.7142 | 2353.4132 | 2354.8664 | 925.7199 | 935.0603 | 944.7894 | 954.6411 | 964.4059 | 973.8576 | 982.7921 | 991.0223 | 998.378 | 1004.7068 | 1010.1592 | 1014.8507 | 1018.8856 | 1022.3543 | 1025.337 | 1027.8987 | 1030.0973 | 1031.9459 | 1033.5401 | 1034.918 | 1036.1059 | 1037.1318 | 1038.0082 | 1038.7581 | 1039.3995 | 92
OR_Residential_LI - Single Family_Existing_Space Heating_Natural Gas_Furnace | OR | Residential | LI - Single Family | Existing | Water Heating | Natural Gas | Water Heater - Timer | A | ORM45 | None | Installed | 7 | 6.4 | 0 | 0 | 139.02 | 0 | 0 | 0 | 0.30173 | 0.25 | household | 0% | 10% | Retrofit | Retro3Slow | 84.16% | TBD | 0% | 5173.7024 |  | 2283.5876 |  | 0.02847 | DHW_TIM-Water Heating-AEG-2 | DHW_TIM-Water Heating-AEG-2 | DHW_TIM-Water Heating-AEG-2 | None | None | None | None | None | None | None | None | None | None | None | None | None | None | None | None | None | None | None | None | None | None | None | None | None | None | None | Installed | Installed | Installed | Installed | Installed | Installed | Installed | Installed | Installed | Installed | Installed | Installed | Installed | Installed | Installed | Installed | Installed | Installed | Installed | Installed | Installed | Installed | Installed | Installed | Installed | Installed | Installed | 139.02 | 139.02 | 139.02 | 139.02 | 139.02 | 139.02 | 139.02 | 139.02 | 139.02 | 139.02 | 139.02 | 139.02 | 139.02 | 139.02 | 139.02 | 139.02 | 139.02 | 139.02 | 139.02 | 139.02 | 139.02 | 139.02 | 139.02 | 139.02 | 139.02 | 139.02 | 139.02 | 0 | 0 | 6.2727 | 6.1944 | 6.1115 | 6.0237 | 5.9304 | 5.8324 | 5.7312 | 5.6277 | 5.5237 | 5.4217 | 5.3236 | 5.23 | 5.1425 | 5.0617 | 4.9873 | 4.9163 | 4.8474 | 4.7805 | 4.7153 | 4.6513 | 4.589 | 4.5282 | 4.4693 | 4.4129 | 4.3599 | 0.033482 | 0.05215 | 0.10325 | 0.1787 | 0.27459 | 0.37936 | 0.47605 | 0.51716 | 0.53385 | 0.47997 | 0.36765 | 0.21116 | 0.033838 | 0 | 0 | 0 | 0 | 0 | 0 | 0 | 0 | 0 | 0 | 0 | 0 | 0.033482 | 0.085215 | 0.18733 | 0.36333 | 0.6323 | 1.0012 | 1.4599 | 1.9507 | 2.4485 | 2.8832 | 3.1987 | 3.3537 | 3.3314 | 3.279 | 3.2308 | 3.1848 | 3.1402 | 3.0969 | 3.0546 | 3.0131 | 2.9728 | 2.9334 | 2.8952 | 2.8587 | 2.8244 | 5.3378 | 8.4189 | 16.8948 | 29.6658 | 46.3028 | 65.0431 | 83.0621 | 91.8956 | 96.6481 | 88.5275 | 69.061 | 40.3752 | 6.5801 | 0 | 0 | 0 | 0 | 0 | 0 | 0 | 0 | 0 | 0 | 0 | 0 | 5.3378 | 13.7567 | 30.6515 | 60.3173 | 106.6201 | 171.6632 | 254.7253 | 346.6209 | 443.269 | 531.7965 | 600.8575 | 641.2327 | 647.8128 | 647.8128 | 647.8128 | 647.8128 | 647.8128 | 647.8128 | 647.8128 | 647.8128 | 647.8128 | 647.8128 | 647.8128 | 647.8128 | 647.8128 | 0.02847 | 0.04436 | 0.087869 | 0.15217 | 0.23402 | 0.32364 | 0.40664 | 0.44242 | 0.45748 | 0.41208 | 0.31627 | 0.18202 | 0.029226 | 0 | 0 | 0 | 0 | 0 | 0 | 0 | 0 | 0 | 0 | 0 | 0 | 0.02847 | 0.072485 | 0.15942 | 0.30939 | 0.53886 | 0.85416 | 1.247 | 1.6687 | 2.0982 | 2.4754 | 2.7516 | 2.8907 | 2.8773 | 2.8376 | 2.8011 | 2.7665 | 2.733 | 2.7006 | 2.6691 | 2.6383 | 2.6084 | 2.5793 | 2.5511 | 2.5242 | 2.4989 | 4.5371 | 7.1561 | 14.3605 | 25.2159 | 39.3574 | 55.2867 | 70.6028 | 78.1113 | 82.1509 | 75.2484 | 58.7018 | 34.3189 | 5.5931 | 0 | 0 | 0 | 0 | 0 | 0 | 0 | 0 | 0 | 0 | 0 | 0 | 4.5371 | 11.6932 | 26.0538 | 51.2697 | 90.6271 | 145.9138 | 216.5165 | 294.6278 | 376.7787 | 452.027 | 510.7288 | 545.0478 | 550.6409 | 550.6409 | 550.6409 | 550.6409 | 550.6409 | 550.6409 | 550.6409 | 550.6409 | 550.6409 | 550.6409 | 550.6409 | 550.6409 | 550.6409 | 0 | 0 | 0 | 0 | 0 | 0 | 0 | 0 | 0 | 0 | 0 | 0 | 0 | 0 | 0 | 0 | 0 | 0 | 0 | 0 | 0 | 0 | 0 | 0 | 0 | 0 | 0 | 0 | 0 | 0 | 0 | 0 | 0 | 0 | 0 | 0 | 0 | 0 | 0 | 0 | 0 | 0 | 0 | 0 | 0 | 0 | 0 | 0 | 0 | 0 | 0 | 0 | 0 | 0 | 0 | 0 | 0 | 0 | 0 | 0 | 0 | 0 | 0 | 0 | 0 | 0 | 0 | 0 | 0 | 0 | 0 | 0 | 0 | 0 | 0 | 0 | 0 | 0 | 0 | 0 | 0 | 0 | 0 | 0 | 0 | 0 | 0 | 0 | 0 | 0 | 0 | 0 | 0 | 0 | 0 | 0 | 0 | 0 | 0 | 0 | 0 | 0 | 0 | 0 | 0 | 0 | 0 | 0 | 0 | 0 | 0 | 0 | 0 | 0 | 0 | 0 | 0 | 0 | 0 | 0 | 0 | 0 | 0 | 0 | 0 | 0 | 0 | 0 | 0 | 0 | 0 | 0 | 0 | 0 | 0 | 0 | 0 | 0 | 0 | 0 | 0 | 0 | 0 | 0 | 0 | 0 | 0 | 0 | 0 | 0 | 0 | 0 | 0 | 0 | 0 | 0 | 0 | 0 | 0 | 0 | 0 | 0 | 0 | 0 | 0 | 0 | 0 | 0 | 0 | 0 | 0 | 0 | 0 | 0 | 0 | 0 | 0 | 0 | 0 | 0 | 0 | 0 | 0 | 0 | 0 | 0 | 0 | 0 | 0 | 0 | 0 | 0 | 0 | 0 | 0 | 0 | 0 | 0 | 0 | 0 | 4813.2482 | 4861.8135 | 4912.3996 | 4963.6233 | 5014.3947 | 5063.5385 | 5109.9934 | 5152.7858 | 5191.0314 | 5223.938 | 5252.2874 | 5276.6806 | 5297.6599 | 5315.6955 | 5331.2038 | 5344.5237 | 5355.955 | 5365.5666 | 5373.8556 | 5381.0199 | 5387.1968 | 5392.5305 | 5397.0875 | 5400.9865 | 5404.3217 | 2124.4891 | 2145.925 | 2168.2529 | 2190.8622 | 2213.2718 | 2234.9631 | 2255.4675 | 2274.3554 | 2291.2364 | 2305.7608 | 2318.2738 | 2329.0406 | 2338.3005 | 2346.2611 | 2353.1062 | 2358.9854 | 2364.031 | 2368.2733 | 2371.932 | 2375.0942 | 2377.8206 | 2380.1748 | 2382.1862 | 2383.9071 | 2385.3792 | 93
OR_Residential_LI - Single Family_Existing_Space Heating_Natural Gas_Furnace | OR | Residential | LI - Single Family | Existing | Water Heating | Natural Gas | Water Heater - Solar System | A | ORM46 | None | Installed | 30 | 89.9411 | 0 | 0 | 7455.26 | 0 | 0 | 0 | 0.30173 | 0.25 | household | 0.5016% | 30% | Lost Opportunity | LO3Slow | 85% | TBD | 0% | 7552.6791 |  | 3333.6291 |  | 0.0032289 | EIA 2018 Tech Forecast | EIA 2018 Tech Forecast | Michigan Energy Measure Database | None | None | None | None | None | None | None | None | None | None | None | None | None | None | None | None | None | None | None | None | None | None | None | None | None | None | None | Installed | Installed | Installed | Installed | Installed | Installed | Installed | Installed | Installed | Installed | Installed | Installed | Installed | Installed | Installed | Installed | Installed | Installed | Installed | Installed | Installed | Installed | Installed | Installed | Installed | Installed | Installed | 7455.26 | 7455.26 | 7455.26 | 7455.26 | 7455.26 | 7455.26 | 7455.26 | 7455.26 | 7455.26 | 7455.26 | 7455.26 | 7455.26 | 7455.26 | 7455.26 | 7455.26 | 7455.26 | 7455.26 | 7455.26 | 7455.26 | 7455.26 | 7455.26 | 7455.26 | 7455.26 | 7455.26 | 7455.26 | 7455.26 | 7455.26 | 0 | 0 | 88.1494 | 87.0452 | 85.8716 | 84.6241 | 83.2914 | 81.8863 | 80.4284 | 78.9354 | 77.4359 | 75.9699 | 74.5675 | 73.2415 | 72.0138 | 70.8838 | 69.8424 | 68.8489 | 67.8845 | 66.9493 | 66.0361 | 65.1404 | 64.2686 | 63.4178 | 62.5938 | 61.805 | 61.0633 | 0.0037974 | 0.011155 | 0.027199 | 0.057311 | 0.1052 | 0.17416 | 0.26326 | 0.36785 | 0.4803 | 0.5919 | 0.6391 | 0.67797 | 0.70978 | 0.73571 | 0.75689 | 0.77401 | 0.78788 | 0.93344 | 0.94628 | 0.95437 | 0.95892 | 0.94763 | 0.92954 | 0.90836 | 0.88669 | 0.0037974 | 0.014905 | 0.041903 | 0.098605 | 0.20225 | 0.373 | 0.62963 | 0.98579 | 1.4474 | 2.0119 | 2.6138 | 3.2453 | 3.9007 | 4.5752 | 5.2649 | 5.964 | 6.6683 | 7.5099 | 8.3537 | 9.1948 | 10.0307 | 10.8455 | 11.6341 | 12.3959 | 13.1338 | 0.043079 | 0.12815 | 0.31674 | 0.67724 | 1.2631 | 2.1269 | 3.2733 | 4.6601 | 6.2025 | 7.7913 | 8.5707 | 9.2566 | 9.8561 | 10.3791 | 10.8371 | 11.2421 | 11.6062 | 13.9426 | 14.3298 | 14.6509 | 14.9205 | 14.9426 | 14.8503 | 14.6972 | 14.5209 | 0.043079 | 0.17123 | 0.48797 | 1.1652 | 2.4283 | 4.5551 | 7.8284 | 12.4885 | 18.691 | 26.4823 | 35.0531 | 44.3097 | 54.1658 | 64.5449 | 75.382 | 86.6242 | 98.2303 | 112.1729 | 126.5027 | 141.1536 | 156.0741 | 171.0167 | 185.867 | 200.5643 | 215.0851 | 0.0032289 | 0.0094885 | 0.023147 | 0.048805 | 0.089664 | 0.1486 | 0.22493 | 0.31478 | 0.41174 | 0.5084 | 0.55005 | 0.58469 | 0.61336 | 0.637 | 0.65657 | 0.67269 | 0.68607 | 0.81443 | 0.8273 | 0.83609 | 0.84182 | 0.83366 | 0.81947 | 0.80247 | 0.78491 | 0.0032289 | 0.012678 | 0.035661 | 0.08397 | 0.17238 | 0.31826 | 0.53794 | 0.84356 | 1.2408 | 1.728 | 2.2496 | 2.7988 | 3.3708 | 3.9613 | 4.5671 | 5.1833 | 5.8067 | 6.5524 | 7.3034 | 8.0552 | 8.8058 | 9.5411 | 10.2565 | 10.9508 | 11.6261 | 0.036617 | 0.10893 | 0.26923 | 0.57566 | 1.0736 | 1.8078 | 2.7823 | 3.9611 | 5.2721 | 6.6226 | 7.2851 | 7.8681 | 8.3777 | 8.8223 | 9.2115 | 9.5558 | 9.8652 | 11.8512 | 12.1803 | 12.4533 | 12.6825 | 12.7012 | 12.6228 | 12.4927 | 12.3427 | 0.036617 | 0.14554 | 0.41477 | 0.99043 | 2.064 | 3.8719 | 6.6542 | 10.6152 | 15.8874 | 22.51 | 29.7951 | 37.6632 | 46.0409 | 54.8632 | 64.0747 | 73.6305 | 83.4958 | 95.347 | 107.5273 | 119.9806 | 132.663 | 145.3642 | 157.987 | 170.4796 | 182.8224 | 0 | 0 | 0 | 0 | 0 | 0 | 0 | 0 | 0 | 0 | 0 | 0 | 0 | 0 | 0 | 0 | 0 | 0 | 0 | 0 | 0 | 0 | 0 | 0 | 0 | 0 | 0 | 0 | 0 | 0 | 0 | 0 | 0 | 0 | 0 | 0 | 0 | 0 | 0 | 0 | 0 | 0 | 0 | 0 | 0 | 0 | 0 | 0 | 0 | 0 | 0 | 0 | 0 | 0 | 0 | 0 | 0 | 0 | 0 | 0 | 0 | 0 | 0 | 0 | 0 | 0 | 0 | 0 | 0 | 0 | 0 | 0 | 0 | 0 | 0 | 0 | 0 | 0 | 0 | 0 | 0 | 0 | 0 | 0 | 0 | 0 | 0 | 0 | 0 | 0 | 0 | 0 | 0 | 0 | 0 | 0 | 0 | 0 | 0 | 0 | 0 | 0 | 0 | 0 | 0 | 0 | 0 | 0 | 0 | 0 | 0 | 0 | 0 | 0 | 0 | 0 | 0 | 0 | 0 | 0 | 0 | 0 | 0 | 0 | 0 | 0 | 0 | 0 | 0 | 0 | 0 | 0 | 0 | 0 | 0 | 0 | 0 | 0 | 0 | 0 | 0 | 0 | 0 | 0 | 0 | 0 | 0 | 0 | 0 | 0 | 0 | 0 | 0 | 0 | 0 | 0 | 0 | 0 | 0 | 0 | 0 | 0 | 0 | 0 | 0 | 0 | 0 | 0 | 0 | 0 | 0 | 0 | 0 | 0 | 0 | 0 | 0 | 0 | 0 | 0 | 0 | 0 | 0 | 0 | 0 | 0 | 0 | 0 | 0 | 0 | 0 | 0 | 0 | 0 | 0 | 0 | 0 | 0 | 0 | 0 | 7026.4806 | 7097.3771 | 7171.2239 | 7246.0013 | 7320.1184 | 7391.8596 | 7459.6754 | 7522.1447 | 7577.9764 | 7626.0141 | 7667.3992 | 7703.0089 | 7733.6349 | 7759.9636 | 7782.603 | 7802.0476 | 7818.7353 | 7832.7664 | 7844.867 | 7855.3255 | 7864.3427 | 7872.129 | 7878.7814 | 7884.4733 | 7889.342 | 3101.3736 | 3132.6662 | 3165.261 | 3198.2665 | 3230.9806 | 3262.646 | 3292.5787 | 3320.1517 | 3344.7949 | 3365.9979 | 3384.2646 | 3399.9822 | 3413.5 | 3425.1211 | 3435.1137 | 3443.6962 | 3451.0619 | 3457.255 | 3462.596 | 3467.2122 | 3471.1923 | 3474.629 | 3477.5653 | 3480.0776 | 3482.2266 | 94
OR_Residential_LI - Single Family_Existing_Space Heating_Natural Gas_Furnace | OR | Residential | LI - Single Family | Existing | Water Heating | Natural Gas | Water Heater - Intermittent Ignition System | A | ORM47 | None | Installed | 20 | 7.41 | 0 | 0 | 105 | 0 | 0 | 0 | 0.30173 | 0.25 | household | 82% | 100% | Lost Opportunity | LO3Slow | 85% | TBD | 0% | 1583.0186 |  | 698.7185 |  | 0.059447 | NW Natural 2021 Energy Efficiency Plan | NW Natural 2021 Energy Efficiency Plan | NW Natural 2021 Energy Efficiency Plan | None | None | None | None | None | None | None | None | None | None | None | None | None | None | None | None | None | None | None | None | None | None | None | None | None | None | None | Installed | Installed | Installed | Installed | Installed | Installed | Installed | Installed | Installed | Installed | Installed | Installed | Installed | Installed | Installed | Installed | Installed | Installed | Installed | Installed | Installed | Installed | Installed | Installed | Installed | Installed | Installed | 105 | 105 | 105 | 105 | 105 | 105 | 105 | 105 | 105 | 105 | 105 | 105 | 105 | 105 | 105 | 105 | 105 | 105 | 105 | 105 | 105 | 105 | 105 | 105 | 105 | 105 | 105 | 0 | 0 | 7.2791 | 7.2063 | 7.132 | 7.0581 | 6.9863 | 6.918 | 6.8545 | 6.7969 | 6.7461 | 6.7028 | 6.6659 | 6.6345 | 6.6078 | 6.585 | 6.5656 | 6.549 | 6.535 | 6.5233 | 6.5133 | 6.5046 | 6.4972 | 6.4908 | 6.4853 | 6.4807 | 6.4767 | 0.069938 | 0.17868 | 0.39432 | 0.76845 | 1.3455 | 2.1468 | 3.1591 | 4.3327 | 5.5907 | 6.8455 | 8.0155 | 9.0398 | 9.8857 | 10.5474 | 11.0403 | 11.3919 | 11.6343 | 11.7983 | 11.9088 | 11.9974 | 12.01 | 11.9404 | 11.7735 | 11.4587 | 10.9506 | 0.069938 | 0.24792 | 0.63968 | 1.4015 | 2.7327 | 4.8528 | 7.9673 | 12.2331 | 17.7322 | 24.4641 | 32.345 | 41.2324 | 50.9518 | 61.3235 | 72.1829 | 83.3933 | 94.849 | 106.4777 | 118.2226 | 130.063 | 141.9243 | 153.7248 | 165.369 | 176.7089 | 187.551 | 9.6081 | 24.7946 | 55.289 | 108.8744 | 192.5876 | 310.3164 | 460.8774 | 637.4559 | 828.7319 | 1021.294 | 1202.4554 | 1362.5417 | 1496.0706 | 1601.7408 | 1681.5422 | 1739.4738 | 1780.3037 | 1808.6384 | 1828.3829 | 1844.4309 | 1848.4917 | 1839.5878 | 1815.3973 | 1768.1372 | 1690.7706 | 9.6081 | 34.4026 | 89.6916 | 198.566 | 391.1536 | 701.47 | 1162.3474 | 1799.8033 | 2628.5352 | 3649.8292 | 4852.2846 | 6214.8263 | 7710.8969 | 9312.6376 | 10994.1798 | 12733.6536 | 14513.9573 | 16322.5957 | 18150.9786 | 19995.4095 | 21843.9012 | 23683.489 | 25498.8863 | 27267.0234 | 28957.794 | 0.059447 | 0.15188 | 0.33517 | 0.65319 | 1.1437 | 1.8248 | 2.6853 | 3.683 | 4.7524 | 5.8192 | 6.8139 | 7.6848 | 8.4039 | 8.9666 | 9.3856 | 9.6846 | 9.8907 | 10.0301 | 10.124 | 10.1993 | 10.21 | 10.1508 | 10.0089 | 9.7413 | 9.3094 | 0.059447 | 0.21073 | 0.54373 | 1.1913 | 2.3229 | 4.125 | 6.7725 | 10.3987 | 15.0735 | 20.7964 | 27.4962 | 35.0518 | 43.3147 | 52.1322 | 61.3644 | 70.8949 | 80.6337 | 90.5196 | 100.5042 | 110.5699 | 120.6535 | 130.6854 | 140.5843 | 150.2246 | 159.4416 | 8.1668 | 21.0754 | 46.9956 | 92.5432 | 163.6994 | 263.769 | 391.7458 | 541.8375 | 704.4221 | 868.0999 | 1022.0871 | 1158.1604 | 1271.66 | 1361.4796 | 1429.3108 | 1478.5527 | 1513.2582 | 1537.3427 | 1554.1254 | 1567.7663 | 1571.2179 | 1563.6496 | 1543.0877 | 1502.9166 | 1437.155 | 8.1668 | 29.2422 | 76.2379 | 168.7811 | 332.4805 | 596.2495 | 987.9953 | 1529.8328 | 2234.2549 | 3102.3548 | 4124.4419 | 5282.6023 | 6554.2624 | 7915.742 | 9345.0528 | 10823.6055 | 12336.8637 | 13874.2064 | 15428.3318 | 16996.0981 | 18567.316 | 20130.9656 | 21674.0533 | 23176.9699 | 24614.1249 | 0 | 0.15188 | 0.33517 | 0.65319 | 1.1437 | 1.8248 | 2.6853 | 3.683 | 4.7524 | 5.8192 | 6.8139 | 7.6848 | 8.4039 | 8.9666 | 9.3856 | 9.6846 | 9.8907 | 10.0301 | 10.124 | 10.1993 | 10.2631 | 10.1508 | 10.0089 | 9.7413 | 9.3094 | 0 | 0.15188 | 0.48548 | 1.1336 | 2.2658 | 4.0685 | 6.7165 | 10.3432 | 15.0184 | 20.7416 | 27.4418 | 34.9976 | 43.2607 | 52.0784 | 61.3107 | 70.8414 | 80.5803 | 90.4663 | 100.451 | 110.5168 | 120.6535 | 130.6854 | 140.5843 | 150.2246 | 159.4416 | 0 | 21.0754 | 46.9956 | 92.5432 | 163.6994 | 263.769 | 391.7458 | 541.8375 | 704.4221 | 868.0999 | 1022.0871 | 1158.1604 | 1271.66 | 1361.4796 | 1429.3108 | 1478.5527 | 1513.2582 | 1537.3427 | 1554.1254 | 1567.7663 | 1579.3848 | 1563.6496 | 1543.0877 | 1502.9166 | 1437.155 | 0 | 21.0754 | 68.071 | 160.6142 | 324.3137 | 588.0826 | 979.8284 | 1521.666 | 2226.088 | 3094.188 | 4116.2751 | 5274.4355 | 6546.0955 | 7907.5751 | 9336.886 | 10815.4387 | 12328.6969 | 13866.0395 | 15420.165 | 16987.9312 | 18567.316 | 20130.9656 | 21674.0533 | 23176.9699 | 24614.1249 | 0.059447 | 0.15188 | 0.33517 | 0.65319 | 1.1437 | 1.8248 | 2.6853 | 3.683 | 4.7524 | 5.8192 | 6.8139 | 7.6848 | 8.4039 | 8.9666 | 9.3856 | 9.6846 | 9.8907 | 10.0301 | 10.124 | 10.1993 | 10.21 | 10.1508 | 10.0089 | 9.7413 | 9.3094 | 0.059447 | 0.21073 | 0.54373 | 1.1913 | 2.3229 | 4.125 | 6.7725 | 10.3987 | 15.0735 | 20.7964 | 27.4962 | 35.0518 | 43.3147 | 52.1322 | 61.3644 | 70.8949 | 80.6337 | 90.5196 | 100.5042 | 110.5699 | 120.6535 | 130.6854 | 140.5843 | 150.2246 | 159.4416 | 8.1668 | 21.0754 | 46.9956 | 92.5432 | 163.6994 | 263.769 | 391.7458 | 541.8375 | 704.4221 | 868.0999 | 1022.0871 | 1158.1604 | 1271.66 | 1361.4796 | 1429.3108 | 1478.5527 | 1513.2582 | 1537.3427 | 1554.1254 | 1567.7663 | 1571.2179 | 1563.6496 | 1543.0877 | 1502.9166 | 1437.155 | 8.1668 | 29.2422 | 76.2379 | 168.7811 | 332.4805 | 596.2495 | 987.9953 | 1529.8328 | 2234.2549 | 3102.3548 | 4124.4419 | 5282.6023 | 6554.2624 | 7915.742 | 9345.0528 | 10823.6055 | 12336.8637 | 13874.2064 | 15428.3318 | 16996.0981 | 18567.316 | 20130.9656 | 21674.0533 | 23176.9699 | 24614.1249 | 1472.7289 | 1487.5886 | 1503.0667 | 1518.7398 | 1534.2745 | 1549.3113 | 1563.5252 | 1576.6186 | 1588.3208 | 1598.3893 | 1607.0635 | 1614.5272 | 1620.9463 | 1626.4648 | 1631.2099 | 1635.2854 | 1638.7831 | 1641.724 | 1644.2602 | 1646.4523 | 1648.3423 | 1649.9743 | 1651.3686 | 1652.5616 | 1653.5821 | 650.0385 | 656.5973 | 663.4291 | 670.3469 | 677.2037 | 683.8407 | 690.1145 | 695.8937 | 701.0588 | 705.5029 | 709.3316 | 712.6259 | 715.4592 | 717.895 | 719.9894 | 721.7882 | 723.3321 | 724.6301 | 725.7496 | 726.7171 | 727.5513 | 728.2717 | 728.8871 | 729.4137 | 729.8641 | 95
OR_Residential_LI - Single Family_Existing_Space Heating_Natural Gas_Furnace | OR | Residential | LI - Single Family | Existing | Space Heating | Natural Gas | Circulation Pump - High Efficiency | A | ORM48 | Standard circulation pump | High efficient circulation pump | 11.5 | 12.5997 | 0 | 0 | 456.73 | 0 | 0 | 0 | 0.30173 | 0.45 | household | 0% | 0% | Retrofit | Retro1Slow | 84.81% | TBD | 0% | 0 |  | 0 |  | 0 | RTF Wkbk - ComResCirculatorPumps_3_0 | RTF Wkbk - ComResCirculatorPumps_3_0 | RTF Wkbk - ComResCirculatorPumps_3_0 | Standard circulation pump | Standard circulation pump | Standard circulation pump | Standard circulation pump | Standard circulation pump | Standard circulation pump | Standard circulation pump | Standard circulation pump | Standard circulation pump | Standard circulation pump | Standard circulation pump | Standard circulation pump | Standard circulation pump | Standard circulation pump | Standard circulation pump | Standard circulation pump | Standard circulation pump | Standard circulation pump | Standard circulation pump | Standard circulation pump | Standard circulation pump | Standard circulation pump | Standard circulation pump | Standard circulation pump | Standard circulation pump | Standard circulation pump | Standard circulation pump | High efficient circulation pump | High efficient circulation pump | High efficient circulation pump | High efficient circulation pump | High efficient circulation pump | High efficient circulation pump | High efficient circulation pump | High efficient circulation pump | High efficient circulation pump | High efficient circulation pump | High efficient circulation pump | High efficient circulation pump | High efficient circulation pump | High efficient circulation pump | High efficient circulation pump | High efficient circulation pump | High efficient circulation pump | High efficient circulation pump | High efficient circulation pump | High efficient circulation pump | High efficient circulation pump | High efficient circulation pump | High efficient circulation pump | High efficient circulation pump | High efficient circulation pump | High efficient circulation pump | High efficient circulation pump | 456.73 | 456.73 | 456.73 | 456.73 | 456.73 | 456.73 | 456.73 | 456.73 | 456.73 | 456.73 | 456.73 | 456.73 | 456.73 | 456.73 | 456.73 | 456.73 | 456.73 | 456.73 | 456.73 | 456.73 | 456.73 | 456.73 | 456.73 | 456.73 | 456.73 | 456.73 | 456.73 | 0 | 0 | 0 | 0 | 0 | 0 | 0 | 0 | 0 | 0 | 0 | 0 | 0 | 0 | 0 | 0 | 0 | 0 | 0 | 0 | 0 | 0 | 0 | 0 | 0 | 0 | 0 | 0 | 0 | 0 | 0 | 0 | 0 | 0 | 0 | 0 | 0 | 0 | 0 | 0 | 0 | 0 | 0 | 0 | 0 | 0 | 0 | 0 | 0 | 0 | 0 | 0 | 0 | 0 | 0 | 0 | 0 | 0 | 0 | 0 | 0 | 0 | 0 | 0 | 0 | 0 | 0 | 0 | 0 | 0 | 0 | 0 | 0 | 0 | 0 | 0 | 0 | 0 | 0 | 0 | 0 | 0 | 0 | 0 | 0 | 0 | 0 | 0 | 0 | 0 | 0 | 0 | 0 | 0 | 0 | 0 | 0 | 0 | 0 | 0 | 0 | 0 | 0 | 0 | 0 | 0 | 0 | 0 | 0 | 0 | 0 | 0 | 0 | 0 | 0 | 0 | 0 | 0 | 0 | 0 | 0 | 0 | 0 | 0 | 0 | 0 | 0 | 0 | 0 | 0 | 0 | 0 | 0 | 0 | 0 | 0 | 0 | 0 | 0 | 0 | 0 | 0 | 0 | 0 | 0 | 0 | 0 | 0 | 0 | 0 | 0 | 0 | 0 | 0 | 0 | 0 | 0 | 0 | 0 | 0 | 0 | 0 | 0 | 0 | 0 | 0 | 0 | 0 | 0 | 0 | 0 | 0 | 0 | 0 | 0 | 0 | 0 | 0 | 0 | 0 | 0 | 0 | 0 | 0 | 0 | 0 | 0 | 0 | 0 | 0 | 0 | 0 | 0 | 0 | 0 | 0 | 0 | 0 | 0 | 0 | 0 | 0 | 0 | 0 | 0 | 0 | 0 | 0 | 0 | 0 | 0 | 0 | 0 | 0 | 0 | 0 | 0 | 0 | 0 | 0 | 0 | 0 | 0 | 0 | 0 | 0 | 0 | 0 | 0 | 0 | 0 | 0 | 0 | 0 | 0 | 0 | 0 | 0 | 0 | 0 | 0 | 0 | 0 | 0 | 0 | 0 | 0 | 0 | 0 | 0 | 0 | 0 | 0 | 0 | 0 | 0 | 0 | 0 | 0 | 0 | 0 | 0 | 0 | 0 | 0 | 0 | 0 | 0 | 0 | 0 | 0 | 0 | 0 | 0 | 0 | 0 | 0 | 0 | 0 | 0 | 0 | 0 | 0 | 0 | 0 | 0 | 0 | 0 | 0 | 0 | 0 | 0 | 0 | 0 | 0 | 0 | 0 | 0 | 0 | 0 | 0 | 0 | 0 | 0 | 0 | 0 | 0 | 0 | 0 | 0 | 0 | 0 | 0 | 0 | 0 | 0 | 0 | 0 | 0 | 0 | 0 | 0 | 0 | 0 | 0 | 0 | 0 | 0 | 0 | 0 | 0 | 0 | 0 | 0 | 0 | 0 | 0 | 0 | 0 | 0 | 0 | 0 | 0 | 0 | 0 | 0 | 0 | 0 | 0 | 0 | 0 | 0 | 0 | 0 | 0 | 0 | 0 | 0 | 0 | 0 | 0 | 0 | 0 | 0 | 0 | 0 | 0 | 0 | 0 | 0 | 0 | 0 | 0 | 0 | 0 | 0 | 0 | 0 | 0 | 0 | 0 | 0 | 0 | 0 | 0 | 0 | 0 | 0 | 0 | 0 | 0 | 0 | 0 | 0 | 0 | 0 | 0 | 0 | 0 | 0 | 0 | 0 | 0 | 0 | 0 | 0 | 0 | 0 | 0 | 0 | 0 | 0 | 0 | 0 | 0 | 0 | 0 | 0 | 0 | 0 | 0 | 0 | 0 | 0 | 0 | 0 | 0 | 0 | 0 | 0 | 0 | 0 | 0 | 0 | 0 | 0 | 0 | 0 | 0 | 0 | 0 | 0 | 0 | 0 | 0 | 0 | 0 | 0 | 0 | 0 | 0 | 0 | 0 | 0 | 0 | 0 | 0 | 0 | 0 | 0 | 0 | 0 | 0 | 0 | 0 | 0 | 0 | 0 | 0 | 0 | 0 | 0 | 0 | 0 | 0 | 0 | 0 | 96
OR_Residential_LI - Single Family_Existing_Space Heating_Natural Gas_Furnace | OR | Residential | LI - Single Family | Existing | Water Heating | Natural Gas | Circulation Pump - High Efficiency | A | ORM49 | Standard circulation pump | High efficient circulation pump | 11.5 | 0 | 0 | 0 | 456.73 | 0 | 0 | 0 | 0.30173 | 0.45 | household | 0% | 0% | Retrofit | Retro1Slow | 84.81% | TBD | 0% | 0 |  | 0 |  | 0 | RTF Wkbk - ComResCirculatorPumps_3_0 | RTF Wkbk - ComResCirculatorPumps_3_0 | RTF Wkbk - ComResCirculatorPumps_3_0 | Standard circulation pump | Standard circulation pump | Standard circulation pump | Standard circulation pump | Standard circulation pump | Standard circulation pump | Standard circulation pump | Standard circulation pump | Standard circulation pump | Standard circulation pump | Standard circulation pump | Standard circulation pump | Standard circulation pump | Standard circulation pump | Standard circulation pump | Standard circulation pump | Standard circulation pump | Standard circulation pump | Standard circulation pump | Standard circulation pump | Standard circulation pump | Standard circulation pump | Standard circulation pump | Standard circulation pump | Standard circulation pump | Standard circulation pump | Standard circulation pump | High efficient circulation pump | High efficient circulation pump | High efficient circulation pump | High efficient circulation pump | High efficient circulation pump | High efficient circulation pump | High efficient circulation pump | High efficient circulation pump | High efficient circulation pump | High efficient circulation pump | High efficient circulation pump | High efficient circulation pump | High efficient circulation pump | High efficient circulation pump | High efficient circulation pump | High efficient circulation pump | High efficient circulation pump | High efficient circulation pump | High efficient circulation pump | High efficient circulation pump | High efficient circulation pump | High efficient circulation pump | High efficient circulation pump | High efficient circulation pump | High efficient circulation pump | High efficient circulation pump | High efficient circulation pump | 456.73 | 456.73 | 456.73 | 456.73 | 456.73 | 456.73 | 456.73 | 456.73 | 456.73 | 456.73 | 456.73 | 456.73 | 456.73 | 456.73 | 456.73 | 456.73 | 456.73 | 456.73 | 456.73 | 456.73 | 456.73 | 456.73 | 456.73 | 456.73 | 456.73 | 456.73 | 456.73 | 0 | 0 | 0 | 0 | 0 | 0 | 0 | 0 | 0 | 0 | 0 | 0 | 0 | 0 | 0 | 0 | 0 | 0 | 0 | 0 | 0 | 0 | 0 | 0 | 0 | 0 | 0 | 0 | 0 | 0 | 0 | 0 | 0 | 0 | 0 | 0 | 0 | 0 | 0 | 0 | 0 | 0 | 0 | 0 | 0 | 0 | 0 | 0 | 0 | 0 | 0 | 0 | 0 | 0 | 0 | 0 | 0 | 0 | 0 | 0 | 0 | 0 | 0 | 0 | 0 | 0 | 0 | 0 | 0 | 0 | 0 | 0 | 0 | 0 | 0 | 0 | 0 | 0 | 0 | 0 | 0 | 0 | 0 | 0 | 0 | 0 | 0 | 0 | 0 | 0 | 0 | 0 | 0 | 0 | 0 | 0 | 0 | 0 | 0 | 0 | 0 | 0 | 0 | 0 | 0 | 0 | 0 | 0 | 0 | 0 | 0 | 0 | 0 | 0 | 0 | 0 | 0 | 0 | 0 | 0 | 0 | 0 | 0 | 0 | 0 | 0 | 0 | 0 | 0 | 0 | 0 | 0 | 0 | 0 | 0 | 0 | 0 | 0 | 0 | 0 | 0 | 0 | 0 | 0 | 0 | 0 | 0 | 0 | 0 | 0 | 0 | 0 | 0 | 0 | 0 | 0 | 0 | 0 | 0 | 0 | 0 | 0 | 0 | 0 | 0 | 0 | 0 | 0 | 0 | 0 | 0 | 0 | 0 | 0 | 0 | 0 | 0 | 0 | 0 | 0 | 0 | 0 | 0 | 0 | 0 | 0 | 0 | 0 | 0 | 0 | 0 | 0 | 0 | 0 | 0 | 0 | 0 | 0 | 0 | 0 | 0 | 0 | 0 | 0 | 0 | 0 | 0 | 0 | 0 | 0 | 0 | 0 | 0 | 0 | 0 | 0 | 0 | 0 | 0 | 0 | 0 | 0 | 0 | 0 | 0 | 0 | 0 | 0 | 0 | 0 | 0 | 0 | 0 | 0 | 0 | 0 | 0 | 0 | 0 | 0 | 0 | 0 | 0 | 0 | 0 | 0 | 0 | 0 | 0 | 0 | 0 | 0 | 0 | 0 | 0 | 0 | 0 | 0 | 0 | 0 | 0 | 0 | 0 | 0 | 0 | 0 | 0 | 0 | 0 | 0 | 0 | 0 | 0 | 0 | 0 | 0 | 0 | 0 | 0 | 0 | 0 | 0 | 0 | 0 | 0 | 0 | 0 | 0 | 0 | 0 | 0 | 0 | 0 | 0 | 0 | 0 | 0 | 0 | 0 | 0 | 0 | 0 | 0 | 0 | 0 | 0 | 0 | 0 | 0 | 0 | 0 | 0 | 0 | 0 | 0 | 0 | 0 | 0 | 0 | 0 | 0 | 0 | 0 | 0 | 0 | 0 | 0 | 0 | 0 | 0 | 0 | 0 | 0 | 0 | 0 | 0 | 0 | 0 | 0 | 0 | 0 | 0 | 0 | 0 | 0 | 0 | 0 | 0 | 0 | 0 | 0 | 0 | 0 | 0 | 0 | 0 | 0 | 0 | 0 | 0 | 0 | 0 | 0 | 0 | 0 | 0 | 0 | 0 | 0 | 0 | 0 | 0 | 0 | 0 | 0 | 0 | 0 | 0 | 0 | 0 | 0 | 0 | 0 | 0 | 0 | 0 | 0 | 0 | 0 | 0 | 0 | 0 | 0 | 0 | 0 | 0 | 0 | 0 | 0 | 0 | 0 | 0 | 0 | 0 | 0 | 0 | 0 | 0 | 0 | 0 | 0 | 0 | 0 | 0 | 0 | 0 | 0 | 0 | 0 | 0 | 0 | 0 | 0 | 0 | 0 | 0 | 0 | 0 | 0 | 0 | 0 | 0 | 0 | 0 | 0 | 0 | 0 | 0 | 0 | 0 | 0 | 0 | 0 | 0 | 0 | 0 | 0 | 0 | 0 | 0 | 0 | 0 | 0 | 0 | 0 | 0 | 0 | 0 | 0 | 0 | 0 | 0 | 0 | 0 | 0 | 0 | 0 | 0 | 0 | 0 | 0 | 0 | 0 | 0 | 0 | 0 | 0 | 97
OR_Residential_LI - Single Family_Existing_Space Heating_Natural Gas_Furnace | OR | Residential | LI - Single Family | Existing | Space Heating | Natural Gas | Circulation Pump - Timer | A | ORM50 | Without controls | Controls added | 11.5 | 0 | 0 | 0 | 1074.28 | 0 | 0 | 0 | 0.30173 | 0.45 | complex | 0% | 0% | Retrofit | Retro1Slow | 84.81% | TBD | 0% | 367.608 |  | 190.5806 |  | 0 | RTF Wkbk - ComResCirculatorPumps_3_0 | RTF Wkbk - ComResCirculatorPumps_3_0 | RTF Wkbk - ComResCirculatorPumps_3_0 | Without controls | Without controls | Without controls | Without controls | Without controls | Without controls | Without controls | Without controls | Without controls | Without controls | Without controls | Without controls | Without controls | Without controls | Without controls | Without controls | Without controls | Without controls | Without controls | Without controls | Without controls | Without controls | Without controls | Without controls | Without controls | Without controls | Without controls | Controls added | Controls added | Controls added | Controls added | Controls added | Controls added | Controls added | Controls added | Controls added | Controls added | Controls added | Controls added | Controls added | Controls added | Controls added | Controls added | Controls added | Controls added | Controls added | Controls added | Controls added | Controls added | Controls added | Controls added | Controls added | Controls added | Controls added | 1074.28 | 1074.28 | 1074.28 | 1074.28 | 1074.28 | 1074.28 | 1074.28 | 1074.28 | 1074.28 | 1074.28 | 1074.28 | 1074.28 | 1074.28 | 1074.28 | 1074.28 | 1074.28 | 1074.28 | 1074.28 | 1074.28 | 1074.28 | 1074.28 | 1074.28 | 1074.28 | 1074.28 | 1074.28 | 1074.28 | 1074.28 | 0 | 0 | 0 | 0 | 0 | 0 | 0 | 0 | 0 | 0 | 0 | 0 | 0 | 0 | 0 | 0 | 0 | 0 | 0 | 0 | 0 | 0 | 0 | 0 | 0 | 0 | 0 | 0 | 0 | 0 | 0 | 0 | 0 | 0 | 0 | 0 | 0 | 0 | 0 | 0 | 0 | 0 | 0 | 0 | 0 | 0 | 0 | 0 | 0 | 0 | 0 | 0 | 0 | 0 | 0 | 0 | 0 | 0 | 0 | 0 | 0 | 0 | 0 | 0 | 0 | 0 | 0 | 0 | 0 | 0 | 0 | 0 | 0 | 0 | 0 | 0 | 0 | 0 | 0 | 0 | 0 | 0 | 0 | 0 | 0 | 0 | 0 | 0 | 0 | 0 | 0 | 0 | 0 | 0 | 0 | 0 | 0 | 0 | 0 | 0 | 0 | 0 | 0 | 0 | 0 | 0 | 0 | 0 | 0 | 0 | 0 | 0 | 0 | 0 | 0 | 0 | 0 | 0 | 0 | 0 | 0 | 0 | 0 | 0 | 0 | 0 | 0 | 0 | 0 | 0 | 0 | 0 | 0 | 0 | 0 | 0 | 0 | 0 | 0 | 0 | 0 | 0 | 0 | 0 | 0 | 0 | 0 | 0 | 0 | 0 | 0 | 0 | 0 | 0 | 0 | 0 | 0 | 0 | 0 | 0 | 0 | 0 | 0 | 0 | 0 | 0 | 0 | 0 | 0 | 0 | 0 | 0 | 0 | 0 | 0 | 0 | 0 | 0 | 0 | 0 | 0 | 0 | 0 | 0 | 0 | 0 | 0 | 0 | 0 | 0 | 0 | 0 | 0 | 0 | 0 | 0 | 0 | 0 | 0 | 0 | 0 | 0 | 0 | 0 | 0 | 0 | 0 | 0 | 0 | 0 | 0 | 0 | 0 | 0 | 0 | 0 | 0 | 0 | 0 | 0 | 0 | 0 | 0 | 0 | 0 | 0 | 0 | 0 | 0 | 0 | 0 | 0 | 0 | 0 | 0 | 0 | 0 | 0 | 0 | 0 | 0 | 0 | 0 | 0 | 0 | 0 | 0 | 0 | 0 | 0 | 0 | 0 | 0 | 0 | 0 | 0 | 0 | 0 | 0 | 0 | 0 | 0 | 0 | 0 | 0 | 0 | 0 | 0 | 0 | 0 | 0 | 0 | 0 | 0 | 0 | 0 | 0 | 0 | 0 | 0 | 0 | 0 | 0 | 0 | 0 | 0 | 0 | 0 | 0 | 0 | 0 | 0 | 0 | 0 | 0 | 0 | 0 | 0 | 0 | 0 | 0 | 0 | 0 | 0 | 0 | 0 | 0 | 0 | 0 | 0 | 0 | 0 | 0 | 0 | 0 | 0 | 0 | 0 | 0 | 0 | 0 | 0 | 0 | 0 | 0 | 0 | 0 | 0 | 0 | 0 | 0 | 0 | 0 | 0 | 0 | 0 | 0 | 0 | 0 | 0 | 0 | 0 | 0 | 0 | 0 | 0 | 0 | 0 | 0 | 0 | 0 | 0 | 0 | 0 | 0 | 0 | 0 | 0 | 0 | 0 | 0 | 0 | 0 | 0 | 0 | 0 | 0 | 0 | 0 | 0 | 0 | 0 | 0 | 0 | 0 | 0 | 0 | 0 | 0 | 0 | 0 | 0 | 0 | 0 | 0 | 0 | 0 | 0 | 0 | 0 | 0 | 0 | 0 | 0 | 0 | 0 | 0 | 0 | 0 | 0 | 0 | 0 | 0 | 0 | 0 | 0 | 0 | 0 | 0 | 0 | 0 | 0 | 0 | 0 | 0 | 0 | 0 | 0 | 0 | 0 | 0 | 0 | 0 | 0 | 0 | 0 | 0 | 341.9966 | 345.4473 | 349.0416 | 352.6812 | 356.2887 | 359.7805 | 363.0813 | 366.1218 | 368.8393 | 371.1774 | 373.1917 | 374.925 | 376.4156 | 377.6971 | 378.799 | 379.7454 | 380.5577 | 381.2406 | 381.8295 | 382.3386 | 382.7775 | 383.1565 | 383.4802 | 383.7573 | 383.9943 | 177.3027 | 179.0917 | 180.9551 | 182.842 | 184.7122 | 186.5225 | 188.2338 | 189.8101 | 191.2189 | 192.4311 | 193.4754 | 194.3739 | 195.1467 | 195.8111 | 196.3823 | 196.873 | 197.2941 | 197.6481 | 197.9535 | 198.2174 | 198.4449 | 198.6414 | 198.8093 | 198.9529 | 199.0757 | 98
OR_Residential_LI - Single Family_Existing_Space Heating_Natural Gas_Furnace | OR | Residential | LI - Single Family | Existing | Water Heating | Natural Gas | Circulation Pump - Timer | A | ORM51 | Without controls | Controls added | 11.5 | 546.0751 | 0 | 0 | 1074.28 | 0 | 0 | 0 | 0.30173 | 0.45 | complex | 0% | 0% | Retrofit | Retro1Slow | 84.81% | TBD | 0% | 367.608 |  | 190.5806 |  | 0 | RTF Wkbk - ComResCirculatorPumps_3_0 | RTF Wkbk - ComResCirculatorPumps_3_0 | RTF Wkbk - ComResCirculatorPumps_3_0 | Without controls | Without controls | Without controls | Without controls | Without controls | Without controls | Without controls | Without controls | Without controls | Without controls | Without controls | Without controls | Without controls | Without controls | Without controls | Without controls | Without controls | Without controls | Without controls | Without controls | Without controls | Without controls | Without controls | Without controls | Without controls | Without controls | Without controls | Controls added | Controls added | Controls added | Controls added | Controls added | Controls added | Controls added | Controls added | Controls added | Controls added | Controls added | Controls added | Controls added | Controls added | Controls added | Controls added | Controls added | Controls added | Controls added | Controls added | Controls added | Controls added | Controls added | Controls added | Controls added | Controls added | Controls added | 1074.28 | 1074.28 | 1074.28 | 1074.28 | 1074.28 | 1074.28 | 1074.28 | 1074.28 | 1074.28 | 1074.28 | 1074.28 | 1074.28 | 1074.28 | 1074.28 | 1074.28 | 1074.28 | 1074.28 | 1074.28 | 1074.28 | 1074.28 | 1074.28 | 1074.28 | 1074.28 | 1074.28 | 1074.28 | 1074.28 | 1074.28 | 0 | 0 | 536.4304 | 531.072 | 525.6032 | 520.179 | 514.9122 | 509.9147 | 505.2791 | 501.0829 | 497.3911 | 494.2579 | 491.5902 | 489.3176 | 487.3799 | 485.7262 | 484.3133 | 483.1063 | 482.0751 | 481.2116 | 480.4693 | 479.8296 | 479.2795 | 478.8054 | 478.4011 | 478.0558 | 477.7607 | 0 | 0 | 0 | 0 | 0 | 0 | 0 | 0 | 0 | 0 | 0 | 0 | 0 | 0 | 0 | 0 | 0 | 0 | 0 | 0 | 0 | 0 | 0 | 0 | 0 | 0 | 0 | 0 | 0 | 0 | 0 | 0 | 0 | 0 | 0 | 0 | 0 | 0 | 0 | 0 | 0 | 0 | 0 | 0 | 0 | 0 | 0 | 0 | 0 | 0 | 0 | 0 | 0 | 0 | 0 | 0 | 0 | 0 | 0 | 0 | 0 | 0 | 0 | 0 | 0 | 0 | 0 | 0 | 0 | 0 | 0 | 0 | 0 | 0 | 0 | 0 | 0 | 0 | 0 | 0 | 0 | 0 | 0 | 0 | 0 | 0 | 0 | 0 | 0 | 0 | 0 | 0 | 0 | 0 | 0 | 0 | 0 | 0 | 0 | 0 | 0 | 0 | 0 | 0 | 0 | 0 | 0 | 0 | 0 | 0 | 0 | 0 | 0 | 0 | 0 | 0 | 0 | 0 | 0 | 0 | 0 | 0 | 0 | 0 | 0 | 0 | 0 | 0 | 0 | 0 | 0 | 0 | 0 | 0 | 0 | 0 | 0 | 0 | 0 | 0 | 0 | 0 | 0 | 0 | 0 | 0 | 0 | 0 | 0 | 0 | 0 | 0 | 0 | 0 | 0 | 0 | 0 | 0 | 0 | 0 | 0 | 0 | 0 | 0 | 0 | 0 | 0 | 0 | 0 | 0 | 0 | 0 | 0 | 0 | 0 | 0 | 0 | 0 | 0 | 0 | 0 | 0 | 0 | 0 | 0 | 0 | 0 | 0 | 0 | 0 | 0 | 0 | 0 | 0 | 0 | 0 | 0 | 0 | 0 | 0 | 0 | 0 | 0 | 0 | 0 | 0 | 0 | 0 | 0 | 0 | 0 | 0 | 0 | 0 | 0 | 0 | 0 | 0 | 0 | 0 | 0 | 0 | 0 | 0 | 0 | 0 | 0 | 0 | 0 | 0 | 0 | 0 | 0 | 0 | 0 | 0 | 0 | 0 | 0 | 0 | 0 | 0 | 0 | 0 | 0 | 0 | 0 | 0 | 0 | 0 | 0 | 0 | 0 | 0 | 0 | 0 | 0 | 0 | 0 | 0 | 0 | 0 | 0 | 0 | 0 | 0 | 0 | 0 | 0 | 0 | 0 | 0 | 0 | 0 | 0 | 0 | 0 | 0 | 0 | 0 | 0 | 0 | 0 | 0 | 0 | 0 | 0 | 0 | 0 | 0 | 0 | 0 | 0 | 0 | 0 | 0 | 0 | 0 | 0 | 0 | 0 | 0 | 0 | 0 | 0 | 0 | 0 | 0 | 0 | 0 | 0 | 0 | 0 | 0 | 0 | 0 | 0 | 0 | 0 | 0 | 0 | 0 | 0 | 0 | 0 | 0 | 0 | 0 | 0 | 0 | 0 | 0 | 0 | 0 | 0 | 0 | 0 | 0 | 0 | 0 | 0 | 0 | 0 | 0 | 0 | 0 | 0 | 0 | 0 | 0 | 0 | 0 | 0 | 0 | 0 | 0 | 0 | 0 | 0 | 0 | 0 | 0 | 0 | 0 | 0 | 0 | 0 | 0 | 0 | 0 | 0 | 0 | 0 | 0 | 0 | 0 | 0 | 0 | 0 | 0 | 0 | 0 | 0 | 0 | 0 | 0 | 0 | 0 | 0 | 0 | 0 | 0 | 0 | 0 | 0 | 0 | 0 | 0 | 0 | 0 | 341.9966 | 345.4473 | 349.0416 | 352.6812 | 356.2887 | 359.7805 | 363.0813 | 366.1218 | 368.8393 | 371.1774 | 373.1917 | 374.925 | 376.4156 | 377.6971 | 378.799 | 379.7454 | 380.5577 | 381.2406 | 381.8295 | 382.3386 | 382.7775 | 383.1565 | 383.4802 | 383.7573 | 383.9943 | 177.3027 | 179.0917 | 180.9551 | 182.842 | 184.7122 | 186.5225 | 188.2338 | 189.8101 | 191.2189 | 192.4311 | 193.4754 | 194.3739 | 195.1467 | 195.8111 | 196.3823 | 196.873 | 197.2941 | 197.6481 | 197.9535 | 198.2174 | 198.4449 | 198.6414 | 198.8093 | 198.9529 | 199.0757 | 99
OR_Residential_LI - Single Family_Existing_Space Heating_Natural Gas_Furnace | OR | Residential | LI - Single Family | Existing | Water Heating | Natural Gas | Clothes Washer - ENERGY STAR (8.0) | A | ORM52 | MEF 1.87 | Energy Star Washer | 14.2 | 5.3271 | 0 | 0 | 63.39 | 0 | 0 | 0 | 0.30173 | 0.45 | household | 55% | 94% | Retrofit | Retro12Med | 75.44% | TBD | 0% | 1914.3448 |  | 992.4618 |  | 1.8302 | RTF Workbook - ResClothesWashers_v8_0 | RTF Workbook - ResClothesWashers_v8_0 | RTF Workbook - ResClothesWashers_v8_0 | MEF 1.87 | MEF 1.87 | MEF 1.87 | MEF 1.87 | MEF 1.87 | MEF 1.87 | MEF 1.87 | MEF 1.87 | MEF 1.87 | MEF 1.87 | MEF 1.87 | MEF 1.87 | MEF 1.87 | MEF 1.87 | MEF 1.87 | MEF 1.87 | MEF 1.87 | MEF 1.87 | MEF 1.87 | MEF 1.87 | MEF 1.87 | MEF 1.87 | MEF 1.87 | MEF 1.87 | MEF 1.87 | MEF 1.87 | MEF 1.87 | Energy Star Washer | Energy Star Washer | Energy Star Washer | Energy Star Washer | Energy Star Washer | Energy Star Washer | Energy Star Washer | Energy Star Washer | Energy Star Washer | Energy Star Washer | Energy Star Washer | Energy Star Washer | Energy Star Washer | Energy Star Washer | Energy Star Washer | Energy Star Washer | Energy Star Washer | Energy Star Washer | Energy Star Washer | Energy Star Washer | Energy Star Washer | Energy Star Washer | Energy Star Washer | Energy Star Washer | Energy Star Washer | Energy Star Washer | Energy Star Washer | 63.39 | 63.39 | 63.39 | 63.39 | 63.39 | 63.39 | 63.39 | 63.39 | 63.39 | 63.39 | 63.39 | 63.39 | 63.39 | 63.39 | 63.39 | 63.39 | 63.39 | 63.39 | 63.39 | 63.39 | 63.39 | 63.39 | 63.39 | 63.39 | 63.39 | 63.39 | 63.39 | 0 | 0 | 5.2313 | 5.1761 | 5.1167 | 5.0529 | 4.9843 | 4.9105 | 4.8319 | 4.7498 | 4.666 | 4.583 | 4.5024 | 4.4251 | 4.3524 | 4.2851 | 4.2229 | 4.1625 | 4.1039 | 4.0471 | 3.9916 | 3.9372 | 3.8842 | 3.8326 | 3.7825 | 3.7346 | 3.6895 | 2.1531 | 2.1376 | 2.1202 | 2.1009 | 2.0793 | 1.8499 | 1.4612 | 1.153 | 0.90917 | 0.71681 | 0.56527 | 0.44595 | 0.35209 | 0.27825 | 0.22011 | 0 | 0 | 0 | 0 | 0 | 0 | 0 | 0 | 0 | 0 | 2.1531 | 4.268 | 6.3392 | 8.3611 | 10.3268 | 12.0238 | 13.2926 | 14.2197 | 14.8781 | 15.3301 | 15.6259 | 15.8036 | 15.896 | 15.9284 | 15.9172 | 15.6897 | 15.4688 | 15.2547 | 15.0456 | 14.8405 | 14.6408 | 14.446 | 14.2573 | 14.0767 | 13.9068 | 411.5837 | 412.9753 | 414.3717 | 415.7728 | 417.1786 | 376.7302 | 302.4032 | 242.7406 | 194.8491 | 156.4063 | 125.5481 | 100.7781 | 80.8951 | 64.9349 | 52.1236 | 0 | 0 | 0 | 0 | 0 | 0 | 0 | 0 | 0 | 0 | 411.5837 | 824.559 | 1238.9306 | 1654.7034 | 2071.882 | 2448.6122 | 2751.0155 | 2993.7561 | 3188.6052 | 3345.0115 | 3470.5597 | 3571.3378 | 3652.2329 | 3717.1678 | 3769.2913 | 3769.2913 | 3769.2913 | 3769.2913 | 3769.2913 | 3769.2913 | 3769.2913 | 3769.2913 | 3769.2913 | 3769.2913 | 3769.2913 | 1.8302 | 1.8172 | 1.8027 | 1.7869 | 1.7695 | 1.5755 | 1.2457 | 0.98427 | 0.77737 | 0.61398 | 0.48509 | 0.38345 | 0.30333 | 0.24018 | 0.19034 | 0 | 0 | 0 | 0 | 0 | 0 | 0 | 0 | 0 | 0 | 1.8302 | 3.6283 | 5.39 | 7.1115 | 8.788 | 10.2401 | 11.3326 | 12.1391 | 12.7212 | 13.131 | 13.4096 | 13.5885 | 13.6947 | 13.7489 | 13.7647 | 13.5937 | 13.4285 | 13.2688 | 13.1134 | 12.9614 | 12.8138 | 12.6701 | 12.5311 | 12.3983 | 12.2735 | 349.8461 | 351.029 | 352.2159 | 353.4068 | 354.6018 | 320.2207 | 257.0428 | 206.3295 | 165.6217 | 132.9454 | 106.7159 | 85.6614 | 68.7608 | 55.1947 | 44.305 | 0 | 0 | 0 | 0 | 0 | 0 | 0 | 0 | 0 | 0 | 349.8461 | 700.8751 | 1053.091 | 1406.4979 | 1761.0997 | 2081.3204 | 2338.3632 | 2544.6927 | 2710.3144 | 2843.2598 | 2949.9757 | 3035.6371 | 3104.3979 | 3159.5926 | 3203.8976 | 3203.8976 | 3203.8976 | 3203.8976 | 3203.8976 | 3203.8976 | 3203.8976 | 3203.8976 | 3203.8976 | 3203.8976 | 3203.8976 | 0 | 0 | 0 | 0 | 0 | 0 | 0 | 0 | 0 | 0 | 0 | 0 | 0 | 0 | 0 | 0 | 0 | 0 | 0 | 0 | 0 | 0 | 0 | 0 | 0 | 0 | 0 | 0 | 0 | 0 | 0 | 0 | 0 | 0 | 0 | 0 | 0 | 0 | 0 | 0 | 0 | 0 | 0 | 0 | 0 | 0 | 0 | 0 | 0 | 0 | 0 | 0 | 0 | 0 | 0 | 0 | 0 | 0 | 0 | 0 | 0 | 0 | 0 | 0 | 0 | 0 | 0 | 0 | 0 | 0 | 0 | 0 | 0 | 0 | 0 | 0 | 0 | 0 | 0 | 0 | 0 | 0 | 0 | 0 | 0 | 0 | 0 | 0 | 0 | 0 | 0 | 0 | 0 | 0 | 0 | 0 | 0 | 0 | 0 | 0 | 1.8302 | 1.8172 | 1.8027 | 1.7869 | 1.7695 | 1.5755 | 1.2457 | 0.98427 | 0.77737 | 0.61398 | 0.48509 | 0.38345 | 0.30333 | 0.24018 | 0.19034 | 0 | 0 | 0 | 0 | 0 | 0 | 0 | 0 | 0 | 0 | 1.8302 | 3.6283 | 5.39 | 7.1115 | 8.788 | 10.2401 | 11.3326 | 12.1391 | 12.7212 | 13.131 | 13.4096 | 13.5885 | 13.6947 | 13.7489 | 13.7647 | 13.5937 | 13.4285 | 13.2688 | 13.1134 | 12.9614 | 12.8138 | 12.6701 | 12.5311 | 12.3983 | 12.2735 | 349.8461 | 351.029 | 352.2159 | 353.4068 | 354.6018 | 320.2207 | 257.0428 | 206.3295 | 165.6217 | 132.9454 | 106.7159 | 85.6614 | 68.7608 | 55.1947 | 44.305 | 0 | 0 | 0 | 0 | 0 | 0 | 0 | 0 | 0 | 0 | 349.8461 | 700.8751 | 1053.091 | 1406.4979 | 1761.0997 | 2081.3204 | 2338.3632 | 2544.6927 | 2710.3144 | 2843.2598 | 2949.9757 | 3035.6371 | 3104.3979 | 3159.5926 | 3203.8976 | 3203.8976 | 3203.8976 | 3203.8976 | 3203.8976 | 3203.8976 | 3203.8976 | 3203.8976 | 3203.8976 | 3203.8976 | 3203.8976 | 1780.9715 | 1798.9413 | 1817.659 | 1836.6125 | 1855.3986 | 1873.5825 | 1890.7715 | 1906.6053 | 1920.7568 | 1932.9327 | 1943.4224 | 1952.4482 | 1960.2109 | 1966.8843 | 1972.6226 | 1977.5511 | 1981.7809 | 1985.3373 | 1988.4044 | 1991.0552 | 1993.3408 | 1995.3143 | 1997.0005 | 1998.4432 | 1999.6772 | 923.3165 | 932.6327 | 942.3365 | 952.1627 | 961.9021 | 971.3292 | 980.2406 | 988.4494 | 995.786 | 1002.0984 | 1007.5366 | 1012.2159 | 1016.2403 | 1019.7 | 1022.675 | 1025.2301 | 1027.4229 | 1029.2667 | 1030.8568 | 1032.2311 | 1033.416 | 1034.4392 | 1035.3133 | 1036.0613 | 1036.701 | 100
OR_Residential_LI - Single Family_Existing_Space Heating_Natural Gas_Furnace | OR | Residential | LI - Single Family | Existing | Appliances | Natural Gas | Clothes Washer - ENERGY STAR (8.0) | A | ORM53 | MEF 1.87 | Energy Star Washer | 14.2 | 2.4017 | 0 | 0 | 63.39 | 0 | 0 | 0 | 0.30173 | 0.45 | household | 55% | 94% | Retrofit | Retro12Med | 75.44% | TBD | 0% | 1914.3448 |  | 992.4618 |  | 0 | RTF Workbook - ResClothesWashers_v8_0 | RTF Workbook - ResClothesWashers_v8_0 | RTF Workbook - ResClothesWashers_v8_0 | MEF 1.87 | MEF 1.87 | MEF 1.87 | MEF 1.87 | MEF 1.87 | MEF 1.87 | MEF 1.87 | MEF 1.87 | MEF 1.87 | MEF 1.87 | MEF 1.87 | MEF 1.87 | MEF 1.87 | MEF 1.87 | MEF 1.87 | MEF 1.87 | MEF 1.87 | MEF 1.87 | MEF 1.87 | MEF 1.87 | MEF 1.87 | MEF 1.87 | MEF 1.87 | MEF 1.87 | MEF 1.87 | MEF 1.87 | MEF 1.87 | Energy Star Washer | Energy Star Washer | Energy Star Washer | Energy Star Washer | Energy Star Washer | Energy Star Washer | Energy Star Washer | Energy Star Washer | Energy Star Washer | Energy Star Washer | Energy Star Washer | Energy Star Washer | Energy Star Washer | Energy Star Washer | Energy Star Washer | Energy Star Washer | Energy Star Washer | Energy Star Washer | Energy Star Washer | Energy Star Washer | Energy Star Washer | Energy Star Washer | Energy Star Washer | Energy Star Washer | Energy Star Washer | Energy Star Washer | Energy Star Washer | 63.39 | 63.39 | 63.39 | 63.39 | 63.39 | 63.39 | 63.39 | 63.39 | 63.39 | 63.39 | 63.39 | 63.39 | 63.39 | 63.39 | 63.39 | 63.39 | 63.39 | 63.39 | 63.39 | 63.39 | 63.39 | 63.39 | 63.39 | 63.39 | 63.39 | 63.39 | 63.39 | 0 | 0 | 0 | 0 | 0 | 0 | 0 | 0 | 0 | 0 | 0 | 0 | 0 | 0 | 0 | 0 | 0 | 0 | 0 | 0 | 0 | 0 | 0 | 0 | 0 | 0 | 0 | 0 | 0 | 0 | 0 | 0 | 0 | 0 | 0 | 0 | 0 | 0 | 0 | 0 | 0 | 0 | 0 | 0 | 0 | 0 | 0 | 0 | 0 | 0 | 0 | 0 | 0 | 0 | 0 | 0 | 0 | 0 | 0 | 0 | 0 | 0 | 0 | 0 | 0 | 0 | 0 | 0 | 0 | 0 | 0 | 0 | 0 | 0 | 0 | 0 | 0 | 0.042656 | 0.042656 | 0.042656 | 0.042656 | 0.042656 | 0.03839 | 0.030712 | 0.02457 | 0.019656 | 0.015725 | 0.01258 | 0.010064 | 0.0080511 | 0.0064409 | 0.0051527 | 0 | 0 | 0 | 0 | 0 | 0 | 0 | 0 | 0 | 0 | 0.042656 | 0.085312 | 0.12797 | 0.17062 | 0.21328 | 0.25167 | 0.28238 | 0.30695 | 0.32661 | 0.34233 | 0.35491 | 0.36498 | 0.37303 | 0.37947 | 0.38462 | 0.38462 | 0.38462 | 0.38462 | 0.38462 | 0.38462 | 0.38462 | 0.38462 | 0.38462 | 0.38462 | 0.38462 | 0 | 0 | 0 | 0 | 0 | 0 | 0 | 0 | 0 | 0 | 0 | 0 | 0 | 0 | 0 | 0 | 0 | 0 | 0 | 0 | 0 | 0 | 0 | 0 | 0 | 0 | 0 | 0 | 0 | 0 | 0 | 0 | 0 | 0 | 0 | 0 | 0 | 0 | 0 | 0 | 0 | 0 | 0 | 0 | 0 | 0 | 0 | 0 | 0 | 0 | 0.036258 | 0.036258 | 0.036258 | 0.036258 | 0.036258 | 0.032632 | 0.026106 | 0.020884 | 0.016708 | 0.013366 | 0.010693 | 0.0085543 | 0.0068434 | 0.0054747 | 0.0043798 | 0 | 0 | 0 | 0 | 0 | 0 | 0 | 0 | 0 | 0 | 0.036258 | 0.072515 | 0.10877 | 0.14503 | 0.18129 | 0.21392 | 0.24003 | 0.26091 | 0.27762 | 0.29098 | 0.30168 | 0.31023 | 0.31707 | 0.32255 | 0.32693 | 0.32693 | 0.32693 | 0.32693 | 0.32693 | 0.32693 | 0.32693 | 0.32693 | 0.32693 | 0.32693 | 0.32693 | 0 | 0 | 0 | 0 | 0 | 0 | 0 | 0 | 0 | 0 | 0 | 0 | 0 | 0 | 0 | 0 | 0 | 0 | 0 | 0 | 0 | 0 | 0 | 0 | 0 | 0 | 0 | 0 | 0 | 0 | 0 | 0 | 0 | 0 | 0 | 0 | 0 | 0 | 0 | 0 | 0 | 0 | 0 | 0 | 0 | 0 | 0 | 0 | 0 | 0 | 0 | 0 | 0 | 0 | 0 | 0 | 0 | 0 | 0 | 0 | 0 | 0 | 0 | 0 | 0 | 0 | 0 | 0 | 0 | 0 | 0 | 0 | 0 | 0 | 0 | 0 | 0 | 0 | 0 | 0 | 0 | 0 | 0 | 0 | 0 | 0 | 0 | 0 | 0 | 0 | 0 | 0 | 0 | 0 | 0 | 0 | 0 | 0 | 0 | 0 | 0 | 0 | 0 | 0 | 0 | 0 | 0 | 0 | 0 | 0 | 0 | 0 | 0 | 0 | 0 | 0 | 0 | 0 | 0 | 0 | 0 | 0 | 0 | 0 | 0 | 0 | 0 | 0 | 0 | 0 | 0 | 0 | 0 | 0 | 0 | 0 | 0 | 0 | 0 | 0 | 0 | 0 | 0 | 0 | 0 | 0 | 0 | 0 | 0 | 0 | 0.036258 | 0.036258 | 0.036258 | 0.036258 | 0.036258 | 0.032632 | 0.026106 | 0.020884 | 0.016708 | 0.013366 | 0.010693 | 0.0085543 | 0.0068434 | 0.0054747 | 0.0043798 | 0 | 0 | 0 | 0 | 0 | 0 | 0 | 0 | 0 | 0 | 0.036258 | 0.072515 | 0.10877 | 0.14503 | 0.18129 | 0.21392 | 0.24003 | 0.26091 | 0.27762 | 0.29098 | 0.30168 | 0.31023 | 0.31707 | 0.32255 | 0.32693 | 0.32693 | 0.32693 | 0.32693 | 0.32693 | 0.32693 | 0.32693 | 0.32693 | 0.32693 | 0.32693 | 0.32693 | 1780.9715 | 1798.9413 | 1817.659 | 1836.6125 | 1855.3986 | 1873.5825 | 1890.7715 | 1906.6053 | 1920.7568 | 1932.9327 | 1943.4224 | 1952.4482 | 1960.2109 | 1966.8843 | 1972.6226 | 1977.5511 | 1981.7809 | 1985.3373 | 1988.4044 | 1991.0552 | 1993.3408 | 1995.3143 | 1997.0005 | 1998.4432 | 1999.6772 | 923.3165 | 932.6327 | 942.3365 | 952.1627 | 961.9021 | 971.3292 | 980.2406 | 988.4494 | 995.786 | 1002.0984 | 1007.5366 | 1012.2159 | 1016.2403 | 1019.7 | 1022.675 | 1025.2301 | 1027.4229 | 1029.2667 | 1030.8568 | 1032.2311 | 1033.416 | 1034.4392 | 1035.3133 | 1036.0613 | 1036.701 | 101
OR_Residential_LI - Single Family_Existing_Space Heating_Natural Gas_Furnace | OR | Residential | LI - Single Family | Existing | Water Heating | Natural Gas | Dishwasher ENERGY STAR (6.0) | A | ORM54 | Standard efficiency dishwasher | Dishwasher meeting ENERGY STAR (6.0) specification | 11 | 0.89078 | 0 | 0 | 80.44 | 0 | 0 | 0 | 0.30173 | 0.45 | household | 55% | 99% | Retrofit | Retro12Med | 75.44% | TBD | 0% | 17439.5698 |  | 9041.2691 |  | 0.34469 | IL TRM - 5.1.4 - RS-APL-ESDI-V07-220101 | IL TRM - 5.1.4 - RS-APL-ESDI-V07-220101 | IL TRM - 5.1.4 - RS-APL-ESDI-V07-220101 | Standard efficiency dishwasher | Standard efficiency dishwasher | Standard efficiency dishwasher | Standard efficiency dishwasher | Standard efficiency dishwasher | Standard efficiency dishwasher | Standard efficiency dishwasher | Standard efficiency dishwasher | Standard efficiency dishwasher | Standard efficiency dishwasher | Standard efficiency dishwasher | Standard efficiency dishwasher | Standard efficiency dishwasher | Standard efficiency dishwasher | Standard efficiency dishwasher | Standard efficiency dishwasher | Standard efficiency dishwasher | Standard efficiency dishwasher | Standard efficiency dishwasher | Standard efficiency dishwasher | Standard efficiency dishwasher | Standard efficiency dishwasher | Standard efficiency dishwasher | Standard efficiency dishwasher | Standard efficiency dishwasher | Standard efficiency dishwasher | Standard efficiency dishwasher | Dishwasher meeting ENERGY STAR (6.0) specification | Dishwasher meeting ENERGY STAR (6.0) specification | Dishwasher meeting ENERGY STAR (6.0) specification | Dishwasher meeting ENERGY STAR (6.0) specification | Dishwasher meeting ENERGY STAR (6.0) specification | Dishwasher meeting ENERGY STAR (6.0) specification | Dishwasher meeting ENERGY STAR (6.0) specification | Dishwasher meeting ENERGY STAR (6.0) specification | Dishwasher meeting ENERGY STAR (6.0) specification | Dishwasher meeting ENERGY STAR (6.0) specification | Dishwasher meeting ENERGY STAR (6.0) specification | Dishwasher meeting ENERGY STAR (6.0) specification | Dishwasher meeting ENERGY STAR (6.0) specification | Dishwasher meeting ENERGY STAR (6.0) specification | Dishwasher meeting ENERGY STAR (6.0) specification | Dishwasher meeting ENERGY STAR (6.0) specification | Dishwasher meeting ENERGY STAR (6.0) specification | Dishwasher meeting ENERGY STAR (6.0) specification | Dishwasher meeting ENERGY STAR (6.0) specification | Dishwasher meeting ENERGY STAR (6.0) specification | Dishwasher meeting ENERGY STAR (6.0) specification | Dishwasher meeting ENERGY STAR (6.0) specification | Dishwasher meeting ENERGY STAR (6.0) specification | Dishwasher meeting ENERGY STAR (6.0) specification | Dishwasher meeting ENERGY STAR (6.0) specification | Dishwasher meeting ENERGY STAR (6.0) specification | Dishwasher meeting ENERGY STAR (6.0) specification | 80.44 | 80.44 | 80.44 | 80.44 | 80.44 | 80.44 | 80.44 | 80.44 | 80.44 | 80.44 | 80.44 | 80.44 | 80.44 | 80.44 | 80.44 | 80.44 | 80.44 | 80.44 | 80.44 | 80.44 | 80.44 | 80.44 | 80.44 | 80.44 | 80.44 | 80.44 | 80.44 | 0 | 0 | 0.87299 | 0.86197 | 0.85024 | 0.83768 | 0.82418 | 0.80988 | 0.79503 | 0.77982 | 0.76465 | 0.74972 | 0.73541 | 0.72183 | 0.7092 | 0.69753 | 0.68673 | 0.6764 | 0.66635 | 0.6565 | 0.64686 | 0.63741 | 0.6282 | 0.61921 | 0.61052 | 0.60219 | 0.59435 | 0.40537 | 0.40161 | 0.39748 | 0.39294 | 0.38791 | 0.34422 | 0.27124 | 0.21356 | 0.16809 | 0.1323 | 0.10417 | 0 | 0 | 0 | 0 | 0 | 0 | 0 | 0 | 0 | 0 | 0 | 0 | 0 | 0 | 0.40537 | 0.80187 | 1.1884 | 1.5638 | 1.9265 | 2.2373 | 2.4675 | 2.6339 | 2.7507 | 2.8294 | 2.8795 | 2.8263 | 2.7769 | 2.7312 | 2.6889 | 2.6484 | 2.6091 | 2.5705 | 2.5328 | 2.4958 | 2.4597 | 2.4245 | 2.3905 | 2.3579 | 2.3272 | 464.3508 | 465.9209 | 467.4963 | 469.077 | 470.663 | 425.029 | 341.1729 | 273.8612 | 219.8297 | 176.4584 | 141.6441 | 0 | 0 | 0 | 0 | 0 | 0 | 0 | 0 | 0 | 0 | 0 | 0 | 0 | 0 | 464.3508 | 930.2717 | 1397.7679 | 1866.8449 | 2337.5079 | 2762.5369 | 3103.7098 | 3377.571 | 3597.4007 | 3773.8591 | 3915.5032 | 3915.5032 | 3915.5032 | 3915.5032 | 3915.5032 | 3915.5032 | 3915.5032 | 3915.5032 | 3915.5032 | 3915.5032 | 3915.5032 | 3915.5032 | 3915.5032 | 3915.5032 | 3915.5032 | 0.34469 | 0.34162 | 0.33828 | 0.33463 | 0.33064 | 0.29373 | 0.23178 | 0.18279 | 0.14414 | 0.11367 | 0.089694 | 0 | 0 | 0 | 0 | 0 | 0 | 0 | 0 | 0 | 0 | 0 | 0 | 0 | 0 | 0.34469 | 0.68209 | 1.0114 | 1.3318 | 1.6421 | 1.9092 | 2.1085 | 2.2544 | 2.3588 | 2.4311 | 2.4794 | 2.4389 | 2.4013 | 2.3667 | 2.3347 | 2.3042 | 2.2747 | 2.2458 | 2.2177 | 2.1901 | 2.1633 | 2.1372 | 2.112 | 2.0878 | 2.0651 | 394.6982 | 396.0327 | 397.3718 | 398.7154 | 400.0636 | 361.2746 | 289.997 | 232.782 | 186.8553 | 149.9897 | 120.3974 | 0 | 0 | 0 | 0 | 0 | 0 | 0 | 0 | 0 | 0 | 0 | 0 | 0 | 0 | 394.6982 | 790.7309 | 1188.1027 | 1586.8181 | 1986.8817 | 2348.1564 | 2638.1533 | 2870.9353 | 3057.7906 | 3207.7803 | 3328.1777 | 3328.1777 | 3328.1777 | 3328.1777 | 3328.1777 | 3328.1777 | 3328.1777 | 3328.1777 | 3328.1777 | 3328.1777 | 3328.1777 | 3328.1777 | 3328.1777 | 3328.1777 | 3328.1777 | 0 | 0 | 0 | 0 | 0 | 0 | 0 | 0 | 0 | 0 | 0 | 0 | 0 | 0 | 0 | 0 | 0 | 0 | 0 | 0 | 0 | 0 | 0 | 0 | 0 | 0 | 0 | 0 | 0 | 0 | 0 | 0 | 0 | 0 | 0 | 0 | 0 | 0 | 0 | 0 | 0 | 0 | 0 | 0 | 0 | 0 | 0 | 0 | 0 | 0 | 0 | 0 | 0 | 0 | 0 | 0 | 0 | 0 | 0 | 0 | 0 | 0 | 0 | 0 | 0 | 0 | 0 | 0 | 0 | 0 | 0 | 0 | 0 | 0 | 0 | 0 | 0 | 0 | 0 | 0 | 0 | 0 | 0 | 0 | 0 | 0 | 0 | 0 | 0 | 0 | 0 | 0 | 0 | 0 | 0 | 0 | 0 | 0 | 0 | 0 | 0 | 0 | 0 | 0 | 0 | 0 | 0 | 0 | 0 | 0 | 0 | 0 | 0 | 0 | 0 | 0 | 0 | 0 | 0 | 0 | 0 | 0 | 0 | 0 | 0 | 0 | 0 | 0 | 0 | 0 | 0 | 0 | 0 | 0 | 0 | 0 | 0 | 0 | 0 | 0 | 0 | 0 | 0 | 0 | 0 | 0 | 0 | 0 | 0 | 0 | 0 | 0 | 0 | 0 | 0 | 0 | 0 | 0 | 0 | 0 | 0 | 0 | 0 | 0 | 0 | 0 | 0 | 0 | 0 | 0 | 0 | 0 | 0 | 0 | 0 | 0 | 0 | 0 | 0 | 0 | 0 | 0 | 0 | 0 | 0 | 0 | 0 | 0 | 0 | 0 | 0 | 0 | 0 | 0 | 0 | 0 | 0 | 0 | 0 | 0 | 16224.5472 | 16388.2514 | 16558.7677 | 16731.4331 | 16902.5739 | 17068.2283 | 17224.8188 | 17369.064 | 17497.9826 | 17608.9044 | 17704.465 | 17786.69 | 17857.4072 | 17918.2017 | 17970.4772 | 18015.3759 | 18053.9089 | 18086.3075 | 18114.2484 | 18138.3977 | 18159.2189 | 18177.1979 | 18192.5588 | 18205.7015 | 18216.9438 | 8411.3598 | 8496.2297 | 8584.6312 | 8674.1468 | 8762.872 | 8848.753 | 8929.9348 | 9004.7165 | 9071.5523 | 9129.0579 | 9178.5998 | 9221.228 | 9257.8903 | 9289.4082 | 9316.5096 | 9339.7866 | 9359.7635 | 9376.56 | 9391.0455 | 9403.5654 | 9414.3598 | 9423.6807 | 9431.6443 | 9438.4579 | 9444.2863 | 102
OR_Residential_LI - Single Family_Existing_Space Heating_Natural Gas_Furnace | OR | Residential | LI - Single Family | Existing | Miscellaneous | Natural Gas | Pool Heater - Solar System | A | ORM55 | Standard hpool heater | Solar thermal system installed on top of existing solar pool heater | 30 | 42.3096 | 0 | 0 | 3564.17 | 0 | 0 | 0 | 0.30173 | 0.45 | household | 0.5016% | 30% | Retrofit | Retro3Slow | 84.16% | TBD | 0% | 0 |  | 0 |  | 0 | EIA 2018 Tech Forecast | DOE - Solar Swimming Pool Heaters | PLHT_SOL-Miscellaneous-AEG-2 | Standard hpool heater | Standard hpool heater | Standard hpool heater | Standard hpool heater | Standard hpool heater | Standard hpool heater | Standard hpool heater | Standard hpool heater | Standard hpool heater | Standard hpool heater | Standard hpool heater | Standard hpool heater | Standard hpool heater | Standard hpool heater | Standard hpool heater | Standard hpool heater | Standard hpool heater | Standard hpool heater | Standard hpool heater | Standard hpool heater | Standard hpool heater | Standard hpool heater | Standard hpool heater | Standard hpool heater | Standard hpool heater | Standard hpool heater | Standard hpool heater | Solar thermal system installed on top of existing solar pool heater | Solar thermal system installed on top of existing solar pool heater | Solar thermal system installed on top of existing solar pool heater | Solar thermal system installed on top of existing solar pool heater | Solar thermal system installed on top of existing solar pool heater | Solar thermal system installed on top of existing solar pool heater | Solar thermal system installed on top of existing solar pool heater | Solar thermal system installed on top of existing solar pool heater | Solar thermal system installed on top of existing solar pool heater | Solar thermal system installed on top of existing solar pool heater | Solar thermal system installed on top of existing solar pool heater | Solar thermal system installed on top of existing solar pool heater | Solar thermal system installed on top of existing solar pool heater | Solar thermal system installed on top of existing solar pool heater | Solar thermal system installed on top of existing solar pool heater | Solar thermal system installed on top of existing solar pool heater | Solar thermal system installed on top of existing solar pool heater | Solar thermal system installed on top of existing solar pool heater | Solar thermal system installed on top of existing solar pool heater | Solar thermal system installed on top of existing solar pool heater | Solar thermal system installed on top of existing solar pool heater | Solar thermal system installed on top of existing solar pool heater | Solar thermal system installed on top of existing solar pool heater | Solar thermal system installed on top of existing solar pool heater | Solar thermal system installed on top of existing solar pool heater | Solar thermal system installed on top of existing solar pool heater | Solar thermal system installed on top of existing solar pool heater | 3564.17 | 3564.17 | 3564.17 | 3564.17 | 3564.17 | 3564.17 | 3564.17 | 3564.17 | 3564.17 | 3564.17 | 3564.17 | 3564.17 | 3564.17 | 3564.17 | 3564.17 | 3564.17 | 3564.17 | 3564.17 | 3564.17 | 3564.17 | 3564.17 | 3564.17 | 3564.17 | 3564.17 | 3564.17 | 3564.17 | 3564.17 | 0 | 0 | 0 | 0 | 0 | 0 | 0 | 0 | 0 | 0 | 0 | 0 | 0 | 0 | 0 | 0 | 0 | 0 | 0 | 0 | 0 | 0 | 0 | 0 | 0 | 0 | 0 | 0 | 0 | 0 | 0 | 0 | 0 | 0 | 0 | 0 | 0 | 0 | 0 | 0 | 0 | 0 | 0 | 0 | 0 | 0 | 0 | 0 | 0 | 0 | 0 | 0 | 0 | 0 | 0 | 0 | 0 | 0 | 0 | 0 | 0 | 0 | 0 | 0 | 0 | 0 | 0 | 0 | 0 | 0 | 0 | 0 | 0 | 0 | 0 | 0 | 0 | 0.22923 | 0.35976 | 0.71837 | 1.2551 | 1.9493 | 2.7247 | 3.4622 | 4.0328 | 4.336 | 4.3291 | 4.034 | 3.5241 | 2.8976 | 2.2501 | 1.6553 | 1.1568 | 0.77 | 0.48921 | 0.29731 | 0.20098 | 0 | 0 | 0 | 0 | 0 | 0.22923 | 0.58899 | 1.3074 | 2.5625 | 4.5118 | 7.2364 | 10.6986 | 14.7314 | 19.0674 | 23.3965 | 27.4305 | 30.9546 | 33.8522 | 36.1023 | 37.7575 | 38.9144 | 39.6844 | 40.1736 | 40.4709 | 40.6719 | 40.6719 | 40.6719 | 40.6719 | 40.6719 | 40.6719 | 0 | 0 | 0 | 0 | 0 | 0 | 0 | 0 | 0 | 0 | 0 | 0 | 0 | 0 | 0 | 0 | 0 | 0 | 0 | 0 | 0 | 0 | 0 | 0 | 0 | 0 | 0 | 0 | 0 | 0 | 0 | 0 | 0 | 0 | 0 | 0 | 0 | 0 | 0 | 0 | 0 | 0 | 0 | 0 | 0 | 0 | 0 | 0 | 0 | 0 | 0.19485 | 0.30579 | 0.61061 | 1.0669 | 1.6569 | 2.316 | 2.9429 | 3.4278 | 3.6856 | 3.6797 | 3.4289 | 2.9955 | 2.4629 | 1.9126 | 1.407 | 0.98332 | 0.6545 | 0.41583 | 0.25271 | 0.17083 | 0 | 0 | 0 | 0 | 0 | 0.19485 | 0.50064 | 1.1113 | 2.1781 | 3.835 | 6.151 | 9.0938 | 12.5217 | 16.2073 | 19.887 | 23.3159 | 26.3114 | 28.7744 | 30.6869 | 32.0939 | 33.0772 | 33.7317 | 34.1476 | 34.4003 | 34.5711 | 34.5711 | 34.5711 | 34.5711 | 34.5711 | 34.5711 | 0 | 0 | 0 | 0 | 0 | 0 | 0 | 0 | 0 | 0 | 0 | 0 | 0 | 0 | 0 | 0 | 0 | 0 | 0 | 0 | 0 | 0 | 0 | 0 | 0 | 0 | 0 | 0 | 0 | 0 | 0 | 0 | 0 | 0 | 0 | 0 | 0 | 0 | 0 | 0 | 0 | 0 | 0 | 0 | 0 | 0 | 0 | 0 | 0 | 0 | 0 | 0 | 0 | 0 | 0 | 0 | 0 | 0 | 0 | 0 | 0 | 0 | 0 | 0 | 0 | 0 | 0 | 0 | 0 | 0 | 0 | 0 | 0 | 0 | 0 | 0 | 0 | 0 | 0 | 0 | 0 | 0 | 0 | 0 | 0 | 0 | 0 | 0 | 0 | 0 | 0 | 0 | 0 | 0 | 0 | 0 | 0 | 0 | 0 | 0 | 0 | 0 | 0 | 0 | 0 | 0 | 0 | 0 | 0 | 0 | 0 | 0 | 0 | 0 | 0 | 0 | 0 | 0 | 0 | 0 | 0 | 0 | 0 | 0 | 0 | 0 | 0 | 0 | 0 | 0 | 0 | 0 | 0 | 0 | 0 | 0 | 0 | 0 | 0 | 0 | 0 | 0 | 0 | 0 | 0 | 0 | 0 | 0 | 0 | 0 | 0 | 0 | 0 | 0 | 0 | 0 | 0 | 0 | 0 | 0 | 0 | 0 | 0 | 0 | 0 | 0 | 0 | 0 | 0 | 0 | 0 | 0 | 0 | 0 | 0 | 0 | 0 | 0 | 0 | 0 | 0 | 0 | 0 | 0 | 0 | 0 | 0 | 0 | 0 | 0 | 0 | 0 | 0 | 0 | 0 | 0 | 0 | 0 | 0 | 0 | 0 | 0 | 0 | 0 | 0 | 0 | 0 | 0 | 0 | 0 | 0 | 0 | 0 | 0 | 0 | 0 | 0 | 0 | 0 | 0 | 0 | 0 | 0 | 0 | 0 | 0 | 0 | 0 | 0 | 0 | 0 | 0 | 0 | 0 | 0 | 0 | 0 | 0 | 0 | 0 | 0 | 0 | 0 | 0 | 0 | 0 | 0 | 0 | 0 | 0 | 103
OR_Residential_LI - Single Family_Existing_Space Heating_Natural Gas_Furnace | OR | Residential | LI - Single Family | Existing | Miscellaneous | Natural Gas | Pool Covers | A | ORM56 | None | Installed | 6 | 0 | 0 | 0 | 422.21 | 0 | 0 | 0 | 0.30173 | 0.45 | household | 50% | 100% | Retrofit | Retro12Med | 75.44% | TBD | 0% | 0 |  | 0 |  | 0 | IL TRM - 5.4.10 - RS-HWE-PLCV-V01-200101 | IL TRM - 5.4.10 - RS-HWE-PLCV-V01-200101 | IL TRM - 5.4.10 - RS-HWE-PLCV-V01-200101 | None | None | None | None | None | None | None | None | None | None | None | None | None | None | None | None | None | None | None | None | None | None | None | None | None | None | None | Installed | Installed | Installed | Installed | Installed | Installed | Installed | Installed | Installed | Installed | Installed | Installed | Installed | Installed | Installed | Installed | Installed | Installed | Installed | Installed | Installed | Installed | Installed | Installed | Installed | Installed | Installed | 422.21 | 422.21 | 422.21 | 422.21 | 422.21 | 422.21 | 422.21 | 422.21 | 422.21 | 422.21 | 422.21 | 422.21 | 422.21 | 422.21 | 422.21 | 422.21 | 422.21 | 422.21 | 422.21 | 422.21 | 422.21 | 422.21 | 422.21 | 422.21 | 422.21 | 422.21 | 422.21 | 0 | 0 | 0 | 0 | 0 | 0 | 0 | 0 | 0 | 0 | 0 | 0 | 0 | 0 | 0 | 0 | 0 | 0 | 0 | 0 | 0 | 0 | 0 | 0 | 0 | 0 | 0 | 0 | 0 | 0 | 0 | 0 | 0 | 0 | 0 | 0 | 0 | 0 | 0 | 0 | 0 | 0 | 0 | 0 | 0 | 0 | 0 | 0 | 0 | 0 | 0 | 0 | 0 | 0 | 0 | 0 | 0 | 0 | 0 | 0 | 0 | 0 | 0 | 0 | 0 | 0 | 0 | 0 | 0 | 0 | 0 | 0 | 0 | 0 | 0 | 0 | 0 | 0.054687 | 0.054687 | 0.054687 | 0.054687 | 0.054687 | 0.049219 | 0 | 0 | 0 | 0 | 0 | 0 | 0 | 0 | 0 | 0 | 0 | 0 | 0 | 0 | 0 | 0 | 0 | 0 | 0 | 0.054687 | 0.10937 | 0.16406 | 0.21875 | 0.27344 | 0.32266 | 0.32266 | 0.32266 | 0.32266 | 0.32266 | 0.32266 | 0.32266 | 0.32266 | 0.32266 | 0.32266 | 0.32266 | 0.32266 | 0.32266 | 0.32266 | 0.32266 | 0.32266 | 0.32266 | 0.32266 | 0.32266 | 0.32266 | 0 | 0 | 0 | 0 | 0 | 0 | 0 | 0 | 0 | 0 | 0 | 0 | 0 | 0 | 0 | 0 | 0 | 0 | 0 | 0 | 0 | 0 | 0 | 0 | 0 | 0 | 0 | 0 | 0 | 0 | 0 | 0 | 0 | 0 | 0 | 0 | 0 | 0 | 0 | 0 | 0 | 0 | 0 | 0 | 0 | 0 | 0 | 0 | 0 | 0 | 0.046484 | 0.046484 | 0.046484 | 0.046484 | 0.046484 | 0.041836 | 0 | 0 | 0 | 0 | 0 | 0 | 0 | 0 | 0 | 0 | 0 | 0 | 0 | 0 | 0 | 0 | 0 | 0 | 0 | 0.046484 | 0.092968 | 0.13945 | 0.18594 | 0.23242 | 0.27426 | 0.27426 | 0.27426 | 0.27426 | 0.27426 | 0.27426 | 0.27426 | 0.27426 | 0.27426 | 0.27426 | 0.27426 | 0.27426 | 0.27426 | 0.27426 | 0.27426 | 0.27426 | 0.27426 | 0.27426 | 0.27426 | 0.27426 | 0 | 0 | 0 | 0 | 0 | 0 | 0 | 0 | 0 | 0 | 0 | 0 | 0 | 0 | 0 | 0 | 0 | 0 | 0 | 0 | 0 | 0 | 0 | 0 | 0 | 0 | 0 | 0 | 0 | 0 | 0 | 0 | 0 | 0 | 0 | 0 | 0 | 0 | 0 | 0 | 0 | 0 | 0 | 0 | 0 | 0 | 0 | 0 | 0 | 0 | 0 | 0 | 0 | 0 | 0 | 0 | 0 | 0 | 0 | 0 | 0 | 0 | 0 | 0 | 0 | 0 | 0 | 0 | 0 | 0 | 0 | 0 | 0 | 0 | 0 | 0 | 0 | 0 | 0 | 0 | 0 | 0 | 0 | 0 | 0 | 0 | 0 | 0 | 0 | 0 | 0 | 0 | 0 | 0 | 0 | 0 | 0 | 0 | 0 | 0 | 0 | 0 | 0 | 0 | 0 | 0 | 0 | 0 | 0 | 0 | 0 | 0 | 0 | 0 | 0 | 0 | 0 | 0 | 0 | 0 | 0 | 0 | 0 | 0 | 0 | 0 | 0 | 0 | 0 | 0 | 0 | 0 | 0 | 0 | 0 | 0 | 0 | 0 | 0 | 0 | 0 | 0 | 0 | 0 | 0 | 0 | 0 | 0 | 0 | 0 | 0 | 0 | 0 | 0 | 0 | 0 | 0 | 0 | 0 | 0 | 0 | 0 | 0 | 0 | 0 | 0 | 0 | 0 | 0 | 0 | 0 | 0 | 0 | 0 | 0 | 0 | 0 | 0 | 0 | 0 | 0 | 0 | 0 | 0 | 0 | 0 | 0 | 0 | 0 | 0 | 0 | 0 | 0 | 0 | 0 | 0 | 0 | 0 | 0 | 0 | 0 | 0 | 0 | 0 | 0 | 0 | 0 | 0 | 0 | 0 | 0 | 0 | 0 | 0 | 0 | 0 | 0 | 0 | 0 | 0 | 0 | 0 | 0 | 0 | 0 | 0 | 0 | 0 | 0 | 0 | 0 | 0 | 0 | 0 | 0 | 0 | 0 | 0 | 0 | 0 | 0 | 0 | 0 | 0 | 0 | 0 | 0 | 0 | 0 | 0 | 104
OR_Residential_LI - Single Family_Existing_Space Heating_Natural Gas_Furnace | OR | Residential | LI - Single Family | Existing | Space Heating | Natural Gas | ENERGY STAR Home Design | A | ORM57 | Code-Compliant Home Design | ENERGY STAR Home Design | 25 | 0 | 0 | 0 | 1 | 0 | 0 | 0 | 0 | 0.45 | household | 0% | 0% | Lost Opportunity | LOEven20 | 85% | TBD | 0% | 0 |  | 0 |  | 0 | Avista TRM - 07.01.21 - E STAR HOME - GAS ONLY | Avista TRM - 07.01.21 - E STAR HOME - GAS ONLY | N/A | Code-Compliant Home Design | Code-Compliant Home Design | Code-Compliant Home Design | Code-Compliant Home Design | Code-Compliant Home Design | Code-Compliant Home Design | Code-Compliant Home Design | Code-Compliant Home Design | Code-Compliant Home Design | Code-Compliant Home Design | Code-Compliant Home Design | Code-Compliant Home Design | Code-Compliant Home Design | Code-Compliant Home Design | Code-Compliant Home Design | Code-Compliant Home Design | Code-Compliant Home Design | Code-Compliant Home Design | Code-Compliant Home Design | Code-Compliant Home Design | Code-Compliant Home Design | Code-Compliant Home Design | Code-Compliant Home Design | Code-Compliant Home Design | Code-Compliant Home Design | Code-Compliant Home Design | Code-Compliant Home Design | ENERGY STAR Home Design | ENERGY STAR Home Design | ENERGY STAR Home Design | ENERGY STAR Home Design | ENERGY STAR Home Design | ENERGY STAR Home Design | ENERGY STAR Home Design | ENERGY STAR Home Design | ENERGY STAR Home Design | ENERGY STAR Home Design | ENERGY STAR Home Design | ENERGY STAR Home Design | ENERGY STAR Home Design | ENERGY STAR Home Design | ENERGY STAR Home Design | ENERGY STAR Home Design | ENERGY STAR Home Design | ENERGY STAR Home Design | ENERGY STAR Home Design | ENERGY STAR Home Design | ENERGY STAR Home Design | ENERGY STAR Home Design | ENERGY STAR Home Design | ENERGY STAR Home Design | ENERGY STAR Home Design | ENERGY STAR Home Design | ENERGY STAR Home Design | 1 | 1 | 1 | 1 | 1 | 1 | 1 | 1 | 1 | 1 | 1 | 1 | 1 | 1 | 1 | 1 | 1 | 1 | 1 | 1 | 1 | 1 | 1 | 1 | 1 | 1 | 1 | 0 | 0 | 0 | 0 | 0 | 0 | 0 | 0 | 0 | 0 | 0 | 0 | 0 | 0 | 0 | 0 | 0 | 0 | 0 | 0 | 0 | 0 | 0 | 0 | 0 | 0 | 0 | 0 | 0 | 0 | 0 | 0 | 0 | 0 | 0 | 0 | 0 | 0 | 0 | 0 | 0 | 0 | 0 | 0 | 0 | 0 | 0 | 0 | 0 | 0 | 0 | 0 | 0 | 0 | 0 | 0 | 0 | 0 | 0 | 0 | 0 | 0 | 0 | 0 | 0 | 0 | 0 | 0 | 0 | 0 | 0 | 0 | 0 | 0 | 0 | 0 | 0 | 0 | 0 | 0 | 0 | 0 | 0 | 0 | 0 | 0 | 0 | 0 | 0 | 0 | 0 | 0 | 0 | 0 | 0 | 0 | 0 | 0 | 0 | 0 | 0 | 0 | 0 | 0 | 0 | 0 | 0 | 0 | 0 | 0 | 0 | 0 | 0 | 0 | 0 | 0 | 0 | 0 | 0 | 0 | 0 | 0 | 0 | 0 | 0 | 0 | 0 | 0 | 0 | 0 | 0 | 0 | 0 | 0 | 0 | 0 | 0 | 0 | 0 | 0 | 0 | 0 | 0 | 0 | 0 | 0 | 0 | 0 | 0 | 0 | 0 | 0 | 0 | 0 | 0 | 0 | 0 | 0 | 0 | 0 | 0 | 0 | 0 | 0 | 0 | 0 | 0 | 0 | 0 | 0 | 0 | 0 | 0 | 0 | 0 | 0 | 0 | 0 | 0 | 0 | 0 | 0 | 0 | 0 | 0 | 0 | 0 | 0 | 0 | 0 | 0 | 0 | 0 | 0 | 0 | 0 | 0 | 0 | 0 | 0 | 0 | 0 | 0 | 0 | 0 | 0 | 0 | 0 | 0 | 0 | 0 | 0 | 0 | 0 | 0 | 0 | 0 | 0 | 0 | 0 | 0 | 0 | 0 | 0 | 0 | 0 | 0 | 0 | 0 | 0 | 0 | 0 | 0 | 0 | 0 | 0 | 0 | 0 | 0 | 0 | 0 | 0 | 0 | 0 | 0 | 0 | 0 | 0 | 0 | 0 | 0 | 0 | 0 | 0 | 0 | 0 | 0 | 0 | 0 | 0 | 0 | 0 | 0 | 0 | 0 | 0 | 0 | 0 | 0 | 0 | 0 | 0 | 0 | 0 | 0 | 0 | 0 | 0 | 0 | 0 | 0 | 0 | 0 | 0 | 0 | 0 | 0 | 0 | 0 | 0 | 0 | 0 | 0 | 0 | 0 | 0 | 0 | 0 | 0 | 0 | 0 | 0 | 0 | 0 | 0 | 0 | 0 | 0 | 0 | 0 | 0 | 0 | 0 | 0 | 0 | 0 | 0 | 0 | 0 | 0 | 0 | 0 | 0 | 0 | 0 | 0 | 0 | 0 | 0 | 0 | 0 | 0 | 0 | 0 | 0 | 0 | 0 | 0 | 0 | 0 | 0 | 0 | 0 | 0 | 0 | 0 | 0 | 0 | 0 | 0 | 0 | 0 | 0 | 0 | 0 | 0 | 0 | 0 | 0 | 0 | 0 | 0 | 0 | 0 | 0 | 0 | 0 | 0 | 0 | 0 | 0 | 0 | 0 | 0 | 0 | 0 | 0 | 0 | 0 | 0 | 0 | 0 | 0 | 0 | 0 | 0 | 0 | 0 | 0 | 0 | 0 | 0 | 0 | 0 | 0 | 0 | 0 | 0 | 0 | 0 | 0 | 0 | 0 | 0 | 0 | 0 | 0 | 0 | 0 | 0 | 0 | 0 | 0 | 0 | 0 | 0 | 0 | 0 | 0 | 0 | 0 | 0 | 0 | 0 | 0 | 0 | 0 | 0 | 0 | 0 | 0 | 0 | 0 | 0 | 0 | 0 | 0 | 0 | 0 | 0 | 0 | 0 | 0 | 0 | 0 | 0 | 0 | 0 | 0 | 0 | 0 | 0 | 0 | 0 | 0 | 0 | 0 | 0 | 0 | 0 | 0 | 0 | 0 | 0 | 0 | 0 | 0 | 0 | 0 | 0 | 0 | 0 | 0 | 0 | 0 | 0 | 0 | 105
OR_Residential_LI - Single Family_Existing_Space Heating_Natural Gas_Furnace | OR | Residential | LI - Single Family | Existing | Water Heating | Natural Gas | ENERGY STAR Home Design | A | ORM58 | Code-Compliant Home Design | ENERGY STAR Home Design | 25 | 0 | 0 | 0 | 1 | 0 | 0 | 0 | 0 | 0.45 | household | 0% | 0% | Lost Opportunity | LOEven20 | 85% | TBD | 0% | 0 |  | 0 |  | 0 | Avista TRM - 07.01.21 - E STAR HOME - GAS ONLY | Avista TRM - 07.01.21 - E STAR HOME - GAS ONLY | N/A | Code-Compliant Home Design | Code-Compliant Home Design | Code-Compliant Home Design | Code-Compliant Home Design | Code-Compliant Home Design | Code-Compliant Home Design | Code-Compliant Home Design | Code-Compliant Home Design | Code-Compliant Home Design | Code-Compliant Home Design | Code-Compliant Home Design | Code-Compliant Home Design | Code-Compliant Home Design | Code-Compliant Home Design | Code-Compliant Home Design | Code-Compliant Home Design | Code-Compliant Home Design | Code-Compliant Home Design | Code-Compliant Home Design | Code-Compliant Home Design | Code-Compliant Home Design | Code-Compliant Home Design | Code-Compliant Home Design | Code-Compliant Home Design | Code-Compliant Home Design | Code-Compliant Home Design | Code-Compliant Home Design | ENERGY STAR Home Design | ENERGY STAR Home Design | ENERGY STAR Home Design | ENERGY STAR Home Design | ENERGY STAR Home Design | ENERGY STAR Home Design | ENERGY STAR Home Design | ENERGY STAR Home Design | ENERGY STAR Home Design | ENERGY STAR Home Design | ENERGY STAR Home Design | ENERGY STAR Home Design | ENERGY STAR Home Design | ENERGY STAR Home Design | ENERGY STAR Home Design | ENERGY STAR Home Design | ENERGY STAR Home Design | ENERGY STAR Home Design | ENERGY STAR Home Design | ENERGY STAR Home Design | ENERGY STAR Home Design | ENERGY STAR Home Design | ENERGY STAR Home Design | ENERGY STAR Home Design | ENERGY STAR Home Design | ENERGY STAR Home Design | ENERGY STAR Home Design | 1 | 1 | 1 | 1 | 1 | 1 | 1 | 1 | 1 | 1 | 1 | 1 | 1 | 1 | 1 | 1 | 1 | 1 | 1 | 1 | 1 | 1 | 1 | 1 | 1 | 1 | 1 | 0 | 0 | 0 | 0 | 0 | 0 | 0 | 0 | 0 | 0 | 0 | 0 | 0 | 0 | 0 | 0 | 0 | 0 | 0 | 0 | 0 | 0 | 0 | 0 | 0 | 0 | 0 | 0 | 0 | 0 | 0 | 0 | 0 | 0 | 0 | 0 | 0 | 0 | 0 | 0 | 0 | 0 | 0 | 0 | 0 | 0 | 0 | 0 | 0 | 0 | 0 | 0 | 0 | 0 | 0 | 0 | 0 | 0 | 0 | 0 | 0 | 0 | 0 | 0 | 0 | 0 | 0 | 0 | 0 | 0 | 0 | 0 | 0 | 0 | 0 | 0 | 0 | 0 | 0 | 0 | 0 | 0 | 0 | 0 | 0 | 0 | 0 | 0 | 0 | 0 | 0 | 0 | 0 | 0 | 0 | 0 | 0 | 0 | 0 | 0 | 0 | 0 | 0 | 0 | 0 | 0 | 0 | 0 | 0 | 0 | 0 | 0 | 0 | 0 | 0 | 0 | 0 | 0 | 0 | 0 | 0 | 0 | 0 | 0 | 0 | 0 | 0 | 0 | 0 | 0 | 0 | 0 | 0 | 0 | 0 | 0 | 0 | 0 | 0 | 0 | 0 | 0 | 0 | 0 | 0 | 0 | 0 | 0 | 0 | 0 | 0 | 0 | 0 | 0 | 0 | 0 | 0 | 0 | 0 | 0 | 0 | 0 | 0 | 0 | 0 | 0 | 0 | 0 | 0 | 0 | 0 | 0 | 0 | 0 | 0 | 0 | 0 | 0 | 0 | 0 | 0 | 0 | 0 | 0 | 0 | 0 | 0 | 0 | 0 | 0 | 0 | 0 | 0 | 0 | 0 | 0 | 0 | 0 | 0 | 0 | 0 | 0 | 0 | 0 | 0 | 0 | 0 | 0 | 0 | 0 | 0 | 0 | 0 | 0 | 0 | 0 | 0 | 0 | 0 | 0 | 0 | 0 | 0 | 0 | 0 | 0 | 0 | 0 | 0 | 0 | 0 | 0 | 0 | 0 | 0 | 0 | 0 | 0 | 0 | 0 | 0 | 0 | 0 | 0 | 0 | 0 | 0 | 0 | 0 | 0 | 0 | 0 | 0 | 0 | 0 | 0 | 0 | 0 | 0 | 0 | 0 | 0 | 0 | 0 | 0 | 0 | 0 | 0 | 0 | 0 | 0 | 0 | 0 | 0 | 0 | 0 | 0 | 0 | 0 | 0 | 0 | 0 | 0 | 0 | 0 | 0 | 0 | 0 | 0 | 0 | 0 | 0 | 0 | 0 | 0 | 0 | 0 | 0 | 0 | 0 | 0 | 0 | 0 | 0 | 0 | 0 | 0 | 0 | 0 | 0 | 0 | 0 | 0 | 0 | 0 | 0 | 0 | 0 | 0 | 0 | 0 | 0 | 0 | 0 | 0 | 0 | 0 | 0 | 0 | 0 | 0 | 0 | 0 | 0 | 0 | 0 | 0 | 0 | 0 | 0 | 0 | 0 | 0 | 0 | 0 | 0 | 0 | 0 | 0 | 0 | 0 | 0 | 0 | 0 | 0 | 0 | 0 | 0 | 0 | 0 | 0 | 0 | 0 | 0 | 0 | 0 | 0 | 0 | 0 | 0 | 0 | 0 | 0 | 0 | 0 | 0 | 0 | 0 | 0 | 0 | 0 | 0 | 0 | 0 | 0 | 0 | 0 | 0 | 0 | 0 | 0 | 0 | 0 | 0 | 0 | 0 | 0 | 0 | 0 | 0 | 0 | 0 | 0 | 0 | 0 | 0 | 0 | 0 | 0 | 0 | 0 | 0 | 0 | 0 | 0 | 0 | 0 | 0 | 0 | 0 | 0 | 0 | 0 | 0 | 0 | 0 | 0 | 0 | 0 | 0 | 0 | 0 | 0 | 0 | 0 | 0 | 0 | 0 | 0 | 0 | 0 | 0 | 0 | 0 | 0 | 0 | 0 | 0 | 0 | 0 | 0 | 0 | 0 | 0 | 0 | 0 | 0 | 0 | 0 | 0 | 0 | 0 | 0 | 0 | 0 | 0 | 0 | 0 | 0 | 0 | 0 | 0 | 0 | 0 | 0 | 0 | 0 | 106
OR_Residential_LI - Single Family_Existing_Space Heating_Natural Gas_Furnace | OR | Residential | LI - Single Family | Existing | Appliances | Natural Gas | ENERGY STAR Home Design | A | ORM59 | Code-Compliant Home Design | ENERGY STAR Home Design | 25 | 0 | 0 | 0 | 1 | 0 | 0 | 0 | 0 | 0.45 | household | 0% | 0% | Lost Opportunity | LOEven20 | 85% | TBD | 0% | 0 |  | 0 |  | 0 | Avista TRM - 07.01.21 - E STAR HOME - GAS ONLY | Avista TRM - 07.01.21 - E STAR HOME - GAS ONLY | N/A | Code-Compliant Home Design | Code-Compliant Home Design | Code-Compliant Home Design | Code-Compliant Home Design | Code-Compliant Home Design | Code-Compliant Home Design | Code-Compliant Home Design | Code-Compliant Home Design | Code-Compliant Home Design | Code-Compliant Home Design | Code-Compliant Home Design | Code-Compliant Home Design | Code-Compliant Home Design | Code-Compliant Home Design | Code-Compliant Home Design | Code-Compliant Home Design | Code-Compliant Home Design | Code-Compliant Home Design | Code-Compliant Home Design | Code-Compliant Home Design | Code-Compliant Home Design | Code-Compliant Home Design | Code-Compliant Home Design | Code-Compliant Home Design | Code-Compliant Home Design | Code-Compliant Home Design | Code-Compliant Home Design | ENERGY STAR Home Design | ENERGY STAR Home Design | ENERGY STAR Home Design | ENERGY STAR Home Design | ENERGY STAR Home Design | ENERGY STAR Home Design | ENERGY STAR Home Design | ENERGY STAR Home Design | ENERGY STAR Home Design | ENERGY STAR Home Design | ENERGY STAR Home Design | ENERGY STAR Home Design | ENERGY STAR Home Design | ENERGY STAR Home Design | ENERGY STAR Home Design | ENERGY STAR Home Design | ENERGY STAR Home Design | ENERGY STAR Home Design | ENERGY STAR Home Design | ENERGY STAR Home Design | ENERGY STAR Home Design | ENERGY STAR Home Design | ENERGY STAR Home Design | ENERGY STAR Home Design | ENERGY STAR Home Design | ENERGY STAR Home Design | ENERGY STAR Home Design | 1 | 1 | 1 | 1 | 1 | 1 | 1 | 1 | 1 | 1 | 1 | 1 | 1 | 1 | 1 | 1 | 1 | 1 | 1 | 1 | 1 | 1 | 1 | 1 | 1 | 1 | 1 | 0 | 0 | 0 | 0 | 0 | 0 | 0 | 0 | 0 | 0 | 0 | 0 | 0 | 0 | 0 | 0 | 0 | 0 | 0 | 0 | 0 | 0 | 0 | 0 | 0 | 0 | 0 | 0 | 0 | 0 | 0 | 0 | 0 | 0 | 0 | 0 | 0 | 0 | 0 | 0 | 0 | 0 | 0 | 0 | 0 | 0 | 0 | 0 | 0 | 0 | 0 | 0 | 0 | 0 | 0 | 0 | 0 | 0 | 0 | 0 | 0 | 0 | 0 | 0 | 0 | 0 | 0 | 0 | 0 | 0 | 0 | 0 | 0 | 0 | 0 | 0 | 0 | 0 | 0 | 0 | 0 | 0 | 0 | 0 | 0 | 0 | 0 | 0 | 0 | 0 | 0 | 0 | 0 | 0 | 0 | 0 | 0 | 0 | 0 | 0 | 0 | 0 | 0 | 0 | 0 | 0 | 0 | 0 | 0 | 0 | 0 | 0 | 0 | 0 | 0 | 0 | 0 | 0 | 0 | 0 | 0 | 0 | 0 | 0 | 0 | 0 | 0 | 0 | 0 | 0 | 0 | 0 | 0 | 0 | 0 | 0 | 0 | 0 | 0 | 0 | 0 | 0 | 0 | 0 | 0 | 0 | 0 | 0 | 0 | 0 | 0 | 0 | 0 | 0 | 0 | 0 | 0 | 0 | 0 | 0 | 0 | 0 | 0 | 0 | 0 | 0 | 0 | 0 | 0 | 0 | 0 | 0 | 0 | 0 | 0 | 0 | 0 | 0 | 0 | 0 | 0 | 0 | 0 | 0 | 0 | 0 | 0 | 0 | 0 | 0 | 0 | 0 | 0 | 0 | 0 | 0 | 0 | 0 | 0 | 0 | 0 | 0 | 0 | 0 | 0 | 0 | 0 | 0 | 0 | 0 | 0 | 0 | 0 | 0 | 0 | 0 | 0 | 0 | 0 | 0 | 0 | 0 | 0 | 0 | 0 | 0 | 0 | 0 | 0 | 0 | 0 | 0 | 0 | 0 | 0 | 0 | 0 | 0 | 0 | 0 | 0 | 0 | 0 | 0 | 0 | 0 | 0 | 0 | 0 | 0 | 0 | 0 | 0 | 0 | 0 | 0 | 0 | 0 | 0 | 0 | 0 | 0 | 0 | 0 | 0 | 0 | 0 | 0 | 0 | 0 | 0 | 0 | 0 | 0 | 0 | 0 | 0 | 0 | 0 | 0 | 0 | 0 | 0 | 0 | 0 | 0 | 0 | 0 | 0 | 0 | 0 | 0 | 0 | 0 | 0 | 0 | 0 | 0 | 0 | 0 | 0 | 0 | 0 | 0 | 0 | 0 | 0 | 0 | 0 | 0 | 0 | 0 | 0 | 0 | 0 | 0 | 0 | 0 | 0 | 0 | 0 | 0 | 0 | 0 | 0 | 0 | 0 | 0 | 0 | 0 | 0 | 0 | 0 | 0 | 0 | 0 | 0 | 0 | 0 | 0 | 0 | 0 | 0 | 0 | 0 | 0 | 0 | 0 | 0 | 0 | 0 | 0 | 0 | 0 | 0 | 0 | 0 | 0 | 0 | 0 | 0 | 0 | 0 | 0 | 0 | 0 | 0 | 0 | 0 | 0 | 0 | 0 | 0 | 0 | 0 | 0 | 0 | 0 | 0 | 0 | 0 | 0 | 0 | 0 | 0 | 0 | 0 | 0 | 0 | 0 | 0 | 0 | 0 | 0 | 0 | 0 | 0 | 0 | 0 | 0 | 0 | 0 | 0 | 0 | 0 | 0 | 0 | 0 | 0 | 0 | 0 | 0 | 0 | 0 | 0 | 0 | 0 | 0 | 0 | 0 | 0 | 0 | 0 | 0 | 0 | 0 | 0 | 0 | 0 | 0 | 0 | 0 | 0 | 0 | 0 | 0 | 0 | 0 | 0 | 0 | 0 | 0 | 0 | 0 | 0 | 0 | 0 | 0 | 0 | 0 | 0 | 0 | 0 | 0 | 0 | 0 | 0 | 0 | 0 | 0 | 0 | 0 | 0 | 0 | 0 | 0 | 0 | 0 | 0 | 0 | 0 | 0 | 0 | 0 | 0 | 0 | 0 | 107
OR_Residential_LI - Single Family_Existing_Space Heating_Natural Gas_Furnace | OR | Residential | LI - Single Family | Existing | Space Heating | Natural Gas | Advanced New Construction Design - Zero Net Energy | A | ORM60 | Standard New Construction Home | ZNE-Ready Home | 20 | 0.081832 | 0 | 0 | 2.29 | 0 | 0.01 | 0 | 0.30173 | 0.45 | sqft home | 0% | 0% | Lost Opportunity | LO3Slow | 85% | TBD | 0% | 2472.8773 |  | 1232.9829 |  | 0 | RES_ADVNC_ZNE-All-PGE-2 | RES_ADVNC_ZNE-All-PGE-2 | RES_ADVNC_ZNE-All-PGE-2 | Standard New Construction Home | Standard New Construction Home | Standard New Construction Home | Standard New Construction Home | Standard New Construction Home | Standard New Construction Home | Standard New Construction Home | Standard New Construction Home | Standard New Construction Home | Standard New Construction Home | Standard New Construction Home | Standard New Construction Home | Standard New Construction Home | Standard New Construction Home | Standard New Construction Home | Standard New Construction Home | Standard New Construction Home | Standard New Construction Home | Standard New Construction Home | Standard New Construction Home | Standard New Construction Home | Standard New Construction Home | Standard New Construction Home | Standard New Construction Home | Standard New Construction Home | Standard New Construction Home | Standard New Construction Home | ZNE-Ready Home | ZNE-Ready Home | ZNE-Ready Home | ZNE-Ready Home | ZNE-Ready Home | ZNE-Ready Home | ZNE-Ready Home | ZNE-Ready Home | ZNE-Ready Home | ZNE-Ready Home | ZNE-Ready Home | ZNE-Ready Home | ZNE-Ready Home | ZNE-Ready Home | ZNE-Ready Home | ZNE-Ready Home | ZNE-Ready Home | ZNE-Ready Home | ZNE-Ready Home | ZNE-Ready Home | ZNE-Ready Home | ZNE-Ready Home | ZNE-Ready Home | ZNE-Ready Home | ZNE-Ready Home | ZNE-Ready Home | ZNE-Ready Home | 2.29 | 2.29 | 2.29 | 2.29 | 2.29 | 2.29 | 2.29 | 2.29 | 2.29 | 2.29 | 2.29 | 2.29 | 2.29 | 2.29 | 2.29 | 2.29 | 2.29 | 2.29 | 2.29 | 2.29 | 2.29 | 2.29 | 2.29 | 2.29 | 2.29 | 2.29 | 2.29 | 0 | 0 | 0.085276 | 0.083387 | 0.081232 | 0.079325 | 0.077344 | 0.075266 | 0.073142 | 0.071045 | 0.069047 | 0.067218 | 0.065606 | 0.064223 | 0.063027 | 0.061969 | 0.060993 | 0.060072 | 0.059178 | 0.058306 | 0.057452 | 0.056615 | 0.056274 | 0.055962 | 0.055678 | 0.055434 | 0.055194 | 0 | 0 | 0 | 0 | 0 | 0 | 0 | 0 | 0 | 0 | 0 | 0 | 0 | 0 | 0 | 0 | 0 | 0 | 0 | 0 | 0 | 0 | 0 | 0 | 0 | 0 | 0 | 0 | 0 | 0 | 0 | 0 | 0 | 0 | 0 | 0 | 0 | 0 | 0 | 0 | 0 | 0 | 0 | 0 | 0 | 0 | 0 | 0 | 0 | 0 | 0 | 0 | 0 | 0 | 0 | 0 | 0 | 0 | 0 | 0 | 0 | 0 | 0 | 0 | 0 | 0 | 0 | 0 | 0 | 0 | 0 | 0 | 0 | 0 | 0 | 0 | 0 | 0 | 0 | 0 | 0 | 0 | 0 | 0 | 0 | 0 | 0 | 0 | 0 | 0 | 0 | 0 | 0 | 0 | 0 | 0 | 0 | 0 | 0 | 0 | 0 | 0 | 0 | 0 | 0 | 0 | 0 | 0 | 0 | 0 | 0 | 0 | 0 | 0 | 0 | 0 | 0 | 0 | 0 | 0 | 0 | 0 | 0 | 0 | 0 | 0 | 0 | 0 | 0 | 0 | 0 | 0 | 0 | 0 | 0 | 0 | 0 | 0 | 0 | 0 | 0 | 0 | 0 | 0 | 0 | 0 | 0 | 0 | 0 | 0 | 0 | 0 | 0 | 0 | 0 | 0 | 0 | 0 | 0 | 0 | 0 | 0 | 0 | 0 | 0 | 0 | 0 | 0 | 0 | 0 | 0 | 0 | 0 | 0 | 0 | 0 | 0 | 0 | 0 | 0 | 0 | 0 | 0 | 0 | 0 | 0 | 0 | 0 | 0 | 0 | 0 | 0 | 0 | 0 | 0 | 0 | 0 | 0 | 0 | 0 | 0 | 0 | 0 | 0 | 0 | 0 | 0 | 0 | 0 | 0 | 0 | 0 | 0 | 0 | 0 | 0 | 0 | 0 | 0 | 0 | 0 | 0 | 0 | 0 | 0 | 0 | 0 | 0 | 0 | 0 | 0 | 0 | 0 | 0 | 0 | 0 | 0 | 0 | 0 | 0 | 0 | 0 | 0 | 0 | 0 | 0 | 0 | 0 | 0 | 0 | 0 | 0 | 0 | 0 | 0 | 0 | 0 | 0 | 0 | 0 | 0 | 0 | 0 | 0 | 0 | 0 | 0 | 0 | 0 | 0 | 0 | 0 | 0 | 0 | 0 | 0 | 0 | 0 | 0 | 0 | 0 | 0 | 0 | 0 | 0 | 0 | 0 | 0 | 0 | 0 | 0 | 0 | 0 | 0 | 0 | 0 | 0 | 0 | 0 | 0 | 0 | 0 | 0 | 0 | 0 | 0 | 0 | 0 | 0 | 0 | 0 | 0 | 0 | 0 | 0 | 0 | 0 | 0 | 0 | 0 | 0 | 0 | 0 | 0 | 0 | 0 | 0 | 0 | 0 | 0 | 0 | 0 | 0 | 0 | 0 | 0 | 0 | 0 | 0 | 0 | 0 | 0 | 0 | 0 | 0 | 0 | 0 | 0 | 0 | 0 | 0 | 0 | 0 | 0 | 0 | 0 | 0 | 0 | 0 | 0 | 0 | 0 | 0 | 0 | 0 | 0 | 0 | 0 | 0 | 0 | 0 | 0 | 0 | 0 | 0 | 0 | 0 | 0 | 0 | 0 | 0 | 0 | 0 | 0 | 0 | 0 | 0 | 0 | 0 | 0 | 0 | 0 | 0 | 0 | 0 | 0 | 0 | 0 | 0 | 0 | 2323.1279 | 2340.8831 | 2359.0353 | 2377.3539 | 2395.651 | 2413.729 | 2431.4055 | 2448.5104 | 2464.8847 | 2480.3929 | 2495.0308 | 2508.8904 | 2521.8591 | 2534.0021 | 2545.3836 | 2556.0582 | 2566.0775 | 2575.4649 | 2584.2952 | 2592.5908 | 2600.4003 | 2607.7555 | 2614.6777 | 2620.8065 | 2626.3549 | 1158.3174 | 1167.1702 | 1176.221 | 1185.3547 | 1194.4777 | 1203.4914 | 1212.305 | 1220.8335 | 1228.9978 | 1236.7302 | 1244.0287 | 1250.9391 | 1257.4053 | 1263.4599 | 1269.1347 | 1274.4571 | 1279.4528 | 1284.1333 | 1288.5361 | 1292.6724 | 1296.5662 | 1300.2335 | 1303.6849 | 1306.7408 | 1309.5072 | 108
OR_Residential_LI - Single Family_Existing_Space Heating_Natural Gas_Furnace | OR | Residential | LI - Single Family | Existing | Water Heating | Natural Gas | Advanced New Construction Design - Zero Net Energy | A | ORM61 | Standard New Construction Home | ZNE-Ready Home | 20 | 0.031804 | 0 | 0 | 2.29 | 0 | 0.01 | 0 | 0.30173 | 0.45 | sqft home | 0% | 0% | Lost Opportunity | LO3Slow | 85% | TBD | 0% | 2472.8773 |  | 1232.9829 |  | 0 | RES_ADVNC_ZNE-All-PGE-2 | RES_ADVNC_ZNE-All-PGE-2 | RES_ADVNC_ZNE-All-PGE-2 | Standard New Construction Home | Standard New Construction Home | Standard New Construction Home | Standard New Construction Home | Standard New Construction Home | Standard New Construction Home | Standard New Construction Home | Standard New Construction Home | Standard New Construction Home | Standard New Construction Home | Standard New Construction Home | Standard New Construction Home | Standard New Construction Home | Standard New Construction Home | Standard New Construction Home | Standard New Construction Home | Standard New Construction Home | Standard New Construction Home | Standard New Construction Home | Standard New Construction Home | Standard New Construction Home | Standard New Construction Home | Standard New Construction Home | Standard New Construction Home | Standard New Construction Home | Standard New Construction Home | Standard New Construction Home | ZNE-Ready Home | ZNE-Ready Home | ZNE-Ready Home | ZNE-Ready Home | ZNE-Ready Home | ZNE-Ready Home | ZNE-Ready Home | ZNE-Ready Home | ZNE-Ready Home | ZNE-Ready Home | ZNE-Ready Home | ZNE-Ready Home | ZNE-Ready Home | ZNE-Ready Home | ZNE-Ready Home | ZNE-Ready Home | ZNE-Ready Home | ZNE-Ready Home | ZNE-Ready Home | ZNE-Ready Home | ZNE-Ready Home | ZNE-Ready Home | ZNE-Ready Home | ZNE-Ready Home | ZNE-Ready Home | ZNE-Ready Home | ZNE-Ready Home | 2.29 | 2.29 | 2.29 | 2.29 | 2.29 | 2.29 | 2.29 | 2.29 | 2.29 | 2.29 | 2.29 | 2.29 | 2.29 | 2.29 | 2.29 | 2.29 | 2.29 | 2.29 | 2.29 | 2.29 | 2.29 | 2.29 | 2.29 | 2.29 | 2.29 | 2.29 | 2.29 | 0 | 0 | 0.03117 | 0.030778 | 0.030362 | 0.029917 | 0.029441 | 0.028937 | 0.028412 | 0.027872 | 0.02733 | 0.026797 | 0.026285 | 0.025799 | 0.025348 | 0.024931 | 0.024545 | 0.024175 | 0.023816 | 0.023464 | 0.023119 | 0.022781 | 0.022452 | 0.022131 | 0.02182 | 0.021522 | 0.021242 | 0 | 0 | 0 | 0 | 0 | 0 | 0 | 0 | 0 | 0 | 0 | 0 | 0 | 0 | 0 | 0 | 0 | 0 | 0 | 0 | 0 | 0 | 0 | 0 | 0 | 0 | 0 | 0 | 0 | 0 | 0 | 0 | 0 | 0 | 0 | 0 | 0 | 0 | 0 | 0 | 0 | 0 | 0 | 0 | 0 | 0 | 0 | 0 | 0 | 0 | 0 | 0 | 0 | 0 | 0 | 0 | 0 | 0 | 0 | 0 | 0 | 0 | 0 | 0 | 0 | 0 | 0 | 0 | 0 | 0 | 0 | 0 | 0 | 0 | 0 | 0 | 0 | 0 | 0 | 0 | 0 | 0 | 0 | 0 | 0 | 0 | 0 | 0 | 0 | 0 | 0 | 0 | 0 | 0 | 0 | 0 | 0 | 0 | 0 | 0 | 0 | 0 | 0 | 0 | 0 | 0 | 0 | 0 | 0 | 0 | 0 | 0 | 0 | 0 | 0 | 0 | 0 | 0 | 0 | 0 | 0 | 0 | 0 | 0 | 0 | 0 | 0 | 0 | 0 | 0 | 0 | 0 | 0 | 0 | 0 | 0 | 0 | 0 | 0 | 0 | 0 | 0 | 0 | 0 | 0 | 0 | 0 | 0 | 0 | 0 | 0 | 0 | 0 | 0 | 0 | 0 | 0 | 0 | 0 | 0 | 0 | 0 | 0 | 0 | 0 | 0 | 0 | 0 | 0 | 0 | 0 | 0 | 0 | 0 | 0 | 0 | 0 | 0 | 0 | 0 | 0 | 0 | 0 | 0 | 0 | 0 | 0 | 0 | 0 | 0 | 0 | 0 | 0 | 0 | 0 | 0 | 0 | 0 | 0 | 0 | 0 | 0 | 0 | 0 | 0 | 0 | 0 | 0 | 0 | 0 | 0 | 0 | 0 | 0 | 0 | 0 | 0 | 0 | 0 | 0 | 0 | 0 | 0 | 0 | 0 | 0 | 0 | 0 | 0 | 0 | 0 | 0 | 0 | 0 | 0 | 0 | 0 | 0 | 0 | 0 | 0 | 0 | 0 | 0 | 0 | 0 | 0 | 0 | 0 | 0 | 0 | 0 | 0 | 0 | 0 | 0 | 0 | 0 | 0 | 0 | 0 | 0 | 0 | 0 | 0 | 0 | 0 | 0 | 0 | 0 | 0 | 0 | 0 | 0 | 0 | 0 | 0 | 0 | 0 | 0 | 0 | 0 | 0 | 0 | 0 | 0 | 0 | 0 | 0 | 0 | 0 | 0 | 0 | 0 | 0 | 0 | 0 | 0 | 0 | 0 | 0 | 0 | 0 | 0 | 0 | 0 | 0 | 0 | 0 | 0 | 0 | 0 | 0 | 0 | 0 | 0 | 0 | 0 | 0 | 0 | 0 | 0 | 0 | 0 | 0 | 0 | 0 | 0 | 0 | 0 | 0 | 0 | 0 | 0 | 0 | 0 | 0 | 0 | 0 | 0 | 0 | 0 | 0 | 0 | 0 | 0 | 0 | 0 | 0 | 0 | 0 | 0 | 0 | 0 | 0 | 0 | 0 | 0 | 0 | 0 | 0 | 0 | 0 | 0 | 0 | 0 | 0 | 0 | 0 | 0 | 0 | 0 | 0 | 0 | 0 | 0 | 0 | 0 | 0 | 0 | 0 | 0 | 0 | 0 | 0 | 0 | 0 | 0 | 0 | 0 | 0 | 0 | 0 | 0 | 0 | 0 | 0 | 0 | 0 | 0 | 2323.1279 | 2340.8831 | 2359.0353 | 2377.3539 | 2395.651 | 2413.729 | 2431.4055 | 2448.5104 | 2464.8847 | 2480.3929 | 2495.0308 | 2508.8904 | 2521.8591 | 2534.0021 | 2545.3836 | 2556.0582 | 2566.0775 | 2575.4649 | 2584.2952 | 2592.5908 | 2600.4003 | 2607.7555 | 2614.6777 | 2620.8065 | 2626.3549 | 1158.3174 | 1167.1702 | 1176.221 | 1185.3547 | 1194.4777 | 1203.4914 | 1212.305 | 1220.8335 | 1228.9978 | 1236.7302 | 1244.0287 | 1250.9391 | 1257.4053 | 1263.4599 | 1269.1347 | 1274.4571 | 1279.4528 | 1284.1333 | 1288.5361 | 1292.6724 | 1296.5662 | 1300.2335 | 1303.6849 | 1306.7408 | 1309.5072 | 109
OR_Residential_LI - Single Family_Existing_Space Heating_Natural Gas_Furnace | OR | Residential | LI - Single Family | Existing | Appliances | Natural Gas | Advanced New Construction Design - Zero Net Energy | A | ORM62 | Standard New Construction Home | ZNE-Ready Home | 20 | 0.0033121 | 0 | 0 | 2.29 | 0 | 0.01 | 0 | 0.30173 | 0.45 | sqft home | 0% | 0% | Lost Opportunity | LO3Slow | 85% | TBD | 0% | 2472.8773 |  | 1232.9829 |  | 0 | RES_ADVNC_ZNE-All-PGE-2 | RES_ADVNC_ZNE-All-PGE-2 | RES_ADVNC_ZNE-All-PGE-2 | Standard New Construction Home | Standard New Construction Home | Standard New Construction Home | Standard New Construction Home | Standard New Construction Home | Standard New Construction Home | Standard New Construction Home | Standard New Construction Home | Standard New Construction Home | Standard New Construction Home | Standard New Construction Home | Standard New Construction Home | Standard New Construction Home | Standard New Construction Home | Standard New Construction Home | Standard New Construction Home | Standard New Construction Home | Standard New Construction Home | Standard New Construction Home | Standard New Construction Home | Standard New Construction Home | Standard New Construction Home | Standard New Construction Home | Standard New Construction Home | Standard New Construction Home | Standard New Construction Home | Standard New Construction Home | ZNE-Ready Home | ZNE-Ready Home | ZNE-Ready Home | ZNE-Ready Home | ZNE-Ready Home | ZNE-Ready Home | ZNE-Ready Home | ZNE-Ready Home | ZNE-Ready Home | ZNE-Ready Home | ZNE-Ready Home | ZNE-Ready Home | ZNE-Ready Home | ZNE-Ready Home | ZNE-Ready Home | ZNE-Ready Home | ZNE-Ready Home | ZNE-Ready Home | ZNE-Ready Home | ZNE-Ready Home | ZNE-Ready Home | ZNE-Ready Home | ZNE-Ready Home | ZNE-Ready Home | ZNE-Ready Home | ZNE-Ready Home | ZNE-Ready Home | 2.29 | 2.29 | 2.29 | 2.29 | 2.29 | 2.29 | 2.29 | 2.29 | 2.29 | 2.29 | 2.29 | 2.29 | 2.29 | 2.29 | 2.29 | 2.29 | 2.29 | 2.29 | 2.29 | 2.29 | 2.29 | 2.29 | 2.29 | 2.29 | 2.29 | 2.29 | 2.29 | 0 | 0 | 0.0033336 | 0.0033441 | 0.0033547 | 0.0033654 | 0.0033763 | 0.0033875 | 0.0033992 | 0.0034113 | 0.0034239 | 0.0034369 | 0.0034503 | 0.003464 | 0.003478 | 0.0034923 | 0.0035068 | 0.0035215 | 0.0035365 | 0.0035517 | 0.003567 | 0.0035825 | 0.0035982 | 0.003614 | 0.00363 | 0.0036461 | 0.0036624 | 0 | 0 | 0 | 0 | 0 | 0 | 0 | 0 | 0 | 0 | 0 | 0 | 0 | 0 | 0 | 0 | 0 | 0 | 0 | 0 | 0 | 0 | 0 | 0 | 0 | 0 | 0 | 0 | 0 | 0 | 0 | 0 | 0 | 0 | 0 | 0 | 0 | 0 | 0 | 0 | 0 | 0 | 0 | 0 | 0 | 0 | 0 | 0 | 0 | 0 | 0 | 0 | 0 | 0 | 0 | 0 | 0 | 0 | 0 | 0 | 0 | 0 | 0 | 0 | 0 | 0 | 0 | 0 | 0 | 0 | 0 | 0 | 0 | 0 | 0 | 0 | 0 | 0 | 0 | 0 | 0 | 0 | 0 | 0 | 0 | 0 | 0 | 0 | 0 | 0 | 0 | 0 | 0 | 0 | 0 | 0 | 0 | 0 | 0 | 0 | 0 | 0 | 0 | 0 | 0 | 0 | 0 | 0 | 0 | 0 | 0 | 0 | 0 | 0 | 0 | 0 | 0 | 0 | 0 | 0 | 0 | 0 | 0 | 0 | 0 | 0 | 0 | 0 | 0 | 0 | 0 | 0 | 0 | 0 | 0 | 0 | 0 | 0 | 0 | 0 | 0 | 0 | 0 | 0 | 0 | 0 | 0 | 0 | 0 | 0 | 0 | 0 | 0 | 0 | 0 | 0 | 0 | 0 | 0 | 0 | 0 | 0 | 0 | 0 | 0 | 0 | 0 | 0 | 0 | 0 | 0 | 0 | 0 | 0 | 0 | 0 | 0 | 0 | 0 | 0 | 0 | 0 | 0 | 0 | 0 | 0 | 0 | 0 | 0 | 0 | 0 | 0 | 0 | 0 | 0 | 0 | 0 | 0 | 0 | 0 | 0 | 0 | 0 | 0 | 0 | 0 | 0 | 0 | 0 | 0 | 0 | 0 | 0 | 0 | 0 | 0 | 0 | 0 | 0 | 0 | 0 | 0 | 0 | 0 | 0 | 0 | 0 | 0 | 0 | 0 | 0 | 0 | 0 | 0 | 0 | 0 | 0 | 0 | 0 | 0 | 0 | 0 | 0 | 0 | 0 | 0 | 0 | 0 | 0 | 0 | 0 | 0 | 0 | 0 | 0 | 0 | 0 | 0 | 0 | 0 | 0 | 0 | 0 | 0 | 0 | 0 | 0 | 0 | 0 | 0 | 0 | 0 | 0 | 0 | 0 | 0 | 0 | 0 | 0 | 0 | 0 | 0 | 0 | 0 | 0 | 0 | 0 | 0 | 0 | 0 | 0 | 0 | 0 | 0 | 0 | 0 | 0 | 0 | 0 | 0 | 0 | 0 | 0 | 0 | 0 | 0 | 0 | 0 | 0 | 0 | 0 | 0 | 0 | 0 | 0 | 0 | 0 | 0 | 0 | 0 | 0 | 0 | 0 | 0 | 0 | 0 | 0 | 0 | 0 | 0 | 0 | 0 | 0 | 0 | 0 | 0 | 0 | 0 | 0 | 0 | 0 | 0 | 0 | 0 | 0 | 0 | 0 | 0 | 0 | 0 | 0 | 0 | 0 | 0 | 0 | 0 | 0 | 0 | 0 | 0 | 0 | 0 | 0 | 0 | 0 | 0 | 0 | 0 | 0 | 0 | 0 | 0 | 0 | 0 | 0 | 0 | 0 | 0 | 0 | 0 | 0 | 0 | 0 | 0 | 0 | 0 | 0 | 0 | 0 | 0 | 0 | 0 | 0 | 0 | 0 | 0 | 0 | 0 | 0 | 0 | 2323.1279 | 2340.8831 | 2359.0353 | 2377.3539 | 2395.651 | 2413.729 | 2431.4055 | 2448.5104 | 2464.8847 | 2480.3929 | 2495.0308 | 2508.8904 | 2521.8591 | 2534.0021 | 2545.3836 | 2556.0582 | 2566.0775 | 2575.4649 | 2584.2952 | 2592.5908 | 2600.4003 | 2607.7555 | 2614.6777 | 2620.8065 | 2626.3549 | 1158.3174 | 1167.1702 | 1176.221 | 1185.3547 | 1194.4777 | 1203.4914 | 1212.305 | 1220.8335 | 1228.9978 | 1236.7302 | 1244.0287 | 1250.9391 | 1257.4053 | 1263.4599 | 1269.1347 | 1274.4571 | 1279.4528 | 1284.1333 | 1288.5361 | 1292.6724 | 1296.5662 | 1300.2335 | 1303.6849 | 1306.7408 | 1309.5072 | 110
OR_Residential_LI - Single Family_Existing_Space Heating_Natural Gas_Furnace | OR | Residential | LI - Single Family | Existing | Space Heating | Natural Gas | Behavioral Programs | A | ORM63 | None | Program Participation | 2 | 2.6326 | 0 | 0 | 4.42 | 0 | 0 | 0 | 0.30173 | 0.45 | household | 0% | 75% | Retrofit | Retro3Slow | 99.01% | TBD | 0% | 947.2892 |  | 491.1071 |  | 0.12499 | BEHAV_HER-All-CPUC-2018_PG-3 | BEHAV_HER-All-CPUC-2018_PG-3 | BEHAV_HER-All-CPUC-2018_PG-3 | None | None | None | None | None | None | None | None | None | None | None | None | None | None | None | None | None | None | None | None | None | None | None | None | None | None | None | Program Participation | Program Participation | Program Participation | Program Participation | Program Participation | Program Participation | Program Participation | Program Participation | Program Participation | Program Participation | Program Participation | Program Participation | Program Participation | Program Participation | Program Participation | Program Participation | Program Participation | Program Participation | Program Participation | Program Participation | Program Participation | Program Participation | Program Participation | Program Participation | Program Participation | Program Participation | Program Participation | 4.42 | 4.42 | 4.42 | 4.42 | 4.42 | 4.42 | 4.42 | 4.42 | 4.42 | 4.42 | 4.42 | 4.42 | 4.42 | 4.42 | 4.42 | 4.42 | 4.42 | 4.42 | 4.42 | 4.42 | 4.42 | 4.42 | 4.42 | 4.42 | 4.42 | 4.42 | 4.42 | 0 | 0 | 2.7434 | 2.6826 | 2.6133 | 2.5519 | 2.4882 | 2.4213 | 2.353 | 2.2855 | 2.2213 | 2.1624 | 2.1106 | 2.0661 | 2.0276 | 1.9936 | 1.9622 | 1.9326 | 1.9038 | 1.8757 | 1.8483 | 1.8213 | 1.8103 | 1.8003 | 1.7912 | 1.7834 | 1.7756 | 0.12388 | 0.19133 | 0.25658 | 0.46123 | 0.62371 | 0.73182 | 0.63476 | 0.46969 | 0.0045225 | 0 | 0 | 0 | 0 | 0 | 0 | 0 | 0 | 0 | 0 | 0 | 0 | 0 | 0 | 0 | 0 | 0.12388 | 0.31246 | 0.56097 | 1.009 | 1.6075 | 2.2962 | 2.8662 | 3.2536 | 3.1667 | 3.0828 | 3.0089 | 2.9454 | 2.8906 | 2.8421 | 2.7973 | 2.7551 | 2.7141 | 2.6741 | 2.6349 | 2.5965 | 2.5809 | 2.5666 | 2.5536 | 2.5424 | 2.5313 | 45.1543 | 71.3225 | 98.1834 | 180.7389 | 250.6685 | 302.24 | 269.7633 | 205.5046 | 2.036 | 0 | 0 | 0 | 0 | 0 | 0 | 0 | 0 | 0 | 0 | 0 | 0 | 0 | 0 | 0 | 0 | 45.1543 | 116.4768 | 214.6602 | 395.399 | 646.0675 | 948.3075 | 1218.0708 | 1423.5754 | 1425.6114 | 1425.6114 | 1425.6114 | 1425.6114 | 1425.6114 | 1425.6114 | 1425.6114 | 1425.6114 | 1425.6114 | 1425.6114 | 1425.6114 | 1425.6114 | 1425.6114 | 1425.6114 | 1425.6114 | 1425.6114 | 1425.6114 | 0.12499 | 0.19435 | 0.26281 | 0.47626 | 0.64953 | 0.76901 | 0.67335 | 0.50315 | 0.0048932 | 0 | 0 | 0 | 0 | 0 | 0 | 0 | 0 | 0 | 0 | 0 | 0 | 0 | 0 | 0 | 0 | 0.12499 | 0.31739 | 0.57458 | 1.0419 | 1.6741 | 2.4128 | 3.0404 | 3.4854 | 3.4263 | 3.3689 | 3.3201 | 3.2805 | 3.2488 | 3.2227 | 3.2002 | 3.18 | 3.1609 | 3.1428 | 3.1254 | 3.1089 | 3.0947 | 3.0821 | 3.0707 | 3.0603 | 3.0499 | 45.1543 | 71.3225 | 98.1834 | 180.7389 | 250.6685 | 302.24 | 269.7633 | 205.5046 | 2.036 | 0 | 0 | 0 | 0 | 0 | 0 | 0 | 0 | 0 | 0 | 0 | 0 | 0 | 0 | 0 | 0 | 45.1543 | 116.4768 | 214.6602 | 395.399 | 646.0675 | 948.3075 | 1218.0708 | 1423.5754 | 1425.6114 | 1425.6114 | 1425.6114 | 1425.6114 | 1425.6114 | 1425.6114 | 1425.6114 | 1425.6114 | 1425.6114 | 1425.6114 | 1425.6114 | 1425.6114 | 1425.6114 | 1425.6114 | 1425.6114 | 1425.6114 | 1425.6114 | 0 | 0.19591 | 0.38882 | 0.48566 | 0.66705 | 0.79632 | 0.82141 | 0.53067 | 0.12066 | 0 | 0 | 0 | 0 | 0 | 0 | 0 | 0 | 0 | 0 | 0 | 0 | 0 | 0 | 0 | 0 | 0 | 0.19591 | 0.58229 | 1.0625 | 1.7192 | 2.4985 | 3.2949 | 3.7926 | 3.8761 | 3.8396 | 3.8054 | 3.7736 | 3.7442 | 3.7168 | 3.691 | 3.6665 | 3.6431 | 3.6208 | 3.5994 | 3.5788 | 3.5611 | 3.5452 | 3.5307 | 3.5182 | 3.5067 | 0 | 71.3225 | 143.3377 | 180.7389 | 250.6685 | 302.24 | 314.9176 | 205.5046 | 47.1903 | 0 | 0 | 0 | 0 | 0 | 0 | 0 | 0 | 0 | 0 | 0 | 0 | 0 | 0 | 0 | 0 | 0 | 71.3225 | 214.6602 | 395.399 | 646.0675 | 948.3075 | 1263.2251 | 1468.7297 | 1515.92 | 1515.92 | 1515.92 | 1515.92 | 1515.92 | 1515.92 | 1515.92 | 1515.92 | 1515.92 | 1515.92 | 1515.92 | 1515.92 | 1515.92 | 1515.92 | 1515.92 | 1515.92 | 1515.92 | 0.12516 | 0.19494 | 0.26414 | 0.47981 | 0.65614 | 0.77928 | 0.6847 | 0.51342 | 0.0050096 | 0 | 0 | 0 | 0 | 0 | 0 | 0 | 0 | 0 | 0 | 0 | 0 | 0 | 0 | 0 | 0 | 0.12516 | 0.31836 | 0.5775 | 1.0497 | 1.6911 | 2.4451 | 3.0916 | 3.5566 | 3.5077 | 3.4587 | 3.4159 | 3.3797 | 3.3494 | 3.3234 | 3.3002 | 3.2791 | 3.259 | 3.2398 | 3.2214 | 3.2039 | 3.1888 | 3.1753 | 3.1631 | 3.1522 | 3.1416 | 45.1543 | 71.3225 | 98.1834 | 180.7389 | 250.6685 | 302.24 | 269.7633 | 205.5046 | 2.036 | 0 | 0 | 0 | 0 | 0 | 0 | 0 | 0 | 0 | 0 | 0 | 0 | 0 | 0 | 0 | 0 | 45.1543 | 116.4768 | 214.6602 | 395.399 | 646.0675 | 948.3075 | 1218.0708 | 1423.5754 | 1425.6114 | 1425.6114 | 1425.6114 | 1425.6114 | 1425.6114 | 1425.6114 | 1425.6114 | 1425.6114 | 1425.6114 | 1425.6114 | 1425.6114 | 1425.6114 | 1425.6114 | 1425.6114 | 1425.6114 | 1425.6114 | 1425.6114 | 889.8709 | 896.6693 | 903.6189 | 910.6324 | 917.6387 | 924.5627 | 931.3353 | 937.892 | 944.1724 | 950.1249 | 955.7473 | 961.0742 | 966.0618 | 970.7347 | 975.1173 | 979.2302 | 983.0929 | 986.7145 | 990.1231 | 993.3273 | 996.3455 | 999.19 | 1001.8687 | 1004.2427 | 1006.394 | 461.3395 | 464.864 | 468.4669 | 472.103 | 475.7353 | 479.3249 | 482.8361 | 486.2353 | 489.4912 | 492.5772 | 495.492 | 498.2537 | 500.8394 | 503.2621 | 505.5341 | 507.6664 | 509.669 | 511.5465 | 513.3137 | 514.9748 | 516.5396 | 518.0142 | 519.403 | 520.6338 | 521.749 | 111
OR_Residential_LI - Single Family_Existing_Space Heating_Natural Gas_Furnace | OR | Residential | LI - Single Family | Existing | Water Heating | Natural Gas | Behavioral Programs | A | ORM64 | None | Program Participation | 2 | 1.0026 | 0 | 0 | 4.42 | 0 | 0 | 0 | 0.30173 | 0.45 | household | 0% | 75% | Retrofit | Retro3Slow | 99.01% | TBD | 0% | 947.2892 |  | 491.1071 |  | 0.03935 | BEHAV_HER-All-CPUC-2018_PG-3 | BEHAV_HER-All-CPUC-2018_PG-3 | BEHAV_HER-All-CPUC-2018_PG-3 | None | None | None | None | None | None | None | None | None | None | None | None | None | None | None | None | None | None | None | None | None | None | None | None | None | None | None | Program Participation | Program Participation | Program Participation | Program Participation | Program Participation | Program Participation | Program Participation | Program Participation | Program Participation | Program Participation | Program Participation | Program Participation | Program Participation | Program Participation | Program Participation | Program Participation | Program Participation | Program Participation | Program Participation | Program Participation | Program Participation | Program Participation | Program Participation | Program Participation | Program Participation | Program Participation | Program Participation | 4.42 | 4.42 | 4.42 | 4.42 | 4.42 | 4.42 | 4.42 | 4.42 | 4.42 | 4.42 | 4.42 | 4.42 | 4.42 | 4.42 | 4.42 | 4.42 | 4.42 | 4.42 | 4.42 | 4.42 | 4.42 | 4.42 | 4.42 | 4.42 | 4.42 | 4.42 | 4.42 | 0 | 0 | 0.98259 | 0.97025 | 0.95711 | 0.9431 | 0.92808 | 0.91219 | 0.89564 | 0.87865 | 0.86154 | 0.84473 | 0.82859 | 0.81329 | 0.79906 | 0.78591 | 0.77374 | 0.76209 | 0.75077 | 0.73967 | 0.72881 | 0.71815 | 0.70777 | 0.69765 | 0.68785 | 0.67847 | 0.66963 | 0.039336 | 0.061263 | 0.082959 | 0.15028 | 0.2047 | 0.24203 | 0.21107 | 0.15665 | 0 | 0 | 0 | 0 | 0 | 0 | 0 | 0 | 0 | 0 | 0 | 0 | 0 | 0 | 0 | 0 | 0 | 0.039336 | 0.10011 | 0.18171 | 0.32933 | 0.52879 | 0.76176 | 0.95902 | 1.0975 | 1.0761 | 1.0551 | 1.0349 | 1.0158 | 0.99806 | 0.98163 | 0.96643 | 0.95188 | 0.93775 | 0.92387 | 0.91031 | 0.897 | 0.88404 | 0.87139 | 0.85915 | 0.84743 | 0.8364 | 40.0336 | 63.1418 | 86.6771 | 159.3516 | 220.5605 | 265.3301 | 235.6609 | 178.2853 | 0 | 0 | 0 | 0 | 0 | 0 | 0 | 0 | 0 | 0 | 0 | 0 | 0 | 0 | 0 | 0 | 0 | 40.0336 | 103.1754 | 189.8525 | 349.2041 | 569.7646 | 835.0947 | 1070.7556 | 1249.0409 | 1249.0409 | 1249.0409 | 1249.0409 | 1249.0409 | 1249.0409 | 1249.0409 | 1249.0409 | 1249.0409 | 1249.0409 | 1249.0409 | 1249.0409 | 1249.0409 | 1249.0409 | 1249.0409 | 1249.0409 | 1249.0409 | 1249.0409 | 0.03935 | 0.061308 | 0.083062 | 0.15057 | 0.20527 | 0.24298 | 0.21219 | 0.15774 | 0 | 0 | 0 | 0 | 0 | 0 | 0 | 0 | 0 | 0 | 0 | 0 | 0 | 0 | 0 | 0 | 0 | 0.03935 | 0.10018 | 0.18193 | 0.32996 | 0.53026 | 0.76475 | 0.9641 | 1.1051 | 1.0856 | 1.0666 | 1.0484 | 1.0313 | 1.0154 | 1.0007 | 0.9872 | 0.97431 | 0.96182 | 0.94961 | 0.9377 | 0.92604 | 0.91471 | 0.90367 | 0.893 | 0.8828 | 0.8732 | 40.0336 | 63.1418 | 86.6771 | 159.3516 | 220.5605 | 265.3301 | 235.6609 | 178.2853 | 0 | 0 | 0 | 0 | 0 | 0 | 0 | 0 | 0 | 0 | 0 | 0 | 0 | 0 | 0 | 0 | 0 | 40.0336 | 103.1754 | 189.8525 | 349.2041 | 569.7646 | 835.0947 | 1070.7556 | 1249.0409 | 1249.0409 | 1249.0409 | 1249.0409 | 1249.0409 | 1249.0409 | 1249.0409 | 1249.0409 | 1249.0409 | 1249.0409 | 1249.0409 | 1249.0409 | 1249.0409 | 1249.0409 | 1249.0409 | 1249.0409 | 1249.0409 | 1249.0409 | 0 | 0.061556 | 0.12222 | 0.15202 | 0.20805 | 0.24742 | 0.25408 | 0.16236 | 0.034487 | 0 | 0 | 0 | 0 | 0 | 0 | 0 | 0 | 0 | 0 | 0 | 0 | 0 | 0 | 0 | 0 | 0 | 0.061556 | 0.18312 | 0.33313 | 0.53745 | 0.77871 | 1.0237 | 1.174 | 1.1944 | 1.1802 | 1.166 | 1.1519 | 1.1379 | 1.1241 | 1.1104 | 1.097 | 1.0839 | 1.0711 | 1.0585 | 1.0462 | 1.0341 | 1.0224 | 1.0111 | 1.0002 | 0.99004 | 0 | 63.1418 | 126.7107 | 159.3516 | 220.5605 | 265.3301 | 275.6944 | 178.2853 | 38.326 | 0 | 0 | 0 | 0 | 0 | 0 | 0 | 0 | 0 | 0 | 0 | 0 | 0 | 0 | 0 | 0 | 0 | 63.1418 | 189.8525 | 349.2041 | 569.7646 | 835.0947 | 1110.7892 | 1289.0745 | 1327.4005 | 1327.4005 | 1327.4005 | 1327.4005 | 1327.4005 | 1327.4005 | 1327.4005 | 1327.4005 | 1327.4005 | 1327.4005 | 1327.4005 | 1327.4005 | 1327.4005 | 1327.4005 | 1327.4005 | 1327.4005 | 1327.4005 | 0.039352 | 0.061315 | 0.083082 | 0.15064 | 0.20544 | 0.24331 | 0.21262 | 0.15819 | 0 | 0 | 0 | 0 | 0 | 0 | 0 | 0 | 0 | 0 | 0 | 0 | 0 | 0 | 0 | 0 | 0 | 0.039352 | 0.10019 | 0.18198 | 0.33011 | 0.53071 | 0.7658 | 0.96608 | 1.1082 | 1.0896 | 1.0715 | 1.0542 | 1.0377 | 1.0224 | 1.0083 | 0.99536 | 0.98305 | 0.97115 | 0.95965 | 0.94846 | 0.93751 | 0.92688 | 0.91652 | 0.90651 | 0.89695 | 0.88796 | 40.0336 | 63.1418 | 86.6771 | 159.3516 | 220.5605 | 265.3301 | 235.6609 | 178.2853 | 0 | 0 | 0 | 0 | 0 | 0 | 0 | 0 | 0 | 0 | 0 | 0 | 0 | 0 | 0 | 0 | 0 | 40.0336 | 103.1754 | 189.8525 | 349.2041 | 569.7646 | 835.0947 | 1070.7556 | 1249.0409 | 1249.0409 | 1249.0409 | 1249.0409 | 1249.0409 | 1249.0409 | 1249.0409 | 1249.0409 | 1249.0409 | 1249.0409 | 1249.0409 | 1249.0409 | 1249.0409 | 1249.0409 | 1249.0409 | 1249.0409 | 1249.0409 | 1249.0409 | 889.8709 | 896.6693 | 903.6189 | 910.6324 | 917.6387 | 924.5627 | 931.3353 | 937.892 | 944.1724 | 950.1249 | 955.7473 | 961.0742 | 966.0618 | 970.7347 | 975.1173 | 979.2302 | 983.0929 | 986.7145 | 990.1231 | 993.3273 | 996.3455 | 999.19 | 1001.8687 | 1004.2427 | 1006.394 | 461.3395 | 464.864 | 468.4669 | 472.103 | 475.7353 | 479.3249 | 482.8361 | 486.2353 | 489.4912 | 492.5772 | 495.492 | 498.2537 | 500.8394 | 503.2621 | 505.5341 | 507.6664 | 509.669 | 511.5465 | 513.3137 | 514.9748 | 516.5396 | 518.0142 | 519.403 | 520.6338 | 521.749 | 112
OR_Residential_LI - Single Family_Existing_Space Heating_Natural Gas_Furnace | OR | Residential | LI - Single Family | Existing | Appliances | Natural Gas | Behavioral Programs | A | ORM65 | None | Program Participation | 2 | 0.094967 | 0 | 0 | 4.42 | 0 | 0 | 0 | 0.30173 | 0.45 | household | 0% | 75% | Retrofit | Retro3Slow | 99.01% | TBD | 0% | 947.2892 |  | 491.1071 |  | 0.0048578 | BEHAV_HER-All-CPUC-2018_PG-3 | BEHAV_HER-All-CPUC-2018_PG-3 | BEHAV_HER-All-CPUC-2018_PG-3 | None | None | None | None | None | None | None | None | None | None | None | None | None | None | None | None | None | None | None | None | None | None | None | None | None | None | None | Program Participation | Program Participation | Program Participation | Program Participation | Program Participation | Program Participation | Program Participation | Program Participation | Program Participation | Program Participation | Program Participation | Program Participation | Program Participation | Program Participation | Program Participation | Program Participation | Program Participation | Program Participation | Program Participation | Program Participation | Program Participation | Program Participation | Program Participation | Program Participation | Program Participation | Program Participation | Program Participation | 4.42 | 4.42 | 4.42 | 4.42 | 4.42 | 4.42 | 4.42 | 4.42 | 4.42 | 4.42 | 4.42 | 4.42 | 4.42 | 4.42 | 4.42 | 4.42 | 4.42 | 4.42 | 4.42 | 4.42 | 4.42 | 4.42 | 4.42 | 4.42 | 4.42 | 4.42 | 4.42 | 0 | 0 | 0.095582 | 0.095885 | 0.096188 | 0.096494 | 0.096808 | 0.09713 | 0.097464 | 0.09781 | 0.098171 | 0.098544 | 0.098928 | 0.099321 | 0.099723 | 0.10013 | 0.10055 | 0.10097 | 0.1014 | 0.10184 | 0.10228 | 0.10272 | 0.10317 | 0.10362 | 0.10408 | 0.10454 | 0.10501 | 0.0048578 | 0.0076478 | 0.010431 | 0.019155 | 0.026419 | 0.031645 | 0.027738 | 0.020565 | 0 | 0 | 0 | 0 | 0 | 0 | 0 | 0 | 0 | 0 | 0 | 0 | 0 | 0 | 0 | 0 | 0 | 0.0048578 | 0.012521 | 0.022991 | 0.04222 | 0.068776 | 0.10065 | 0.12873 | 0.14976 | 0.15031 | 0.15088 | 0.15147 | 0.15207 | 0.15269 | 0.15331 | 0.15395 | 0.1546 | 0.15526 | 0.15592 | 0.15659 | 0.15728 | 0.15796 | 0.15866 | 0.15936 | 0.16007 | 0.16078 | 50.8228 | 79.7609 | 108.4437 | 198.5095 | 272.906 | 325.803 | 284.5953 | 210.2552 | 0 | 0 | 0 | 0 | 0 | 0 | 0 | 0 | 0 | 0 | 0 | 0 | 0 | 0 | 0 | 0 | 0 | 50.8228 | 130.5836 | 239.0273 | 437.5369 | 710.4428 | 1036.2458 | 1320.8412 | 1531.0964 | 1531.0964 | 1531.0964 | 1531.0964 | 1531.0964 | 1531.0964 | 1531.0964 | 1531.0964 | 1531.0964 | 1531.0964 | 1531.0964 | 1531.0964 | 1531.0964 | 1531.0964 | 1531.0964 | 1531.0964 | 1531.0964 | 1531.0964 | 0.0048578 | 0.0076478 | 0.010431 | 0.019155 | 0.026419 | 0.031645 | 0.027738 | 0.020565 | 0 | 0 | 0 | 0 | 0 | 0 | 0 | 0 | 0 | 0 | 0 | 0 | 0 | 0 | 0 | 0 | 0 | 0.0048578 | 0.012521 | 0.022991 | 0.04222 | 0.068776 | 0.10065 | 0.12873 | 0.14976 | 0.15031 | 0.15088 | 0.15147 | 0.15207 | 0.15269 | 0.15331 | 0.15395 | 0.1546 | 0.15526 | 0.15592 | 0.15659 | 0.15728 | 0.15796 | 0.15866 | 0.15936 | 0.16007 | 0.16078 | 50.8228 | 79.7609 | 108.4437 | 198.5095 | 272.906 | 325.803 | 284.5953 | 210.2552 | 0 | 0 | 0 | 0 | 0 | 0 | 0 | 0 | 0 | 0 | 0 | 0 | 0 | 0 | 0 | 0 | 0 | 50.8228 | 130.5836 | 239.0273 | 437.5369 | 710.4428 | 1036.2458 | 1320.8412 | 1531.0964 | 1531.0964 | 1531.0964 | 1531.0964 | 1531.0964 | 1531.0964 | 1531.0964 | 1531.0964 | 1531.0964 | 1531.0964 | 1531.0964 | 1531.0964 | 1531.0964 | 1531.0964 | 1531.0964 | 1531.0964 | 1531.0964 | 1531.0964 | 0 | 0.0076478 | 0.015319 | 0.019155 | 0.026419 | 0.031645 | 0.032691 | 0.020565 | 0.0033838 | 0 | 0 | 0 | 0 | 0 | 0 | 0 | 0 | 0 | 0 | 0 | 0 | 0 | 0 | 0 | 0 | 0 | 0.0076478 | 0.022991 | 0.04222 | 0.068776 | 0.10065 | 0.13369 | 0.15473 | 0.15868 | 0.15929 | 0.15991 | 0.16054 | 0.16119 | 0.16185 | 0.16253 | 0.16321 | 0.1639 | 0.16461 | 0.16532 | 0.16604 | 0.16676 | 0.1675 | 0.16824 | 0.16898 | 0.16974 | 0 | 79.7609 | 159.2665 | 198.5095 | 272.906 | 325.803 | 335.4181 | 210.2552 | 34.468 | 0 | 0 | 0 | 0 | 0 | 0 | 0 | 0 | 0 | 0 | 0 | 0 | 0 | 0 | 0 | 0 | 0 | 79.7609 | 239.0273 | 437.5369 | 710.4428 | 1036.2458 | 1371.6639 | 1581.9192 | 1616.3871 | 1616.3871 | 1616.3871 | 1616.3871 | 1616.3871 | 1616.3871 | 1616.3871 | 1616.3871 | 1616.3871 | 1616.3871 | 1616.3871 | 1616.3871 | 1616.3871 | 1616.3871 | 1616.3871 | 1616.3871 | 1616.3871 | 0.0048578 | 0.0076478 | 0.010431 | 0.019155 | 0.026419 | 0.031645 | 0.027738 | 0.020565 | 0 | 0 | 0 | 0 | 0 | 0 | 0 | 0 | 0 | 0 | 0 | 0 | 0 | 0 | 0 | 0 | 0 | 0.0048578 | 0.012521 | 0.022991 | 0.04222 | 0.068776 | 0.10065 | 0.12873 | 0.14976 | 0.15031 | 0.15088 | 0.15147 | 0.15207 | 0.15269 | 0.15331 | 0.15395 | 0.1546 | 0.15526 | 0.15592 | 0.15659 | 0.15728 | 0.15796 | 0.15866 | 0.15936 | 0.16007 | 0.16078 | 50.8228 | 79.7609 | 108.4437 | 198.5095 | 272.906 | 325.803 | 284.5953 | 210.2552 | 0 | 0 | 0 | 0 | 0 | 0 | 0 | 0 | 0 | 0 | 0 | 0 | 0 | 0 | 0 | 0 | 0 | 50.8228 | 130.5836 | 239.0273 | 437.5369 | 710.4428 | 1036.2458 | 1320.8412 | 1531.0964 | 1531.0964 | 1531.0964 | 1531.0964 | 1531.0964 | 1531.0964 | 1531.0964 | 1531.0964 | 1531.0964 | 1531.0964 | 1531.0964 | 1531.0964 | 1531.0964 | 1531.0964 | 1531.0964 | 1531.0964 | 1531.0964 | 1531.0964 | 889.8709 | 896.6693 | 903.6189 | 910.6324 | 917.6387 | 924.5627 | 931.3353 | 937.892 | 944.1724 | 950.1249 | 955.7473 | 961.0742 | 966.0618 | 970.7347 | 975.1173 | 979.2302 | 983.0929 | 986.7145 | 990.1231 | 993.3273 | 996.3455 | 999.19 | 1001.8687 | 1004.2427 | 1006.394 | 461.3395 | 464.864 | 468.4669 | 472.103 | 475.7353 | 479.3249 | 482.8361 | 486.2353 | 489.4912 | 492.5772 | 495.492 | 498.2537 | 500.8394 | 503.2621 | 505.5341 | 507.6664 | 509.669 | 511.5465 | 513.3137 | 514.9748 | 516.5396 | 518.0142 | 519.403 | 520.6338 | 521.749 | 113
OR_Residential_LI - Single Family_Existing_Space Heating_Natural Gas_Furnace | OR | Residential | LI - Single Family | Existing | Miscellaneous | Natural Gas | Behavioral Programs | A | ORM66 | None | Program Participation | 2 | 0.011674 | 0 | 0 | 4.42 | 0 | 0 | 0 | 0.30173 | 0.45 | household | 0% | 75% | Retrofit | Retro3Slow | 99.01% | TBD | 0% | 947.2892 |  | 491.1071 |  | 0.00059331 | BEHAV_HER-All-CPUC-2018_PG-3 | BEHAV_HER-All-CPUC-2018_PG-3 | BEHAV_HER-All-CPUC-2018_PG-3 | None | None | None | None | None | None | None | None | None | None | None | None | None | None | None | None | None | None | None | None | None | None | None | None | None | None | None | Program Participation | Program Participation | Program Participation | Program Participation | Program Participation | Program Participation | Program Participation | Program Participation | Program Participation | Program Participation | Program Participation | Program Participation | Program Participation | Program Participation | Program Participation | Program Participation | Program Participation | Program Participation | Program Participation | Program Participation | Program Participation | Program Participation | Program Participation | Program Participation | Program Participation | Program Participation | Program Participation | 4.42 | 4.42 | 4.42 | 4.42 | 4.42 | 4.42 | 4.42 | 4.42 | 4.42 | 4.42 | 4.42 | 4.42 | 4.42 | 4.42 | 4.42 | 4.42 | 4.42 | 4.42 | 4.42 | 4.42 | 4.42 | 4.42 | 4.42 | 4.42 | 4.42 | 4.42 | 4.42 | 0 | 0 | 0.011674 | 0.011674 | 0.011674 | 0.011674 | 0.011674 | 0.011674 | 0.011674 | 0.011674 | 0.011674 | 0.011674 | 0.011674 | 0.011674 | 0.011674 | 0.011674 | 0.011674 | 0.011674 | 0.011674 | 0.011674 | 0.011674 | 0.011674 | 0.011674 | 0.011674 | 0.011674 | 0.011674 | 0.011674 | 0.00059331 | 0.00093113 | 0.001266 | 0.0023174 | 0.0031859 | 0.0038034 | 0.0033224 | 0.0024545 | 0 | 0 | 0 | 0 | 0 | 0 | 0 | 0 | 0 | 0 | 0 | 0 | 0 | 0 | 0 | 0 | 0 | 0.00059331 | 0.0015244 | 0.0027904 | 0.0051078 | 0.0082937 | 0.012097 | 0.01542 | 0.017874 | 0.017874 | 0.017874 | 0.017874 | 0.017874 | 0.017874 | 0.017874 | 0.017874 | 0.017874 | 0.017874 | 0.017874 | 0.017874 | 0.017874 | 0.017874 | 0.017874 | 0.017874 | 0.017874 | 0.017874 | 50.8228 | 79.7609 | 108.4437 | 198.5095 | 272.906 | 325.803 | 284.5953 | 210.2552 | 0 | 0 | 0 | 0 | 0 | 0 | 0 | 0 | 0 | 0 | 0 | 0 | 0 | 0 | 0 | 0 | 0 | 50.8228 | 130.5836 | 239.0273 | 437.5369 | 710.4428 | 1036.2458 | 1320.8412 | 1531.0964 | 1531.0964 | 1531.0964 | 1531.0964 | 1531.0964 | 1531.0964 | 1531.0964 | 1531.0964 | 1531.0964 | 1531.0964 | 1531.0964 | 1531.0964 | 1531.0964 | 1531.0964 | 1531.0964 | 1531.0964 | 1531.0964 | 1531.0964 | 0.00059331 | 0.00093113 | 0.001266 | 0.0023174 | 0.0031859 | 0.0038034 | 0.0033224 | 0.0024545 | 0 | 0 | 0 | 0 | 0 | 0 | 0 | 0 | 0 | 0 | 0 | 0 | 0 | 0 | 0 | 0 | 0 | 0.00059331 | 0.0015244 | 0.0027904 | 0.0051078 | 0.0082937 | 0.012097 | 0.01542 | 0.017874 | 0.017874 | 0.017874 | 0.017874 | 0.017874 | 0.017874 | 0.017874 | 0.017874 | 0.017874 | 0.017874 | 0.017874 | 0.017874 | 0.017874 | 0.017874 | 0.017874 | 0.017874 | 0.017874 | 0.017874 | 50.8228 | 79.7609 | 108.4437 | 198.5095 | 272.906 | 325.803 | 284.5953 | 210.2552 | 0 | 0 | 0 | 0 | 0 | 0 | 0 | 0 | 0 | 0 | 0 | 0 | 0 | 0 | 0 | 0 | 0 | 50.8228 | 130.5836 | 239.0273 | 437.5369 | 710.4428 | 1036.2458 | 1320.8412 | 1531.0964 | 1531.0964 | 1531.0964 | 1531.0964 | 1531.0964 | 1531.0964 | 1531.0964 | 1531.0964 | 1531.0964 | 1531.0964 | 1531.0964 | 1531.0964 | 1531.0964 | 1531.0964 | 1531.0964 | 1531.0964 | 1531.0964 | 1531.0964 | 0 | 0.00093113 | 0.0018593 | 0.0023174 | 0.0031859 | 0.0038034 | 0.0039157 | 0.0024545 | 0.00040238 | 0 | 0 | 0 | 0 | 0 | 0 | 0 | 0 | 0 | 0 | 0 | 0 | 0 | 0 | 0 | 0 | 0 | 0.00093113 | 0.0027904 | 0.0051078 | 0.0082937 | 0.012097 | 0.016013 | 0.018467 | 0.01887 | 0.01887 | 0.01887 | 0.01887 | 0.01887 | 0.01887 | 0.01887 | 0.01887 | 0.01887 | 0.01887 | 0.01887 | 0.01887 | 0.01887 | 0.01887 | 0.01887 | 0.01887 | 0.01887 | 0 | 79.7609 | 159.2665 | 198.5095 | 272.906 | 325.803 | 335.4181 | 210.2552 | 34.468 | 0 | 0 | 0 | 0 | 0 | 0 | 0 | 0 | 0 | 0 | 0 | 0 | 0 | 0 | 0 | 0 | 0 | 79.7609 | 239.0273 | 437.5369 | 710.4428 | 1036.2458 | 1371.6639 | 1581.9192 | 1616.3871 | 1616.3871 | 1616.3871 | 1616.3871 | 1616.3871 | 1616.3871 | 1616.3871 | 1616.3871 | 1616.3871 | 1616.3871 | 1616.3871 | 1616.3871 | 1616.3871 | 1616.3871 | 1616.3871 | 1616.3871 | 1616.3871 | 0.00059331 | 0.00093113 | 0.001266 | 0.0023174 | 0.0031859 | 0.0038034 | 0.0033224 | 0.0024545 | 0 | 0 | 0 | 0 | 0 | 0 | 0 | 0 | 0 | 0 | 0 | 0 | 0 | 0 | 0 | 0 | 0 | 0.00059331 | 0.0015244 | 0.0027904 | 0.0051078 | 0.0082937 | 0.012097 | 0.01542 | 0.017874 | 0.017874 | 0.017874 | 0.017874 | 0.017874 | 0.017874 | 0.017874 | 0.017874 | 0.017874 | 0.017874 | 0.017874 | 0.017874 | 0.017874 | 0.017874 | 0.017874 | 0.017874 | 0.017874 | 0.017874 | 50.8228 | 79.7609 | 108.4437 | 198.5095 | 272.906 | 325.803 | 284.5953 | 210.2552 | 0 | 0 | 0 | 0 | 0 | 0 | 0 | 0 | 0 | 0 | 0 | 0 | 0 | 0 | 0 | 0 | 0 | 50.8228 | 130.5836 | 239.0273 | 437.5369 | 710.4428 | 1036.2458 | 1320.8412 | 1531.0964 | 1531.0964 | 1531.0964 | 1531.0964 | 1531.0964 | 1531.0964 | 1531.0964 | 1531.0964 | 1531.0964 | 1531.0964 | 1531.0964 | 1531.0964 | 1531.0964 | 1531.0964 | 1531.0964 | 1531.0964 | 1531.0964 | 1531.0964 | 889.8709 | 896.6693 | 903.6189 | 910.6324 | 917.6387 | 924.5627 | 931.3353 | 937.892 | 944.1724 | 950.1249 | 955.7473 | 961.0742 | 966.0618 | 970.7347 | 975.1173 | 979.2302 | 983.0929 | 986.7145 | 990.1231 | 993.3273 | 996.3455 | 999.19 | 1001.8687 | 1004.2427 | 1006.394 | 461.3395 | 464.864 | 468.4669 | 472.103 | 475.7353 | 479.3249 | 482.8361 | 486.2353 | 489.4912 | 492.5772 | 495.492 | 498.2537 | 500.8394 | 503.2621 | 505.5341 | 507.6664 | 509.669 | 511.5465 | 513.3137 | 514.9748 | 516.5396 | 518.0142 | 519.403 | 520.6338 | 521.749 | 114
OR_Residential_LI - Single Family_Existing_Space Heating_Natural Gas_Furnace | OR | Residential | LI - Single Family | New | Space Heating | Natural Gas | Insulation - Ceiling Installation | A | ORM67 | R-0 | R-49 | 45 | 0.10059 | 0 | 0 | 1.42 | 0 | 0.01 | 0 | 1 | 0.25 | sqft roof | 0% | 0% | Retrofit | Retro5Med | 81.71% | TBD | 0% | 650.5009 |  | 576.2769 |  | 0 | RTF Workbook - ResSFWx_v5_0 | RTF Workbook - ResSFWx_v5_0 | RTF Workbook - ResSFWx_v5_0 | R-0 | R-0 | R-0 | R-0 | R-0 | R-0 | R-0 | R-0 | R-0 | R-0 | R-0 | R-0 | R-0 | R-0 | R-0 | R-0 | R-0 | R-0 | R-0 | R-0 | R-0 | R-0 | R-0 | R-0 | R-0 | R-0 | R-0 | R-49 | R-49 | R-49 | R-49 | R-49 | R-49 | R-49 | R-49 | R-49 | R-49 | R-49 | R-49 | R-49 | R-49 | R-49 | R-49 | R-49 | R-49 | R-49 | R-49 | R-49 | R-49 | R-49 | R-49 | R-49 | R-49 | R-49 | 1.42 | 1.42 | 1.42 | 1.42 | 1.42 | 1.42 | 1.42 | 1.42 | 1.42 | 1.42 | 1.42 | 1.42 | 1.42 | 1.42 | 1.42 | 1.42 | 1.42 | 1.42 | 1.42 | 1.42 | 1.42 | 1.42 | 1.42 | 1.42 | 1.42 | 1.42 | 1.42 | 0 | 0 | 0.10203 | 0.13524 | 0.15279 | 0.16319 | 0.17009 | 0.17508 | 0.17884 | 0.18179 | 0.18416 | 0.1861 | 0.18816 | 0.19018 | 0.19187 | 0.1933 | 0.19451 | 0.19555 | 0.19645 | 0.19722 | 0.1979 | 0.19849 | 0.19902 | 0.19947 | 0.19988 | 0.20023 | 0.20053 | 0 | 0 | 0 | 0 | 0 | 0 | 0 | 0 | 0 | 0 | 0 | 0 | 0 | 0 | 0 | 0 | 0 | 0 | 0 | 0 | 0 | 0 | 0 | 0 | 0 | 0 | 0 | 0 | 0 | 0 | 0 | 0 | 0 | 0 | 0 | 0 | 0 | 0 | 0 | 0 | 0 | 0 | 0 | 0 | 0 | 0 | 0 | 0 | 0 | 0 | 0 | 0 | 0 | 0 | 0 | 0 | 0 | 0 | 0 | 0 | 0 | 0 | 0 | 0 | 0 | 0 | 0 | 0 | 0 | 0 | 0 | 0 | 0 | 0 | 0 | 0 | 0 | 0 | 0 | 0 | 0 | 0 | 0 | 0 | 0 | 0 | 0 | 0 | 0 | 0 | 0 | 0 | 0 | 0 | 0 | 0 | 0 | 0 | 0 | 0 | 0 | 0 | 0 | 0 | 0 | 0 | 0 | 0 | 0 | 0 | 0 | 0 | 0 | 0 | 0 | 0 | 0 | 0 | 0 | 0 | 0 | 0 | 0 | 0 | 0 | 0 | 0 | 0 | 0 | 0 | 0 | 0 | 0 | 0 | 0 | 0 | 0 | 0 | 0 | 0 | 0 | 0 | 0 | 0 | 0 | 0 | 0 | 0 | 0 | 0 | 0 | 0 | 0 | 0 | 0 | 0 | 0 | 0 | 0 | 0 | 0 | 0 | 0 | 0 | 0 | 0 | 0 | 0 | 0 | 0 | 0 | 0 | 0 | 0 | 0 | 0 | 0 | 0 | 0 | 0 | 0 | 0 | 0 | 0 | 0 | 0 | 0 | 0 | 0 | 0 | 0 | 0 | 0 | 0 | 0 | 0 | 0 | 0 | 0 | 0 | 0 | 0 | 0 | 0 | 0 | 0 | 0 | 0 | 0 | 0 | 0 | 0 | 0 | 0 | 0 | 0 | 0 | 0 | 0 | 0 | 0 | 0 | 0 | 0 | 0 | 0 | 0 | 0 | 0 | 0 | 0 | 0 | 0 | 0 | 0 | 0 | 0 | 0 | 0 | 0 | 0 | 0 | 0 | 0 | 0 | 0 | 0 | 0 | 0 | 0 | 0 | 0 | 0 | 0 | 0 | 0 | 0 | 0 | 0 | 0 | 0 | 0 | 0 | 0 | 0 | 0 | 0 | 0 | 0 | 0 | 0 | 0 | 0 | 0 | 0 | 0 | 0 | 0 | 0 | 0 | 0 | 0 | 0 | 0 | 0 | 0 | 0 | 0 | 0 | 0 | 0 | 0 | 0 | 0 | 0 | 0 | 0 | 0 | 0 | 0 | 0 | 0 | 0 | 0 | 0 | 0 | 0 | 0 | 0 | 0 | 0 | 0 | 0 | 0 | 0 | 0 | 0 | 0 | 0 | 0 | 0 | 0 | 0 | 0 | 0 | 0 | 0 | 0 | 0 | 0 | 0 | 0 | 0 | 0 | 0 | 0 | 0 | 0 | 0 | 0 | 0 | 0 | 0 | 0 | 0 | 0 | 0 | 0 | 0 | 0 | 0 | 0 | 0 | 0 | 0 | 0 | 0 | 0 | 0 | 0 | 0 | 0 | 0 | 0 | 0 | 0 | 0 | 0 | 0 | 0 | 0 | 0 | 0 | 0 | 0 | 0 | 0 | 0 | 0 | 0 | 0 | 0 | 0 | 0 | 0 | 0 | 0 | 0 | 0 | 0 | 0 | 0 | 0 | 0 | 0 | 0 | 0 | 0 | 0 | 0 | 1139.0197 | 859.2618 | 760.5968 | 712.1006 | 683.2234 | 663.7723 | 649.7859 | 639.25 | 631.0318 | 624.4453 | 617.6009 | 611.0471 | 605.6717 | 601.2064 | 597.4569 | 594.2796 | 591.5659 | 589.2325 | 587.2141 | 585.459 | 583.9259 | 582.5812 | 581.3975 | 580.3795 | 579.502 | 1009.0543 | 761.2175 | 673.8106 | 630.8479 | 605.2657 | 588.0339 | 575.6435 | 566.3098 | 559.0292 | 553.1943 | 547.1309 | 541.3248 | 536.5628 | 532.607 | 529.2853 | 526.4705 | 524.0665 | 521.9994 | 520.2113 | 518.6565 | 517.2983 | 516.107 | 515.0583 | 514.1566 | 513.3792 | 115
OR_Residential_LI - Single Family_Existing_Space Heating_Natural Gas_Furnace | OR | Residential | LI - Single Family | New | Space Heating | Natural Gas | Insulation - Ceiling Upgrade | A | ORM68 | R-11 | R-49 | 45 | 0.039861 | 0 | 0 | 1.13 | 0 | 0.01 | 0 | 0.18589 | 0.25 | sqft roof | 0% | 0% | Retrofit | Retro5Med | 81.71% | TBD | 0% | 1231.4805 |  | 403.5456 |  | 0 | RTF Workbook - ResSFWx_v5_0 | RTF Workbook - ResSFWx_v5_0 | RTF Workbook - ResSFWx_v5_0 | R-11 | R-11 | R-11 | R-11 | R-11 | R-11 | R-11 | R-11 | R-11 | R-11 | R-11 | R-11 | R-11 | R-11 | R-11 | R-11 | R-11 | R-11 | R-11 | R-11 | R-11 | R-11 | R-11 | R-11 | R-11 | R-11 | R-11 | R-49 | R-49 | R-49 | R-49 | R-49 | R-49 | R-49 | R-49 | R-49 | R-49 | R-49 | R-49 | R-49 | R-49 | R-49 | R-49 | R-49 | R-49 | R-49 | R-49 | R-49 | R-49 | R-49 | R-49 | R-49 | R-49 | R-49 | 1.13 | 1.13 | 1.13 | 1.13 | 1.13 | 1.13 | 1.13 | 1.13 | 1.13 | 1.13 | 1.13 | 1.13 | 1.13 | 1.13 | 1.13 | 1.13 | 1.13 | 1.13 | 1.13 | 1.13 | 1.13 | 1.13 | 1.13 | 1.13 | 1.13 | 1.13 | 1.13 | 0 | 0 | 0.04043 | 0.053593 | 0.060545 | 0.064669 | 0.067402 | 0.069377 | 0.070871 | 0.072039 | 0.072977 | 0.073747 | 0.074564 | 0.075364 | 0.076032 | 0.076597 | 0.077078 | 0.07749 | 0.077845 | 0.078154 | 0.078422 | 0.078657 | 0.078864 | 0.079046 | 0.079207 | 0.079346 | 0.079466 | 0 | 0 | 0 | 0 | 0 | 0 | 0 | 0 | 0 | 0 | 0 | 0 | 0 | 0 | 0 | 0 | 0 | 0 | 0 | 0 | 0 | 0 | 0 | 0 | 0 | 0 | 0 | 0 | 0 | 0 | 0 | 0 | 0 | 0 | 0 | 0 | 0 | 0 | 0 | 0 | 0 | 0 | 0 | 0 | 0 | 0 | 0 | 0 | 0 | 0 | 0 | 0 | 0 | 0 | 0 | 0 | 0 | 0 | 0 | 0 | 0 | 0 | 0 | 0 | 0 | 0 | 0 | 0 | 0 | 0 | 0 | 0 | 0 | 0 | 0 | 0 | 0 | 0 | 0 | 0 | 0 | 0 | 0 | 0 | 0 | 0 | 0 | 0 | 0 | 0 | 0 | 0 | 0 | 0 | 0 | 0 | 0 | 0 | 0 | 0 | 0 | 0 | 0 | 0 | 0 | 0 | 0 | 0 | 0 | 0 | 0 | 0 | 0 | 0 | 0 | 0 | 0 | 0 | 0 | 0 | 0 | 0 | 0 | 0 | 0 | 0 | 0 | 0 | 0 | 0 | 0 | 0 | 0 | 0 | 0 | 0 | 0 | 0 | 0 | 0 | 0 | 0 | 0 | 0 | 0 | 0 | 0 | 0 | 0 | 0 | 0 | 0 | 0 | 0 | 0 | 0 | 0 | 0 | 0 | 0 | 0 | 0 | 0 | 0 | 0 | 0 | 0 | 0 | 0 | 0 | 0 | 0 | 0 | 0 | 0 | 0 | 0 | 0 | 0 | 0 | 0 | 0 | 0 | 0 | 0 | 0 | 0 | 0 | 0 | 0 | 0 | 0 | 0 | 0 | 0 | 0 | 0 | 0 | 0 | 0 | 0 | 0 | 0 | 0 | 0 | 0 | 0 | 0 | 0 | 0 | 0 | 0 | 0 | 0 | 0 | 0 | 0 | 0 | 0 | 0 | 0 | 0 | 0 | 0 | 0 | 0 | 0 | 0 | 0 | 0 | 0 | 0 | 0 | 0 | 0 | 0 | 0 | 0 | 0 | 0 | 0 | 0 | 0 | 0 | 0 | 0 | 0 | 0 | 0 | 0 | 0 | 0 | 0 | 0 | 0 | 0 | 0 | 0 | 0 | 0 | 0 | 0 | 0 | 0 | 0 | 0 | 0 | 0 | 0 | 0 | 0 | 0 | 0 | 0 | 0 | 0 | 0 | 0 | 0 | 0 | 0 | 0 | 0 | 0 | 0 | 0 | 0 | 0 | 0 | 0 | 0 | 0 | 0 | 0 | 0 | 0 | 0 | 0 | 0 | 0 | 0 | 0 | 0 | 0 | 0 | 0 | 0 | 0 | 0 | 0 | 0 | 0 | 0 | 0 | 0 | 0 | 0 | 0 | 0 | 0 | 0 | 0 | 0 | 0 | 0 | 0 | 0 | 0 | 0 | 0 | 0 | 0 | 0 | 0 | 0 | 0 | 0 | 0 | 0 | 0 | 0 | 0 | 0 | 0 | 0 | 0 | 0 | 0 | 0 | 0 | 0 | 0 | 0 | 0 | 0 | 0 | 0 | 0 | 0 | 0 | 0 | 0 | 0 | 0 | 0 | 0 | 0 | 0 | 0 | 0 | 0 | 0 | 0 | 0 | 0 | 0 | 0 | 0 | 0 | 0 | 0 | 0 | 0 | 0 | 0 | 0 | 0 | 0 | 0 | 0 | 0 | 0 | 0 | 0 | 0 | 0 | 0 | 0 | 0 | 0 | 2156.3082 | 1626.6911 | 1439.9059 | 1348.0964 | 1293.4283 | 1256.6048 | 1230.1269 | 1210.1811 | 1194.6229 | 1182.1538 | 1169.1966 | 1156.7893 | 1146.6131 | 1138.1596 | 1131.0614 | 1125.0463 | 1119.909 | 1115.4916 | 1111.6705 | 1108.3479 | 1105.4456 | 1102.8999 | 1100.6589 | 1098.7318 | 1097.0706 | 706.6038 | 533.0528 | 471.8449 | 441.7597 | 423.8454 | 411.7786 | 403.1021 | 396.566 | 391.4677 | 387.3817 | 383.1357 | 379.07 | 375.7353 | 372.9652 | 370.6391 | 368.6681 | 366.9846 | 365.5371 | 364.2849 | 363.1961 | 362.2451 | 361.4109 | 360.6765 | 360.045 | 359.5006 | 116
OR_Residential_LI - Single Family_Existing_Space Heating_Natural Gas_Furnace | OR | Residential | LI - Single Family | New | Space Heating | Natural Gas | Insulation - Radiant Barrier | A | ORM69 | None | Installed | 15 | 0.0013959 | 0 | 0 | 0.07 | 0 | 0 | 0 | 0.18589 | 0.45 | sqft wall | 5% | 20% | Retrofit | Retro5Med | 81.71% | TBD | 0% | 4074.833 |  | 1754.4357 |  | 0.0043305 | INS_RB-HVAC-CMUATRM-2016-12 | INS_RB-All-ESTAR-V3_R8-1 | INS_RB-HVAC-CMUATRM-2016-12 | None | None | None | None | None | None | None | None | None | None | None | None | None | None | None | None | None | None | None | None | None | None | None | None | None | None | None | Installed | Installed | Installed | Installed | Installed | Installed | Installed | Installed | Installed | Installed | Installed | Installed | Installed | Installed | Installed | Installed | Installed | Installed | Installed | Installed | Installed | Installed | Installed | Installed | Installed | Installed | Installed | 0.07 | 0.07 | 0.07 | 0.07 | 0.07 | 0.07 | 0.07 | 0.07 | 0.07 | 0.07 | 0.07 | 0.07 | 0.07 | 0.07 | 0.07 | 0.07 | 0.07 | 0.07 | 0.07 | 0.07 | 0.07 | 0.07 | 0.07 | 0.07 | 0.07 | 0.07 | 0.07 | 0 | 0 | 0.001411 | 0.0018632 | 0.0020963 | 0.0022297 | 0.0023139 | 0.0023708 | 0.0024105 | 0.0024387 | 0.0024594 | 0.0024751 | 0.0024929 | 0.0025106 | 0.0025243 | 0.0025348 | 0.0025426 | 0.0025481 | 0.0025516 | 0.0025535 | 0.0025539 | 0.0025531 | 0.002552 | 0.0025507 | 0.0025493 | 0.0025477 | 0.0025458 | 0.0050921 | 0.012249 | 0.022653 | 0.035124 | 0.050071 | 0.070377 | 0.090346 | 0.10589 | 0.11278 | 0.1083 | 0.092956 | 0.067776 | 0.043039 | 0.022522 | 0.0103 | 0 | 0 | 0 | 0 | 0 | 0 | 0 | 0 | 0 | 0 | 0.0050921 | 0.018973 | 0.044 | 0.081923 | 0.13509 | 0.20879 | 0.30263 | 0.41207 | 0.52834 | 0.64 | 0.73757 | 0.81058 | 0.85804 | 0.88413 | 0.89715 | 0.89909 | 0.90033 | 0.90101 | 0.90115 | 0.90084 | 0.90045 | 0.90001 | 0.89952 | 0.89894 | 0.89829 | 3608.7763 | 6574.0497 | 10805.9472 | 15752.515 | 21639.3517 | 29684.9217 | 37480.6374 | 43419.6792 | 45857.1904 | 43755.4135 | 37288.3047 | 26995.926 | 17049.6364 | 8885.0529 | 4051.1412 | 0 | 0 | 0 | 0 | 0 | 0 | 0 | 0 | 0 | 0 | 3608.7763 | 10182.8259 | 20988.7731 | 36741.2881 | 58380.6398 | 88065.5615 | 125546.1989 | 168965.8782 | 214823.0686 | 258578.4821 | 295866.7868 | 322862.7129 | 339912.3493 | 348797.4022 | 352848.5434 | 352848.5434 | 352848.5434 | 352848.5434 | 352848.5434 | 352848.5434 | 352848.5434 | 352848.5434 | 352848.5434 | 352848.5434 | 352848.5434 | 0.0043305 | 0.010423 | 0.019287 | 0.029924 | 0.042684 | 0.060034 | 0.07712 | 0.090449 | 0.096401 | 0.092628 | 0.079555 | 0.058038 | 0.036875 | 0.019307 | 0.0088344 | 0 | 0 | 0 | 0 | 0 | 0 | 0 | 0 | 0 | 0 | 0.0043305 | 0.016144 | 0.037462 | 0.069794 | 0.11516 | 0.1781 | 0.25832 | 0.35198 | 0.4516 | 0.5474 | 0.63123 | 0.69412 | 0.73516 | 0.75791 | 0.76947 | 0.77153 | 0.77299 | 0.77397 | 0.7745 | 0.77465 | 0.7747 | 0.77467 | 0.77458 | 0.77438 | 0.77411 | 3067.4598 | 5587.9422 | 9185.0551 | 13389.6378 | 18393.4489 | 25232.1834 | 31858.5418 | 36906.7274 | 38978.6118 | 37192.1015 | 31695.059 | 22946.5371 | 14492.1909 | 7552.295 | 3443.47 | 0 | 0 | 0 | 0 | 0 | 0 | 0 | 0 | 0 | 0 | 3067.4598 | 8655.402 | 17840.4572 | 31230.0949 | 49623.5438 | 74855.7273 | 106714.2691 | 143620.9964 | 182599.6083 | 219791.7098 | 251486.7688 | 274433.3059 | 288925.4969 | 296477.7918 | 299921.2619 | 299921.2619 | 299921.2619 | 299921.2619 | 299921.2619 | 299921.2619 | 299921.2619 | 299921.2619 | 299921.2619 | 299921.2619 | 299921.2619 | 0 | 0 | 0 | 0 | 0 | 0 | 0 | 0 | 0 | 0 | 0 | 0 | 0 | 0 | 0 | 0 | 0 | 0 | 0 | 0 | 0 | 0 | 0 | 0 | 0 | 0 | 0 | 0 | 0 | 0 | 0 | 0 | 0 | 0 | 0 | 0 | 0 | 0 | 0 | 0 | 0 | 0 | 0 | 0 | 0 | 0 | 0 | 0 | 0 | 0 | 0 | 0 | 0 | 0 | 0 | 0 | 0 | 0 | 0 | 0 | 0 | 0 | 0 | 0 | 0 | 0 | 0 | 0 | 0 | 0 | 0 | 0 | 0 | 0 | 0 | 0 | 0 | 0 | 0 | 0 | 0 | 0 | 0 | 0 | 0 | 0 | 0 | 0 | 0 | 0 | 0 | 0 | 0 | 0 | 0 | 0 | 0 | 0 | 0 | 0 | 0 | 0 | 0 | 0 | 0.042707 | 0.060078 | 0.077195 | 0.090561 | 0.096547 | 0.092791 | 0.079713 | 0.058163 | 0.036958 | 0.019351 | 0.0088545 | 0.0034659 | 0.0011605 | 0.00027015 | 4.7273e-05 | 0 | 0 | 0 | 0 | 0 | 0 | 0 | 0 | 0 | 0 | 0.042707 | 0.10387 | 0.1829 | 0.27578 | 0.37493 | 0.47045 | 0.55394 | 0.61645 | 0.65718 | 0.67963 | 0.69091 | 0.69618 | 0.6986 | 0.69967 | 0.70011 | 0.70017 | 0.70015 | 0.70006 | 0.69992 | 0.69969 | 0.6994 | 0 | 0 | 0 | 0 | 18393.4489 | 25232.1834 | 31858.5418 | 36906.7274 | 38978.6118 | 37192.1015 | 31695.059 | 22946.5371 | 14492.1909 | 7552.295 | 3443.47 | 1344.3698 | 449.3304 | 104.4793 | 18.2721 | 0 | 0 | 0 | 0 | 0 | 0 | 0 | 0 | 0 | 0 | 18393.4489 | 43625.6324 | 75484.1742 | 112390.9015 | 151369.5134 | 188561.6149 | 220256.6739 | 243203.211 | 257695.4019 | 265247.6969 | 268691.1669 | 270035.5367 | 270484.8671 | 270589.3464 | 270607.6185 | 270607.6185 | 270607.6185 | 270607.6185 | 270607.6185 | 270607.6185 | 270607.6185 | 7134.9859 | 5382.5415 | 4764.4899 | 4460.7022 | 4279.8115 | 4157.9665 | 4070.3542 | 4004.3557 | 3952.8753 | 3911.6165 | 3868.7425 | 3827.6881 | 3794.0163 | 3766.0446 | 3742.5572 | 3722.654 | 3705.6554 | 3691.0385 | 3678.3949 | 3667.401 | 3657.7975 | 3649.3741 | 3641.9588 | 3635.5823 | 3630.0854 | 3071.9968 | 2317.4748 | 2051.3702 | 1920.5732 | 1842.69 | 1790.2292 | 1752.5073 | 1724.0914 | 1701.9263 | 1684.1622 | 1665.7026 | 1648.0265 | 1633.5289 | 1621.4856 | 1611.373 | 1602.8036 | 1595.4848 | 1589.1914 | 1583.7477 | 1579.0142 | 1574.8794 | 1571.2526 | 1568.06 | 1565.3145 | 1562.9478 | 117
OR_Residential_LI - Single Family_Existing_Space Heating_Natural Gas_Furnace | OR | Residential | LI - Single Family | New | Space Heating | Natural Gas | Insulation - Wall Cavity Installation | A | ORM70 | R-0 | R-11 | 45 | 0.07 | 0 | 0 | 1.41 | 0 | 0 | 0 | 1 | 0.25 | sqft wall | 0% | 0% | Retrofit | Retro5Med | 81.71% | TBD | 0% | 822.2803 |  | 822.2803 |  | 0 | Avista TRM - 07.01.21 - Wall Insulation | Avista TRM - 07.01.21 - Wall Insulation | Avista TRM - 07.01.21 - Wall Insulation | R-0 | R-0 | R-0 | R-0 | R-0 | R-0 | R-0 | R-0 | R-0 | R-0 | R-0 | R-0 | R-0 | R-0 | R-0 | R-0 | R-0 | R-0 | R-0 | R-0 | R-0 | R-0 | R-0 | R-0 | R-0 | R-0 | R-0 | R-11 | R-11 | R-11 | R-11 | R-11 | R-11 | R-11 | R-11 | R-11 | R-11 | R-11 | R-11 | R-11 | R-11 | R-11 | R-11 | R-11 | R-11 | R-11 | R-11 | R-11 | R-11 | R-11 | R-11 | R-11 | R-11 | R-11 | 1.41 | 1.41 | 1.41 | 1.41 | 1.41 | 1.41 | 1.41 | 1.41 | 1.41 | 1.41 | 1.41 | 1.41 | 1.41 | 1.41 | 1.41 | 1.41 | 1.41 | 1.41 | 1.41 | 1.41 | 1.41 | 1.41 | 1.41 | 1.41 | 1.41 | 1.41 | 1.41 | 0 | 0 | 0.070999 | 0.094115 | 0.10632 | 0.11357 | 0.11837 | 0.12183 | 0.12446 | 0.12651 | 0.12815 | 0.12951 | 0.13094 | 0.13235 | 0.13352 | 0.13451 | 0.13536 | 0.13608 | 0.1367 | 0.13725 | 0.13772 | 0.13813 | 0.13849 | 0.13881 | 0.1391 | 0.13934 | 0.13955 | 0 | 0 | 0 | 0 | 0 | 0 | 0 | 0 | 0 | 0 | 0 | 0 | 0 | 0 | 0 | 0 | 0 | 0 | 0 | 0 | 0 | 0 | 0 | 0 | 0 | 0 | 0 | 0 | 0 | 0 | 0 | 0 | 0 | 0 | 0 | 0 | 0 | 0 | 0 | 0 | 0 | 0 | 0 | 0 | 0 | 0 | 0 | 0 | 0 | 0 | 0 | 0 | 0 | 0 | 0 | 0 | 0 | 0 | 0 | 0 | 0 | 0 | 0 | 0 | 0 | 0 | 0 | 0 | 0 | 0 | 0 | 0 | 0 | 0 | 0 | 0 | 0 | 0 | 0 | 0 | 0 | 0 | 0 | 0 | 0 | 0 | 0 | 0 | 0 | 0 | 0 | 0 | 0 | 0 | 0 | 0 | 0 | 0 | 0 | 0 | 0 | 0 | 0 | 0 | 0 | 0 | 0 | 0 | 0 | 0 | 0 | 0 | 0 | 0 | 0 | 0 | 0 | 0 | 0 | 0 | 0 | 0 | 0 | 0 | 0 | 0 | 0 | 0 | 0 | 0 | 0 | 0 | 0 | 0 | 0 | 0 | 0 | 0 | 0 | 0 | 0 | 0 | 0 | 0 | 0 | 0 | 0 | 0 | 0 | 0 | 0 | 0 | 0 | 0 | 0 | 0 | 0 | 0 | 0 | 0 | 0 | 0 | 0 | 0 | 0 | 0 | 0 | 0 | 0 | 0 | 0 | 0 | 0 | 0 | 0 | 0 | 0 | 0 | 0 | 0 | 0 | 0 | 0 | 0 | 0 | 0 | 0 | 0 | 0 | 0 | 0 | 0 | 0 | 0 | 0 | 0 | 0 | 0 | 0 | 0 | 0 | 0 | 0 | 0 | 0 | 0 | 0 | 0 | 0 | 0 | 0 | 0 | 0 | 0 | 0 | 0 | 0 | 0 | 0 | 0 | 0 | 0 | 0 | 0 | 0 | 0 | 0 | 0 | 0 | 0 | 0 | 0 | 0 | 0 | 0 | 0 | 0 | 0 | 0 | 0 | 0 | 0 | 0 | 0 | 0 | 0 | 0 | 0 | 0 | 0 | 0 | 0 | 0 | 0 | 0 | 0 | 0 | 0 | 0 | 0 | 0 | 0 | 0 | 0 | 0 | 0 | 0 | 0 | 0 | 0 | 0 | 0 | 0 | 0 | 0 | 0 | 0 | 0 | 0 | 0 | 0 | 0 | 0 | 0 | 0 | 0 | 0 | 0 | 0 | 0 | 0 | 0 | 0 | 0 | 0 | 0 | 0 | 0 | 0 | 0 | 0 | 0 | 0 | 0 | 0 | 0 | 0 | 0 | 0 | 0 | 0 | 0 | 0 | 0 | 0 | 0 | 0 | 0 | 0 | 0 | 0 | 0 | 0 | 0 | 0 | 0 | 0 | 0 | 0 | 0 | 0 | 0 | 0 | 0 | 0 | 0 | 0 | 0 | 0 | 0 | 0 | 0 | 0 | 0 | 0 | 0 | 0 | 0 | 0 | 0 | 0 | 0 | 0 | 0 | 0 | 0 | 0 | 0 | 0 | 0 | 0 | 0 | 0 | 0 | 0 | 0 | 0 | 0 | 0 | 0 | 0 | 0 | 0 | 0 | 0 | 0 | 0 | 0 | 0 | 0 | 0 | 0 | 0 | 0 | 0 | 0 | 0 | 0 | 0 | 0 | 0 | 0 | 0 | 0 | 0 | 0 | 0 | 0 | 0 | 0 | 1439.8034 | 1086.1692 | 961.4495 | 900.1468 | 863.6439 | 839.0562 | 821.3765 | 808.0584 | 797.6699 | 789.3441 | 780.6923 | 772.4078 | 765.613 | 759.9684 | 755.2288 | 751.2124 | 747.7822 | 744.8326 | 742.2812 | 740.0627 | 738.1247 | 736.4249 | 734.9285 | 733.6418 | 732.5326 | 1439.8034 | 1086.1692 | 961.4495 | 900.1468 | 863.6439 | 839.0562 | 821.3765 | 808.0584 | 797.6699 | 789.3441 | 780.6923 | 772.4078 | 765.613 | 759.9684 | 755.2288 | 751.2124 | 747.7822 | 744.8326 | 742.2812 | 740.0627 | 738.1247 | 736.4249 | 734.9285 | 733.6418 | 732.5326 | 118
OR_Residential_LI - Single Family_Existing_Space Heating_Natural Gas_Furnace | OR | Residential | LI - Single Family | New | Space Heating | Natural Gas | Insulation - Wall Cavity Upgrade | A | ORM71 | R-5 | R-11 | 45 | 0.027906 | 0 | 0 | 1.79 | 0 | 0 | 0 | 0.28637 | 0.25 | sqft wall | 0% | 0% | Retrofit | Retro5Med | 65.35% | TBD | 0% | 2692.7565 |  | 1123.6011 |  | 0 | D20_INS_WLC-Heat-RTF-v4.1-9 | D20_INS_WLC-Heat-RTF-v4.1-9 | Avista TRM - 07.01.21 - Wall Insulation | R-5 | R-5 | R-5 | R-5 | R-5 | R-5 | R-5 | R-5 | R-5 | R-5 | R-5 | R-5 | R-5 | R-5 | R-5 | R-5 | R-5 | R-5 | R-5 | R-5 | R-5 | R-5 | R-5 | R-5 | R-5 | R-5 | R-5 | R-11 | R-11 | R-11 | R-11 | R-11 | R-11 | R-11 | R-11 | R-11 | R-11 | R-11 | R-11 | R-11 | R-11 | R-11 | R-11 | R-11 | R-11 | R-11 | R-11 | R-11 | R-11 | R-11 | R-11 | R-11 | R-11 | R-11 | 1.79 | 1.79 | 1.79 | 1.79 | 1.79 | 1.79 | 1.79 | 1.79 | 1.79 | 1.79 | 1.79 | 1.79 | 1.79 | 1.79 | 1.79 | 1.79 | 1.79 | 1.79 | 1.79 | 1.79 | 1.79 | 1.79 | 1.79 | 1.79 | 1.79 | 1.79 | 1.79 | 0 | 0 | 0.028208 | 0.037248 | 0.041908 | 0.044575 | 0.046257 | 0.047395 | 0.048188 | 0.048753 | 0.049166 | 0.049479 | 0.049836 | 0.05019 | 0.050463 | 0.050673 | 0.050829 | 0.050939 | 0.051009 | 0.051048 | 0.051056 | 0.051038 | 0.051016 | 0.050991 | 0.050963 | 0.050931 | 0.050894 | 0 | 0 | 0 | 0 | 0 | 0 | 0 | 0 | 0 | 0 | 0 | 0 | 0 | 0 | 0 | 0 | 0 | 0 | 0 | 0 | 0 | 0 | 0 | 0 | 0 | 0 | 0 | 0 | 0 | 0 | 0 | 0 | 0 | 0 | 0 | 0 | 0 | 0 | 0 | 0 | 0 | 0 | 0 | 0 | 0 | 0 | 0 | 0 | 0 | 0 | 0 | 0 | 0 | 0 | 0 | 0 | 0 | 0 | 0 | 0 | 0 | 0 | 0 | 0 | 0 | 0 | 0 | 0 | 0 | 0 | 0 | 0 | 0 | 0 | 0 | 0 | 0 | 0 | 0 | 0 | 0 | 0 | 0 | 0 | 0 | 0 | 0 | 0 | 0 | 0 | 0 | 0 | 0 | 0 | 0 | 0 | 0 | 0 | 0 | 0 | 0 | 0 | 0 | 0 | 0 | 0 | 0 | 0 | 0 | 0 | 0 | 0 | 0 | 0 | 0 | 0 | 0 | 0 | 0 | 0 | 0 | 0 | 0 | 0 | 0 | 0 | 0 | 0 | 0 | 0 | 0 | 0 | 0 | 0 | 0 | 0 | 0 | 0 | 0 | 0 | 0 | 0 | 0 | 0 | 0 | 0 | 0 | 0 | 0 | 0 | 0 | 0 | 0 | 0 | 0 | 0 | 0 | 0 | 0 | 0 | 0 | 0 | 0 | 0 | 0 | 0 | 0 | 0 | 0 | 0 | 0 | 0 | 0 | 0 | 0 | 0 | 0 | 0 | 0 | 0 | 0 | 0 | 0 | 0 | 0 | 0 | 0 | 0 | 0 | 0 | 0 | 0 | 0 | 0 | 0 | 0 | 0 | 0 | 0 | 0 | 0 | 0 | 0 | 0 | 0 | 0 | 0 | 0 | 0 | 0 | 0 | 0 | 0 | 0 | 0 | 0 | 0 | 0 | 0 | 0 | 0 | 0 | 0 | 0 | 0 | 0 | 0 | 0 | 0 | 0 | 0 | 0 | 0 | 0 | 0 | 0 | 0 | 0 | 0 | 0 | 0 | 0 | 0 | 0 | 0 | 0 | 0 | 0 | 0 | 0 | 0 | 0 | 0 | 0 | 0 | 0 | 0 | 0 | 0 | 0 | 0 | 0 | 0 | 0 | 0 | 0 | 0 | 0 | 0 | 0 | 0 | 0 | 0 | 0 | 0 | 0 | 0 | 0 | 0 | 0 | 0 | 0 | 0 | 0 | 0 | 0 | 0 | 0 | 0 | 0 | 0 | 0 | 0 | 0 | 0 | 0 | 0 | 0 | 0 | 0 | 0 | 0 | 0 | 0 | 0 | 0 | 0 | 0 | 0 | 0 | 0 | 0 | 0 | 0 | 0 | 0 | 0 | 0 | 0 | 0 | 0 | 0 | 0 | 0 | 0 | 0 | 0 | 0 | 0 | 0 | 0 | 0 | 0 | 0 | 0 | 0 | 0 | 0 | 0 | 0 | 0 | 0 | 0 | 0 | 0 | 0 | 0 | 0 | 0 | 0 | 0 | 0 | 0 | 0 | 0 | 0 | 0 | 0 | 0 | 0 | 0 | 0 | 0 | 0 | 0 | 0 | 0 | 0 | 0 | 0 | 0 | 0 | 0 | 0 | 0 | 0 | 0 | 0 | 0 | 0 | 0 | 0 | 0 | 0 | 0 | 0 | 0 | 0 | 0 | 0 | 0 | 0 | 0 | 0 | 0 | 0 | 0 | 0 | 0 | 0 | 4714.9859 | 3556.9246 | 3148.4999 | 2947.749 | 2828.2117 | 2747.6933 | 2689.7968 | 2646.1833 | 2612.1637 | 2584.8988 | 2556.5665 | 2529.4367 | 2507.1855 | 2488.7011 | 2473.18 | 2460.0274 | 2448.7943 | 2439.1351 | 2430.7799 | 2423.5148 | 2417.1685 | 2411.6021 | 2406.7019 | 2402.4882 | 2398.8557 | 1967.4127 | 1484.1908 | 1313.7682 | 1230.0013 | 1180.1222 | 1146.5245 | 1122.3661 | 1104.1676 | 1089.9723 | 1078.5955 | 1066.7734 | 1055.453 | 1046.1683 | 1038.4553 | 1031.9788 | 1026.4907 | 1021.8035 | 1017.773 | 1014.2866 | 1011.2551 | 1008.6071 | 1006.2844 | 1004.2397 | 1002.4814 | 1000.9657 | 119
OR_Residential_LI - Single Family_Existing_Space Heating_Natural Gas_Furnace | OR | Residential | LI - Single Family | New | Space Heating | Natural Gas | Insulation - Wall Sheathing | A | ORM72 | None | Install R-5 Rigid | 20 | 0.026707 | 0 | 0 | 1.02 | 0 | 0 | 0 | 0.28637 | 0.45 | sqft wall | 95% | 95% | Retrofit | Retro5Med | 65.35% | TBD | 0% | 2621.072 |  | 1293.3942 |  | 0 | INS_WLS-Cooling/Heating-DEER-1 | INS_WLS-Cooling/Heating-DEER-1 | BEST | None | None | None | None | None | None | None | None | None | None | None | None | None | None | None | None | None | None | None | None | None | None | None | None | None | None | None | Install R-5 Rigid | Install R-5 Rigid | Install R-5 Rigid | Install R-5 Rigid | Install R-5 Rigid | Install R-5 Rigid | Install R-5 Rigid | Install R-5 Rigid | Install R-5 Rigid | Install R-5 Rigid | Install R-5 Rigid | Install R-5 Rigid | Install R-5 Rigid | Install R-5 Rigid | Install R-5 Rigid | Install R-5 Rigid | Install R-5 Rigid | Install R-5 Rigid | Install R-5 Rigid | Install R-5 Rigid | Install R-5 Rigid | Install R-5 Rigid | Install R-5 Rigid | Install R-5 Rigid | Install R-5 Rigid | Install R-5 Rigid | Install R-5 Rigid | 1.02 | 1.02 | 1.02 | 1.02 | 1.02 | 1.02 | 1.02 | 1.02 | 1.02 | 1.02 | 1.02 | 1.02 | 1.02 | 1.02 | 1.02 | 1.02 | 1.02 | 1.02 | 1.02 | 1.02 | 1.02 | 1.02 | 1.02 | 1.02 | 1.02 | 1.02 | 1.02 | 0 | 0 | 0.026998 | 0.035653 | 0.040119 | 0.042678 | 0.044298 | 0.045399 | 0.046171 | 0.046727 | 0.047138 | 0.047452 | 0.047806 | 0.048155 | 0.048424 | 0.048628 | 0.048776 | 0.048878 | 0.048941 | 0.04897 | 0.048971 | 0.048947 | 0.048921 | 0.048891 | 0.04886 | 0.048825 | 0.048786 | 0 | 0 | 0 | 0 | 0 | 0 | 0 | 0 | 0 | 0 | 0 | 0 | 0 | 0 | 0 | 0 | 0 | 0 | 0 | 0 | 0 | 0 | 0 | 0 | 0 | 0 | 0 | 0 | 0 | 0 | 0 | 0 | 0 | 0 | 0 | 0 | 0 | 0 | 0 | 0 | 0 | 0 | 0 | 0 | 0 | 0 | 0 | 0 | 0 | 0 | 0 | 0 | 0 | 0 | 0 | 0 | 0 | 0 | 0 | 0 | 0 | 0 | 0 | 0 | 0 | 0 | 0 | 0 | 0 | 0 | 0 | 0 | 0 | 0 | 0 | 0 | 0 | 0 | 0 | 0 | 0 | 0 | 0 | 0 | 0 | 0 | 0 | 0 | 0 | 0 | 0 | 0 | 0 | 0 | 0 | 0 | 0 | 0 | 0 | 0 | 0 | 0 | 0 | 0 | 0 | 0 | 0 | 0 | 0 | 0 | 0 | 0 | 0 | 0 | 0 | 0 | 0 | 0 | 0 | 0 | 0 | 0 | 0 | 0 | 0 | 0 | 0 | 0 | 0 | 0 | 0 | 0 | 0 | 0 | 0 | 0 | 0 | 0 | 0 | 0 | 0 | 0 | 0 | 0 | 0 | 0 | 0 | 0 | 0 | 0 | 0 | 0 | 0 | 0 | 0 | 0 | 0 | 0 | 0 | 0 | 0 | 0 | 0 | 0 | 0 | 0 | 0 | 0 | 0 | 0 | 0 | 0 | 0 | 0 | 0 | 0 | 0 | 0 | 0 | 0 | 0 | 0 | 0 | 0 | 0 | 0 | 0 | 0 | 0 | 0 | 0 | 0 | 0 | 0 | 0 | 0 | 0 | 0 | 0 | 0 | 0 | 0 | 0 | 0 | 0 | 0 | 0 | 0 | 0 | 0 | 0 | 0 | 0 | 0 | 0 | 0 | 0 | 0 | 0 | 0 | 0 | 0 | 0 | 0 | 0 | 0 | 0 | 0 | 0 | 0 | 0 | 0 | 0 | 0 | 0 | 0 | 0 | 0 | 0 | 0 | 0 | 0 | 0 | 0 | 0 | 0 | 0 | 0 | 0 | 0 | 0 | 0 | 0 | 0 | 0 | 0 | 0 | 0 | 0 | 0 | 0 | 0 | 0 | 0 | 0 | 0 | 0 | 0 | 0 | 0 | 0 | 0 | 0 | 0 | 0 | 0 | 0 | 0 | 0 | 0 | 0 | 0 | 0 | 0 | 0 | 0 | 0 | 0 | 0 | 0 | 0 | 0 | 0 | 0 | 0 | 0 | 0 | 0 | 0 | 0 | 0 | 0 | 0 | 0 | 0 | 0 | 0 | 0 | 0 | 0 | 0 | 0 | 0 | 0 | 0 | 0 | 0 | 0 | 0 | 0 | 0 | 0 | 0 | 0 | 0 | 0 | 0 | 0 | 0 | 0 | 0 | 0 | 0 | 0 | 0 | 0 | 0 | 0 | 0 | 0 | 0 | 0 | 0 | 0 | 0 | 0 | 0 | 0 | 0 | 0 | 0 | 0 | 0 | 0 | 0 | 0 | 0 | 0 | 0 | 0 | 0 | 0 | 0 | 0 | 0 | 0 | 0 | 0 | 0 | 0 | 0 | 0 | 0 | 0 | 0 | 0 | 0 | 0 | 0 | 0 | 0 | 0 | 0 | 0 | 0 | 0 | 0 | 0 | 0 | 0 | 0 | 0 | 0 | 0 | 0 | 0 | 0 | 0 | 0 | 0 | 4589.467 | 3462.2348 | 3064.6829 | 2869.2762 | 2752.9211 | 2674.5463 | 2618.191 | 2575.7386 | 2542.6246 | 2516.0855 | 2488.5075 | 2462.0999 | 2440.4411 | 2422.4487 | 2407.3408 | 2394.5384 | 2383.6043 | 2374.2023 | 2366.0694 | 2358.9978 | 2352.8205 | 2347.4022 | 2342.6325 | 2338.5309 | 2334.9951 | 2264.7184 | 1708.4744 | 1512.2984 | 1415.873 | 1358.4565 | 1319.7816 | 1291.9725 | 1271.0239 | 1254.6835 | 1241.5876 | 1227.9789 | 1214.9478 | 1204.26 | 1195.3815 | 1187.9264 | 1181.6089 | 1176.2134 | 1171.5738 | 1167.5606 | 1164.071 | 1161.0228 | 1158.3491 | 1155.9954 | 1153.9714 | 1152.2267 | 120
OR_Residential_LI - Single Family_Existing_Space Heating_Natural Gas_Furnace | OR | Residential | LI - Single Family | New | Space Heating | Natural Gas | Insulation - External Wall Sheathing - Insulated Vinyl Siding | A | ORM73 | None | Insulated Vinyl Siding, between R-2 and R-2.7 | 25 | 0.011127 | 0 | 0 | 1.91 | 0 | 0 | 0 | 0.28637 | 0.25 | sqft wall | 0.5% | 5% | Retrofit | Retro1Slow | 82.35% | TBD | 0% | 8827.8394 |  | 3756.1389 |  | 0.0035656 | INS_WLS_SIDING-HVAC-AEG-1 | INS_WLS_SIDING-HVAC-AEG-1 | INS_WLS_SIDING-HVAC-E3T-287-1 | None | None | None | None | None | None | None | None | None | None | None | None | None | None | None | None | None | None | None | None | None | None | None | None | None | None | None | Insulated Vinyl Siding, between R-2 and R-2.7 | Insulated Vinyl Siding, between R-2 and R-2.7 | Insulated Vinyl Siding, between R-2 and R-2.7 | Insulated Vinyl Siding, between R-2 and R-2.7 | Insulated Vinyl Siding, between R-2 and R-2.7 | Insulated Vinyl Siding, between R-2 and R-2.7 | Insulated Vinyl Siding, between R-2 and R-2.7 | Insulated Vinyl Siding, between R-2 and R-2.7 | Insulated Vinyl Siding, between R-2 and R-2.7 | Insulated Vinyl Siding, between R-2 and R-2.7 | Insulated Vinyl Siding, between R-2 and R-2.7 | Insulated Vinyl Siding, between R-2 and R-2.7 | Insulated Vinyl Siding, between R-2 and R-2.7 | Insulated Vinyl Siding, between R-2 and R-2.7 | Insulated Vinyl Siding, between R-2 and R-2.7 | Insulated Vinyl Siding, between R-2 and R-2.7 | Insulated Vinyl Siding, between R-2 and R-2.7 | Insulated Vinyl Siding, between R-2 and R-2.7 | Insulated Vinyl Siding, between R-2 and R-2.7 | Insulated Vinyl Siding, between R-2 and R-2.7 | Insulated Vinyl Siding, between R-2 and R-2.7 | Insulated Vinyl Siding, between R-2 and R-2.7 | Insulated Vinyl Siding, between R-2 and R-2.7 | Insulated Vinyl Siding, between R-2 and R-2.7 | Insulated Vinyl Siding, between R-2 and R-2.7 | Insulated Vinyl Siding, between R-2 and R-2.7 | Insulated Vinyl Siding, between R-2 and R-2.7 | 1.91 | 1.91 | 1.91 | 1.91 | 1.91 | 1.91 | 1.91 | 1.91 | 1.91 | 1.91 | 1.91 | 1.91 | 1.91 | 1.91 | 1.91 | 1.91 | 1.91 | 1.91 | 1.91 | 1.91 | 1.91 | 1.91 | 1.91 | 1.91 | 1.91 | 1.91 | 1.91 | 0 | 0 | 0.011248 | 0.014854 | 0.016714 | 0.017781 | 0.018456 | 0.018914 | 0.019236 | 0.019468 | 0.019639 | 0.01977 | 0.019917 | 0.020063 | 0.020175 | 0.020259 | 0.020321 | 0.020364 | 0.02039 | 0.020402 | 0.020402 | 0.020393 | 0.020382 | 0.020369 | 0.020356 | 0.020342 | 0.020325 | 0.0041928 | 0.012469 | 0.026992 | 0.049049 | 0.079485 | 0.11822 | 0.16318 | 0.21011 | 0.25271 | 0.28356 | 0.29657 | 0.28732 | 0.25989 | 0.21601 | 0.16166 | 0.11112 | 0.077642 | 0 | 0 | 0 | 0 | 0 | 0 | 0 | 0 | 0.0041928 | 0.018006 | 0.047253 | 0.099317 | 0.18257 | 0.30533 | 0.47371 | 0.68952 | 0.9483 | 1.2382 | 1.544 | 1.8426 | 2.1127 | 2.3376 | 2.5064 | 2.6228 | 2.7038 | 2.7054 | 2.7054 | 2.7042 | 2.7027 | 2.7011 | 2.6993 | 2.6974 | 2.6952 | 372.7511 | 839.4249 | 1614.8864 | 2758.5595 | 4306.8446 | 6250.3003 | 8483.2149 | 10792.9313 | 12867.6417 | 14343.1314 | 14889.8892 | 14321.0789 | 12881.9475 | 10662.0635 | 7954.9682 | 5456.5596 | 3807.8594 | 0 | 0 | 0 | 0 | 0 | 0 | 0 | 0 | 372.7511 | 1212.1761 | 2827.0624 | 5585.6219 | 9892.4665 | 16142.7668 | 24625.9817 | 35418.9129 | 48286.5546 | 62629.686 | 77519.5752 | 91840.6541 | 104722.6016 | 115384.6651 | 123339.6333 | 128796.1929 | 132604.0523 | 132604.0523 | 132604.0523 | 132604.0523 | 132604.0523 | 132604.0523 | 132604.0523 | 132604.0523 | 132604.0523 | 0.0035656 | 0.01061 | 0.022981 | 0.041785 | 0.067753 | 0.10083 | 0.13927 | 0.17944 | 0.21595 | 0.24246 | 0.25372 | 0.24594 | 0.22258 | 0.18509 | 0.13859 | 0.095313 | 0.066635 | 0 | 0 | 0 | 0 | 0 | 0 | 0 | 0 | 0.0035656 | 0.015321 | 0.040231 | 0.084607 | 0.15562 | 0.26042 | 0.40429 | 0.58885 | 0.81035 | 1.0587 | 1.3209 | 1.5772 | 1.8095 | 2.0031 | 2.1488 | 2.2498 | 2.3205 | 2.3231 | 2.3244 | 2.3246 | 2.3246 | 2.3243 | 2.3238 | 2.323 | 2.3221 | 316.8385 | 713.5112 | 1372.6534 | 2344.7755 | 3660.8179 | 5312.7552 | 7210.7327 | 9173.9916 | 10937.4954 | 12191.6617 | 12656.4058 | 12172.9171 | 10949.6554 | 9062.754 | 6761.7229 | 4638.0756 | 3236.6805 | 0 | 0 | 0 | 0 | 0 | 0 | 0 | 0 | 316.8385 | 1030.3497 | 2403.0031 | 4747.7786 | 8408.5965 | 13721.3518 | 20932.0844 | 30106.076 | 41043.5714 | 53235.2331 | 65891.639 | 78064.556 | 89014.2114 | 98076.9654 | 104838.6883 | 109476.7639 | 112713.4444 | 112713.4444 | 112713.4444 | 112713.4444 | 112713.4444 | 112713.4444 | 112713.4444 | 112713.4444 | 112713.4444 | 0 | 0 | 0 | 0 | 0 | 0 | 0 | 0 | 0 | 0 | 0 | 0 | 0 | 0 | 0 | 0 | 0 | 0 | 0 | 0 | 0 | 0 | 0 | 0 | 0 | 0 | 0 | 0 | 0 | 0 | 0 | 0 | 0 | 0 | 0 | 0 | 0 | 0 | 0 | 0 | 0 | 0 | 0 | 0 | 0 | 0 | 0 | 0 | 0 | 0 | 0 | 0 | 0 | 0 | 0 | 0 | 0 | 0 | 0 | 0 | 0 | 0 | 0 | 0 | 0 | 0 | 0 | 0 | 0 | 0 | 0 | 0 | 0 | 0 | 0 | 0 | 0 | 0 | 0 | 0 | 0 | 0 | 0 | 0 | 0 | 0 | 0 | 0 | 0 | 0 | 0 | 0 | 0 | 0 | 0 | 0 | 0 | 0 | 0 | 0 | 0 | 0 | 0 | 0 | 0 | 0 | 0 | 0 | 0 | 0 | 0 | 0 | 0 | 0 | 0 | 0 | 0 | 0 | 0 | 0 | 0 | 0 | 0 | 0 | 0 | 0 | 0 | 0 | 0 | 0 | 0 | 0 | 0 | 0 | 0 | 0 | 0 | 0 | 0 | 0 | 0 | 0 | 0 | 0 | 0 | 0 | 0 | 0 | 0 | 0 | 0 | 0 | 0 | 0 | 0 | 0 | 0 | 0 | 0 | 0 | 0 | 0 | 0 | 0 | 0 | 0 | 0 | 0 | 0 | 0 | 0 | 0 | 0 | 0 | 0 | 0 | 0 | 0 | 0 | 0 | 0 | 0 | 0 | 0 | 0 | 0 | 0 | 0 | 0 | 0 | 0 | 0 | 0 | 0 | 0 | 0 | 0 | 0 | 0 | 0 | 15457.4457 | 11660.8979 | 10321.9326 | 9663.7979 | 9271.9109 | 9007.9423 | 8818.1364 | 8675.1554 | 8563.6267 | 8474.2424 | 8381.3588 | 8292.4174 | 8219.4698 | 8158.8711 | 8107.9873 | 8064.8684 | 8028.0421 | 7996.3757 | 7968.9842 | 7945.1667 | 7924.3613 | 7906.1126 | 7890.0479 | 7876.2336 | 7864.3251 | 6576.9562 | 4961.571 | 4391.8575 | 4111.8291 | 3945.086 | 3832.7705 | 3752.0104 | 3691.1737 | 3643.7196 | 3605.6876 | 3566.1668 | 3528.3233 | 3497.285 | 3471.501 | 3449.8505 | 3431.504 | 3415.8348 | 3402.3612 | 3390.7064 | 3380.5724 | 3371.7199 | 3363.9553 | 3357.12 | 3351.2422 | 3346.1752 | 121
OR_Residential_LI - Single Family_Existing_Space Heating_Natural Gas_Furnace | OR | Residential | LI - Single Family | New | Space Heating | Natural Gas | Insulation - Floor Installation | A | ORM74 | R-0 | R-30 | 45 | 0.035207 | 0 | 0 | 1.16 | 0 | 0 | 0 | 1 | 0.25 | sqft floor | 0% | 0% | Retrofit | Retro5Med | 65.35% | TBD | 0% | 1345.0159 |  | 1345.0159 |  | 0 | RTF Workbook - ResSFWx_v5_0 | RTF Workbook - ResSFWx_v5_0 | RTF Workbook - ResSFWx_v5_0 | R-0 | R-0 | R-0 | R-0 | R-0 | R-0 | R-0 | R-0 | R-0 | R-0 | R-0 | R-0 | R-0 | R-0 | R-0 | R-0 | R-0 | R-0 | R-0 | R-0 | R-0 | R-0 | R-0 | R-0 | R-0 | R-0 | R-0 | R-30 | R-30 | R-30 | R-30 | R-30 | R-30 | R-30 | R-30 | R-30 | R-30 | R-30 | R-30 | R-30 | R-30 | R-30 | R-30 | R-30 | R-30 | R-30 | R-30 | R-30 | R-30 | R-30 | R-30 | R-30 | R-30 | R-30 | 1.16 | 1.16 | 1.16 | 1.16 | 1.16 | 1.16 | 1.16 | 1.16 | 1.16 | 1.16 | 1.16 | 1.16 | 1.16 | 1.16 | 1.16 | 1.16 | 1.16 | 1.16 | 1.16 | 1.16 | 1.16 | 1.16 | 1.16 | 1.16 | 1.16 | 1.16 | 1.16 | 0 | 0 | 0.035694 | 0.047296 | 0.053407 | 0.057016 | 0.059391 | 0.06109 | 0.06236 | 0.063342 | 0.064128 | 0.064777 | 0.065481 | 0.066184 | 0.066784 | 0.067299 | 0.067743 | 0.068127 | 0.06846 | 0.06875 | 0.069003 | 0.069225 | 0.069421 | 0.069594 | 0.069747 | 0.069879 | 0.069994 | 0 | 0 | 0 | 0 | 0 | 0 | 0 | 0 | 0 | 0 | 0 | 0 | 0 | 0 | 0 | 0 | 0 | 0 | 0 | 0 | 0 | 0 | 0 | 0 | 0 | 0 | 0 | 0 | 0 | 0 | 0 | 0 | 0 | 0 | 0 | 0 | 0 | 0 | 0 | 0 | 0 | 0 | 0 | 0 | 0 | 0 | 0 | 0 | 0 | 0 | 0 | 0 | 0 | 0 | 0 | 0 | 0 | 0 | 0 | 0 | 0 | 0 | 0 | 0 | 0 | 0 | 0 | 0 | 0 | 0 | 0 | 0 | 0 | 0 | 0 | 0 | 0 | 0 | 0 | 0 | 0 | 0 | 0 | 0 | 0 | 0 | 0 | 0 | 0 | 0 | 0 | 0 | 0 | 0 | 0 | 0 | 0 | 0 | 0 | 0 | 0 | 0 | 0 | 0 | 0 | 0 | 0 | 0 | 0 | 0 | 0 | 0 | 0 | 0 | 0 | 0 | 0 | 0 | 0 | 0 | 0 | 0 | 0 | 0 | 0 | 0 | 0 | 0 | 0 | 0 | 0 | 0 | 0 | 0 | 0 | 0 | 0 | 0 | 0 | 0 | 0 | 0 | 0 | 0 | 0 | 0 | 0 | 0 | 0 | 0 | 0 | 0 | 0 | 0 | 0 | 0 | 0 | 0 | 0 | 0 | 0 | 0 | 0 | 0 | 0 | 0 | 0 | 0 | 0 | 0 | 0 | 0 | 0 | 0 | 0 | 0 | 0 | 0 | 0 | 0 | 0 | 0 | 0 | 0 | 0 | 0 | 0 | 0 | 0 | 0 | 0 | 0 | 0 | 0 | 0 | 0 | 0 | 0 | 0 | 0 | 0 | 0 | 0 | 0 | 0 | 0 | 0 | 0 | 0 | 0 | 0 | 0 | 0 | 0 | 0 | 0 | 0 | 0 | 0 | 0 | 0 | 0 | 0 | 0 | 0 | 0 | 0 | 0 | 0 | 0 | 0 | 0 | 0 | 0 | 0 | 0 | 0 | 0 | 0 | 0 | 0 | 0 | 0 | 0 | 0 | 0 | 0 | 0 | 0 | 0 | 0 | 0 | 0 | 0 | 0 | 0 | 0 | 0 | 0 | 0 | 0 | 0 | 0 | 0 | 0 | 0 | 0 | 0 | 0 | 0 | 0 | 0 | 0 | 0 | 0 | 0 | 0 | 0 | 0 | 0 | 0 | 0 | 0 | 0 | 0 | 0 | 0 | 0 | 0 | 0 | 0 | 0 | 0 | 0 | 0 | 0 | 0 | 0 | 0 | 0 | 0 | 0 | 0 | 0 | 0 | 0 | 0 | 0 | 0 | 0 | 0 | 0 | 0 | 0 | 0 | 0 | 0 | 0 | 0 | 0 | 0 | 0 | 0 | 0 | 0 | 0 | 0 | 0 | 0 | 0 | 0 | 0 | 0 | 0 | 0 | 0 | 0 | 0 | 0 | 0 | 0 | 0 | 0 | 0 | 0 | 0 | 0 | 0 | 0 | 0 | 0 | 0 | 0 | 0 | 0 | 0 | 0 | 0 | 0 | 0 | 0 | 0 | 0 | 0 | 0 | 0 | 0 | 0 | 0 | 0 | 0 | 0 | 0 | 0 | 0 | 0 | 0 | 0 | 0 | 0 | 0 | 0 | 0 | 0 | 0 | 0 | 0 | 0 | 0 | 0 | 0 | 0 | 0 | 0 | 0 | 0 | 0 | 0 | 0 | 0 | 2355.1075 | 1776.6627 | 1572.657 | 1472.3832 | 1412.675 | 1372.4565 | 1343.5376 | 1321.7529 | 1304.7603 | 1291.1416 | 1276.9898 | 1263.4386 | 1252.3243 | 1243.0914 | 1235.3387 | 1228.7691 | 1223.1582 | 1218.3335 | 1214.1601 | 1210.5313 | 1207.3614 | 1204.581 | 1202.1333 | 1200.0286 | 1198.2142 | 2355.1075 | 1776.6627 | 1572.657 | 1472.3832 | 1412.675 | 1372.4565 | 1343.5376 | 1321.7529 | 1304.7603 | 1291.1416 | 1276.9898 | 1263.4386 | 1252.3243 | 1243.0914 | 1235.3387 | 1228.7691 | 1223.1582 | 1218.3335 | 1214.1601 | 1210.5313 | 1207.3614 | 1204.581 | 1202.1333 | 1200.0286 | 1198.2142 | 122
OR_Residential_LI - Single Family_Existing_Space Heating_Natural Gas_Furnace | OR | Residential | LI - Single Family | New | Space Heating | Natural Gas | Insulation - Floor Upgrade | A | ORM75 | R-19 | R-30 | 45 | 0.013753 | 0 | 0 | 1.16 | 0 | 0 | 0 | 0.21321 | 0.25 | sqft floor | 0% | 0% | Retrofit | Retro5Med | 65.35% | TBD | 0% | 3517.4539 |  | 1275.9372 |  | 0 | RTF Workbook - ResSFWx_v5_0 | RTF Workbook - ResSFWx_v5_0 | RTF Workbook - ResSFWx_v5_0 | R-19 | R-19 | R-19 | R-19 | R-19 | R-19 | R-19 | R-19 | R-19 | R-19 | R-19 | R-19 | R-19 | R-19 | R-19 | R-19 | R-19 | R-19 | R-19 | R-19 | R-19 | R-19 | R-19 | R-19 | R-19 | R-19 | R-19 | R-30 | R-30 | R-30 | R-30 | R-30 | R-30 | R-30 | R-30 | R-30 | R-30 | R-30 | R-30 | R-30 | R-30 | R-30 | R-30 | R-30 | R-30 | R-30 | R-30 | R-30 | R-30 | R-30 | R-30 | R-30 | R-30 | R-30 | 1.16 | 1.16 | 1.16 | 1.16 | 1.16 | 1.16 | 1.16 | 1.16 | 1.16 | 1.16 | 1.16 | 1.16 | 1.16 | 1.16 | 1.16 | 1.16 | 1.16 | 1.16 | 1.16 | 1.16 | 1.16 | 1.16 | 1.16 | 1.16 | 1.16 | 1.16 | 1.16 | 0 | 0 | 0.013902 | 0.018357 | 0.020653 | 0.021968 | 0.022797 | 0.023358 | 0.023748 | 0.024027 | 0.024231 | 0.024385 | 0.024561 | 0.024735 | 0.02487 | 0.024973 | 0.02505 | 0.025104 | 0.025139 | 0.025158 | 0.025162 | 0.025153 | 0.025142 | 0.02513 | 0.025116 | 0.0251 | 0.025082 | 0 | 0 | 0 | 0 | 0 | 0 | 0 | 0 | 0 | 0 | 0 | 0 | 0 | 0 | 0 | 0 | 0 | 0 | 0 | 0 | 0 | 0 | 0 | 0 | 0 | 0 | 0 | 0 | 0 | 0 | 0 | 0 | 0 | 0 | 0 | 0 | 0 | 0 | 0 | 0 | 0 | 0 | 0 | 0 | 0 | 0 | 0 | 0 | 0 | 0 | 0 | 0 | 0 | 0 | 0 | 0 | 0 | 0 | 0 | 0 | 0 | 0 | 0 | 0 | 0 | 0 | 0 | 0 | 0 | 0 | 0 | 0 | 0 | 0 | 0 | 0 | 0 | 0 | 0 | 0 | 0 | 0 | 0 | 0 | 0 | 0 | 0 | 0 | 0 | 0 | 0 | 0 | 0 | 0 | 0 | 0 | 0 | 0 | 0 | 0 | 0 | 0 | 0 | 0 | 0 | 0 | 0 | 0 | 0 | 0 | 0 | 0 | 0 | 0 | 0 | 0 | 0 | 0 | 0 | 0 | 0 | 0 | 0 | 0 | 0 | 0 | 0 | 0 | 0 | 0 | 0 | 0 | 0 | 0 | 0 | 0 | 0 | 0 | 0 | 0 | 0 | 0 | 0 | 0 | 0 | 0 | 0 | 0 | 0 | 0 | 0 | 0 | 0 | 0 | 0 | 0 | 0 | 0 | 0 | 0 | 0 | 0 | 0 | 0 | 0 | 0 | 0 | 0 | 0 | 0 | 0 | 0 | 0 | 0 | 0 | 0 | 0 | 0 | 0 | 0 | 0 | 0 | 0 | 0 | 0 | 0 | 0 | 0 | 0 | 0 | 0 | 0 | 0 | 0 | 0 | 0 | 0 | 0 | 0 | 0 | 0 | 0 | 0 | 0 | 0 | 0 | 0 | 0 | 0 | 0 | 0 | 0 | 0 | 0 | 0 | 0 | 0 | 0 | 0 | 0 | 0 | 0 | 0 | 0 | 0 | 0 | 0 | 0 | 0 | 0 | 0 | 0 | 0 | 0 | 0 | 0 | 0 | 0 | 0 | 0 | 0 | 0 | 0 | 0 | 0 | 0 | 0 | 0 | 0 | 0 | 0 | 0 | 0 | 0 | 0 | 0 | 0 | 0 | 0 | 0 | 0 | 0 | 0 | 0 | 0 | 0 | 0 | 0 | 0 | 0 | 0 | 0 | 0 | 0 | 0 | 0 | 0 | 0 | 0 | 0 | 0 | 0 | 0 | 0 | 0 | 0 | 0 | 0 | 0 | 0 | 0 | 0 | 0 | 0 | 0 | 0 | 0 | 0 | 0 | 0 | 0 | 0 | 0 | 0 | 0 | 0 | 0 | 0 | 0 | 0 | 0 | 0 | 0 | 0 | 0 | 0 | 0 | 0 | 0 | 0 | 0 | 0 | 0 | 0 | 0 | 0 | 0 | 0 | 0 | 0 | 0 | 0 | 0 | 0 | 0 | 0 | 0 | 0 | 0 | 0 | 0 | 0 | 0 | 0 | 0 | 0 | 0 | 0 | 0 | 0 | 0 | 0 | 0 | 0 | 0 | 0 | 0 | 0 | 0 | 0 | 0 | 0 | 0 | 0 | 0 | 0 | 0 | 0 | 0 | 0 | 0 | 0 | 0 | 0 | 0 | 0 | 0 | 0 | 0 | 0 | 0 | 0 | 0 | 0 | 0 | 0 | 0 | 0 | 0 | 0 | 0 | 0 | 0 | 0 | 0 | 0 | 0 | 0 | 0 | 0 | 6159.0216 | 4646.2865 | 4112.7756 | 3850.5417 | 3694.3943 | 3589.216 | 3513.5878 | 3456.617 | 3412.1784 | 3376.5632 | 3339.5537 | 3304.115 | 3275.049 | 3250.9034 | 3230.6288 | 3213.4481 | 3198.7746 | 3186.1571 | 3175.243 | 3165.7529 | 3157.463 | 3150.1918 | 3143.7908 | 3138.2865 | 3133.5415 | 2234.1515 | 1685.4151 | 1491.8869 | 1396.763 | 1340.1214 | 1301.9685 | 1274.5348 | 1253.8689 | 1237.7491 | 1224.8299 | 1211.4049 | 1198.5497 | 1188.0061 | 1179.2475 | 1171.893 | 1165.6607 | 1160.338 | 1155.7611 | 1151.8021 | 1148.3596 | 1145.3525 | 1142.7149 | 1140.3929 | 1138.3963 | 1136.6751 | 123
OR_Residential_LI - Single Family_Existing_Space Heating_Natural Gas_Furnace | OR | Residential | LI - Single Family | New | Space Heating | Natural Gas | Insulation - Basement Sidewall | A | ORM76 | R-0 | R-11 | 20 | 0.014015 | 0 | 0 | 2.04 | 0 | 0 | 0 | 0.28637 | 0.25 | sqft bswall | 0% | 0% | Retrofit | Retro5Med | 65.35% | TBD | 0% | 8441.8844 |  | 3590.5273 |  | 0 | IL TRM - 5.6.2 - RS-SHL-BINS-V12-220101 | D20_INS_FLR-Heat-RTF-v4.1-13 | BEST | R-0 | R-0 | R-0 | R-0 | R-0 | R-0 | R-0 | R-0 | R-0 | R-0 | R-0 | R-0 | R-0 | R-0 | R-0 | R-0 | R-0 | R-0 | R-0 | R-0 | R-0 | R-0 | R-0 | R-0 | R-0 | R-0 | R-0 | R-11 | R-11 | R-11 | R-11 | R-11 | R-11 | R-11 | R-11 | R-11 | R-11 | R-11 | R-11 | R-11 | R-11 | R-11 | R-11 | R-11 | R-11 | R-11 | R-11 | R-11 | R-11 | R-11 | R-11 | R-11 | R-11 | R-11 | 2.04 | 2.04 | 2.04 | 2.04 | 2.04 | 2.04 | 2.04 | 2.04 | 2.04 | 2.04 | 2.04 | 2.04 | 2.04 | 2.04 | 2.04 | 2.04 | 2.04 | 2.04 | 2.04 | 2.04 | 2.04 | 2.04 | 2.04 | 2.04 | 2.04 | 2.04 | 2.04 | 0 | 0 | 0.014167 | 0.018707 | 0.021048 | 0.022387 | 0.023232 | 0.023803 | 0.024202 | 0.024485 | 0.024693 | 0.02485 | 0.025029 | 0.025207 | 0.025344 | 0.02545 | 0.025528 | 0.025583 | 0.025619 | 0.025638 | 0.025642 | 0.025633 | 0.025622 | 0.025609 | 0.025595 | 0.025579 | 0.02556 | 0 | 0 | 0 | 0 | 0 | 0 | 0 | 0 | 0 | 0 | 0 | 0 | 0 | 0 | 0 | 0 | 0 | 0 | 0 | 0 | 0 | 0 | 0 | 0 | 0 | 0 | 0 | 0 | 0 | 0 | 0 | 0 | 0 | 0 | 0 | 0 | 0 | 0 | 0 | 0 | 0 | 0 | 0 | 0 | 0 | 0 | 0 | 0 | 0 | 0 | 0 | 0 | 0 | 0 | 0 | 0 | 0 | 0 | 0 | 0 | 0 | 0 | 0 | 0 | 0 | 0 | 0 | 0 | 0 | 0 | 0 | 0 | 0 | 0 | 0 | 0 | 0 | 0 | 0 | 0 | 0 | 0 | 0 | 0 | 0 | 0 | 0 | 0 | 0 | 0 | 0 | 0 | 0 | 0 | 0 | 0 | 0 | 0 | 0 | 0 | 0 | 0 | 0 | 0 | 0 | 0 | 0 | 0 | 0 | 0 | 0 | 0 | 0 | 0 | 0 | 0 | 0 | 0 | 0 | 0 | 0 | 0 | 0 | 0 | 0 | 0 | 0 | 0 | 0 | 0 | 0 | 0 | 0 | 0 | 0 | 0 | 0 | 0 | 0 | 0 | 0 | 0 | 0 | 0 | 0 | 0 | 0 | 0 | 0 | 0 | 0 | 0 | 0 | 0 | 0 | 0 | 0 | 0 | 0 | 0 | 0 | 0 | 0 | 0 | 0 | 0 | 0 | 0 | 0 | 0 | 0 | 0 | 0 | 0 | 0 | 0 | 0 | 0 | 0 | 0 | 0 | 0 | 0 | 0 | 0 | 0 | 0 | 0 | 0 | 0 | 0 | 0 | 0 | 0 | 0 | 0 | 0 | 0 | 0 | 0 | 0 | 0 | 0 | 0 | 0 | 0 | 0 | 0 | 0 | 0 | 0 | 0 | 0 | 0 | 0 | 0 | 0 | 0 | 0 | 0 | 0 | 0 | 0 | 0 | 0 | 0 | 0 | 0 | 0 | 0 | 0 | 0 | 0 | 0 | 0 | 0 | 0 | 0 | 0 | 0 | 0 | 0 | 0 | 0 | 0 | 0 | 0 | 0 | 0 | 0 | 0 | 0 | 0 | 0 | 0 | 0 | 0 | 0 | 0 | 0 | 0 | 0 | 0 | 0 | 0 | 0 | 0 | 0 | 0 | 0 | 0 | 0 | 0 | 0 | 0 | 0 | 0 | 0 | 0 | 0 | 0 | 0 | 0 | 0 | 0 | 0 | 0 | 0 | 0 | 0 | 0 | 0 | 0 | 0 | 0 | 0 | 0 | 0 | 0 | 0 | 0 | 0 | 0 | 0 | 0 | 0 | 0 | 0 | 0 | 0 | 0 | 0 | 0 | 0 | 0 | 0 | 0 | 0 | 0 | 0 | 0 | 0 | 0 | 0 | 0 | 0 | 0 | 0 | 0 | 0 | 0 | 0 | 0 | 0 | 0 | 0 | 0 | 0 | 0 | 0 | 0 | 0 | 0 | 0 | 0 | 0 | 0 | 0 | 0 | 0 | 0 | 0 | 0 | 0 | 0 | 0 | 0 | 0 | 0 | 0 | 0 | 0 | 0 | 0 | 0 | 0 | 0 | 0 | 0 | 0 | 0 | 0 | 0 | 0 | 0 | 0 | 0 | 0 | 0 | 0 | 0 | 0 | 0 | 0 | 0 | 0 | 0 | 0 | 0 | 0 | 0 | 0 | 0 | 0 | 0 | 0 | 0 | 0 | 0 | 0 | 14781.643 | 11151.0811 | 9870.6556 | 9241.2947 | 8866.5411 | 8614.1132 | 8432.6056 | 8295.8758 | 8189.2232 | 8103.7468 | 8014.9241 | 7929.8712 | 7860.1129 | 7802.1636 | 7753.5044 | 7712.2707 | 7677.0545 | 7646.7725 | 7620.5786 | 7597.8024 | 7577.9066 | 7560.4557 | 7545.0934 | 7531.8831 | 7520.4952 | 6286.9722 | 4742.8108 | 4198.2165 | 3930.5348 | 3771.1435 | 3663.7802 | 3586.5808 | 3528.4265 | 3483.0647 | 3446.7096 | 3408.9313 | 3372.7563 | 3343.0865 | 3318.4393 | 3297.7435 | 3280.2058 | 3265.2275 | 3252.3479 | 3241.207 | 3231.5198 | 3223.0577 | 3215.6354 | 3209.1015 | 3203.4828 | 3198.6393 | 124
OR_Residential_LI - Single Family_Existing_Space Heating_Natural Gas_Furnace | OR | Residential | LI - Single Family | New | Space Heating | Natural Gas | Insulation - Foundation | A | ORM77 | R-0 | R-15 | 70 | 0.1098 | 0 | 0 | 1.03 | 0 | 0.01 | 0 | 0.21321 | 0.45 | sqft floor cs | 40% | 40% | Retrofit | Retro5Med | 65.35% | TBD | 0% | 484.9748 |  | 187.8703 |  | 0 | ResNewSFSlabInsulation v3.2 | ResNewSFSlabInsulation v3.2 | BEST | R-0 | R-0 | R-0 | R-0 | R-0 | R-0 | R-0 | R-0 | R-0 | R-0 | R-0 | R-0 | R-0 | R-0 | R-0 | R-0 | R-0 | R-0 | R-0 | R-0 | R-0 | R-0 | R-0 | R-0 | R-0 | R-0 | R-0 | R-15 | R-15 | R-15 | R-15 | R-15 | R-15 | R-15 | R-15 | R-15 | R-15 | R-15 | R-15 | R-15 | R-15 | R-15 | R-15 | R-15 | R-15 | R-15 | R-15 | R-15 | R-15 | R-15 | R-15 | R-15 | R-15 | R-15 | 1.03 | 1.03 | 1.03 | 1.03 | 1.03 | 1.03 | 1.03 | 1.03 | 1.03 | 1.03 | 1.03 | 1.03 | 1.03 | 1.03 | 1.03 | 1.03 | 1.03 | 1.03 | 1.03 | 1.03 | 1.03 | 1.03 | 1.03 | 1.03 | 1.03 | 1.03 | 1.03 | 0 | 0 | 0.11137 | 0.14763 | 0.16678 | 0.17814 | 0.18567 | 0.19111 | 0.19522 | 0.19844 | 0.20103 | 0.20315 | 0.2054 | 0.2076 | 0.20944 | 0.211 | 0.21232 | 0.21346 | 0.21444 | 0.21529 | 0.21603 | 0.21667 | 0.21724 | 0.21774 | 0.21819 | 0.21857 | 0.2189 | 0 | 0 | 0 | 0 | 0 | 0 | 0 | 0 | 0 | 0 | 0 | 0 | 0 | 0 | 0 | 0 | 0 | 0 | 0 | 0 | 0 | 0 | 0 | 0 | 0 | 0 | 0 | 0 | 0 | 0 | 0 | 0 | 0 | 0 | 0 | 0 | 0 | 0 | 0 | 0 | 0 | 0 | 0 | 0 | 0 | 0 | 0 | 0 | 0 | 0 | 0 | 0 | 0 | 0 | 0 | 0 | 0 | 0 | 0 | 0 | 0 | 0 | 0 | 0 | 0 | 0 | 0 | 0 | 0 | 0 | 0 | 0 | 0 | 0 | 0 | 0 | 0 | 0 | 0 | 0 | 0 | 0 | 0 | 0 | 0 | 0 | 0 | 0 | 0 | 0 | 0 | 0 | 0 | 0 | 0 | 0 | 0 | 0 | 0 | 0 | 0 | 0 | 0 | 0 | 0 | 0 | 0 | 0 | 0 | 0 | 0 | 0 | 0 | 0 | 0 | 0 | 0 | 0 | 0 | 0 | 0 | 0 | 0 | 0 | 0 | 0 | 0 | 0 | 0 | 0 | 0 | 0 | 0 | 0 | 0 | 0 | 0 | 0 | 0 | 0 | 0 | 0 | 0 | 0 | 0 | 0 | 0 | 0 | 0 | 0 | 0 | 0 | 0 | 0 | 0 | 0 | 0 | 0 | 0 | 0 | 0 | 0 | 0 | 0 | 0 | 0 | 0 | 0 | 0 | 0 | 0 | 0 | 0 | 0 | 0 | 0 | 0 | 0 | 0 | 0 | 0 | 0 | 0 | 0 | 0 | 0 | 0 | 0 | 0 | 0 | 0 | 0 | 0 | 0 | 0 | 0 | 0 | 0 | 0 | 0 | 0 | 0 | 0 | 0 | 0 | 0 | 0 | 0 | 0 | 0 | 0 | 0 | 0 | 0 | 0 | 0 | 0 | 0 | 0 | 0 | 0 | 0 | 0 | 0 | 0 | 0 | 0 | 0 | 0 | 0 | 0 | 0 | 0 | 0 | 0 | 0 | 0 | 0 | 0 | 0 | 0 | 0 | 0 | 0 | 0 | 0 | 0 | 0 | 0 | 0 | 0 | 0 | 0 | 0 | 0 | 0 | 0 | 0 | 0 | 0 | 0 | 0 | 0 | 0 | 0 | 0 | 0 | 0 | 0 | 0 | 0 | 0 | 0 | 0 | 0 | 0 | 0 | 0 | 0 | 0 | 0 | 0 | 0 | 0 | 0 | 0 | 0 | 0 | 0 | 0 | 0 | 0 | 0 | 0 | 0 | 0 | 0 | 0 | 0 | 0 | 0 | 0 | 0 | 0 | 0 | 0 | 0 | 0 | 0 | 0 | 0 | 0 | 0 | 0 | 0 | 0 | 0 | 0 | 0 | 0 | 0 | 0 | 0 | 0 | 0 | 0 | 0 | 0 | 0 | 0 | 0 | 0 | 0 | 0 | 0 | 0 | 0 | 0 | 0 | 0 | 0 | 0 | 0 | 0 | 0 | 0 | 0 | 0 | 0 | 0 | 0 | 0 | 0 | 0 | 0 | 0 | 0 | 0 | 0 | 0 | 0 | 0 | 0 | 0 | 0 | 0 | 0 | 0 | 0 | 0 | 0 | 0 | 0 | 0 | 0 | 0 | 0 | 0 | 0 | 0 | 0 | 0 | 0 | 0 | 0 | 0 | 0 | 0 | 0 | 0 | 0 | 0 | 0 | 0 | 0 | 0 | 0 | 0 | 0 | 0 | 849.1853 | 640.6145 | 567.0558 | 530.8998 | 509.3707 | 494.8691 | 484.4417 | 476.5868 | 470.4598 | 465.5493 | 460.4465 | 455.5603 | 451.5528 | 448.2237 | 445.4283 | 443.0595 | 441.0364 | 439.2967 | 437.7919 | 436.4834 | 435.3404 | 434.3379 | 433.4554 | 432.6965 | 432.0422 | 328.9588 | 248.1623 | 219.667 | 205.6609 | 197.3209 | 191.7032 | 187.6638 | 184.621 | 182.2475 | 180.3452 | 178.3685 | 176.4757 | 174.9233 | 173.6336 | 172.5508 | 171.6331 | 170.8494 | 170.1755 | 169.5925 | 169.0857 | 168.6429 | 168.2545 | 167.9127 | 167.6187 | 167.3652 | 125
OR_Residential_LI - Single Family_Existing_Space Heating_Natural Gas_Furnace | OR | Residential | LI - Single Family | New | Space Heating | Natural Gas | Insulation - Ducting | A | ORM78 | R-4 | R-8 | 45 | 0.088173 | 0 | 0 | 2.54 | 0 | 0 | 0 | 1 | 0.25 | sqft duct | 0% | 0% | Retrofit | Retro5Med | 65.35% | TBD | 0% | 0 |  | 0 |  | 0 | RTF Workbook - ResSFWx_v5_0 | RTF Workbook - ResSFWx_v5_0 | RTF Workbook - ResSFWx_v5_0 | R-4 | R-4 | R-4 | R-4 | R-4 | R-4 | R-4 | R-4 | R-4 | R-4 | R-4 | R-4 | R-4 | R-4 | R-4 | R-4 | R-4 | R-4 | R-4 | R-4 | R-4 | R-4 | R-4 | R-4 | R-4 | R-4 | R-4 | R-8 | R-8 | R-8 | R-8 | R-8 | R-8 | R-8 | R-8 | R-8 | R-8 | R-8 | R-8 | R-8 | R-8 | R-8 | R-8 | R-8 | R-8 | R-8 | R-8 | R-8 | R-8 | R-8 | R-8 | R-8 | R-8 | R-8 | 2.54 | 2.54 | 2.54 | 2.54 | 2.54 | 2.54 | 2.54 | 2.54 | 2.54 | 2.54 | 2.54 | 2.54 | 2.54 | 2.54 | 2.54 | 2.54 | 2.54 | 2.54 | 2.54 | 2.54 | 2.54 | 2.54 | 2.54 | 2.54 | 2.54 | 2.54 | 2.54 | 0 | 0 | 0 | 0 | 0 | 0 | 0 | 0 | 0 | 0 | 0 | 0 | 0 | 0 | 0 | 0 | 0 | 0 | 0 | 0 | 0 | 0 | 0 | 0 | 0 | 0 | 0 | 0 | 0 | 0 | 0 | 0 | 0 | 0 | 0 | 0 | 0 | 0 | 0 | 0 | 0 | 0 | 0 | 0 | 0 | 0 | 0 | 0 | 0 | 0 | 0 | 0 | 0 | 0 | 0 | 0 | 0 | 0 | 0 | 0 | 0 | 0 | 0 | 0 | 0 | 0 | 0 | 0 | 0 | 0 | 0 | 0 | 0 | 0 | 0 | 0 | 0 | 0 | 0 | 0 | 0 | 0 | 0 | 0 | 0 | 0 | 0 | 0 | 0 | 0 | 0 | 0 | 0 | 0 | 0 | 0 | 0 | 0 | 0 | 0 | 0 | 0 | 0 | 0 | 0 | 0 | 0 | 0 | 0 | 0 | 0 | 0 | 0 | 0 | 0 | 0 | 0 | 0 | 0 | 0 | 0 | 0 | 0 | 0 | 0 | 0 | 0 | 0 | 0 | 0 | 0 | 0 | 0 | 0 | 0 | 0 | 0 | 0 | 0 | 0 | 0 | 0 | 0 | 0 | 0 | 0 | 0 | 0 | 0 | 0 | 0 | 0 | 0 | 0 | 0 | 0 | 0 | 0 | 0 | 0 | 0 | 0 | 0 | 0 | 0 | 0 | 0 | 0 | 0 | 0 | 0 | 0 | 0 | 0 | 0 | 0 | 0 | 0 | 0 | 0 | 0 | 0 | 0 | 0 | 0 | 0 | 0 | 0 | 0 | 0 | 0 | 0 | 0 | 0 | 0 | 0 | 0 | 0 | 0 | 0 | 0 | 0 | 0 | 0 | 0 | 0 | 0 | 0 | 0 | 0 | 0 | 0 | 0 | 0 | 0 | 0 | 0 | 0 | 0 | 0 | 0 | 0 | 0 | 0 | 0 | 0 | 0 | 0 | 0 | 0 | 0 | 0 | 0 | 0 | 0 | 0 | 0 | 0 | 0 | 0 | 0 | 0 | 0 | 0 | 0 | 0 | 0 | 0 | 0 | 0 | 0 | 0 | 0 | 0 | 0 | 0 | 0 | 0 | 0 | 0 | 0 | 0 | 0 | 0 | 0 | 0 | 0 | 0 | 0 | 0 | 0 | 0 | 0 | 0 | 0 | 0 | 0 | 0 | 0 | 0 | 0 | 0 | 0 | 0 | 0 | 0 | 0 | 0 | 0 | 0 | 0 | 0 | 0 | 0 | 0 | 0 | 0 | 0 | 0 | 0 | 0 | 0 | 0 | 0 | 0 | 0 | 0 | 0 | 0 | 0 | 0 | 0 | 0 | 0 | 0 | 0 | 0 | 0 | 0 | 0 | 0 | 0 | 0 | 0 | 0 | 0 | 0 | 0 | 0 | 0 | 0 | 0 | 0 | 0 | 0 | 0 | 0 | 0 | 0 | 0 | 0 | 0 | 0 | 0 | 0 | 0 | 0 | 0 | 0 | 0 | 0 | 0 | 0 | 0 | 0 | 0 | 0 | 0 | 0 | 0 | 0 | 0 | 0 | 0 | 0 | 0 | 0 | 0 | 0 | 0 | 0 | 0 | 0 | 0 | 0 | 0 | 0 | 0 | 0 | 0 | 0 | 0 | 0 | 0 | 0 | 0 | 0 | 0 | 0 | 0 | 0 | 0 | 0 | 0 | 0 | 0 | 0 | 0 | 0 | 0 | 0 | 0 | 0 | 0 | 0 | 0 | 0 | 0 | 0 | 0 | 0 | 0 | 0 | 0 | 0 | 0 | 0 | 0 | 0 | 0 | 0 | 0 | 0 | 0 | 0 | 0 | 0 | 0 | 0 | 0 | 0 | 0 | 0 | 0 | 0 | 0 | 0 | 0 | 0 | 0 | 0 | 0 | 0 | 0 | 0 | 0 | 0 | 0 | 0 | 0 | 0 | 0 | 0 | 0 | 0 | 0 | 0 | 0 | 0 | 0 | 0 | 0 | 0 | 0 | 0 | 0 | 0 | 0 | 0 | 0 | 0 | 0 | 0 | 0 | 0 | 0 | 0 | 126
OR_Residential_LI - Single Family_Existing_Space Heating_Natural Gas_Furnace | OR | Residential | LI - Single Family | New | Space Heating | Natural Gas | Ducting - Repair and Sealing | A | ORM79 | 20% Leakage | Sealed | 20 | 20.17 | 0 | 0 | 808.51 | 0 | 0 | 0 | 0.94093 | 0.25 | household | 0% | 0% | Retrofit | Retro3Slow | 84.16% | TBD | 0% | 0 |  | 0 |  | 0 | Avista TRM - 07.01.21 - Duct Sealing | Avista TRM - 07.01.21 - Duct Sealing | Avista TRM - 07.01.21 - Duct Sealing | 20% Leakage | 20% Leakage | 20% Leakage | 20% Leakage | 20% Leakage | 20% Leakage | 20% Leakage | 20% Leakage | 20% Leakage | 20% Leakage | 20% Leakage | 20% Leakage | 20% Leakage | 20% Leakage | 20% Leakage | 20% Leakage | 20% Leakage | 20% Leakage | 20% Leakage | 20% Leakage | 20% Leakage | 20% Leakage | 20% Leakage | 20% Leakage | 20% Leakage | 20% Leakage | 20% Leakage | Sealed | Sealed | Sealed | Sealed | Sealed | Sealed | Sealed | Sealed | Sealed | Sealed | Sealed | Sealed | Sealed | Sealed | Sealed | Sealed | Sealed | Sealed | Sealed | Sealed | Sealed | Sealed | Sealed | Sealed | Sealed | Sealed | Sealed | 808.51 | 808.51 | 808.51 | 808.51 | 808.51 | 808.51 | 808.51 | 808.51 | 808.51 | 808.51 | 808.51 | 808.51 | 808.51 | 808.51 | 808.51 | 808.51 | 808.51 | 808.51 | 808.51 | 808.51 | 808.51 | 808.51 | 808.51 | 808.51 | 808.51 | 808.51 | 808.51 | 0 | 0 | 0 | 0 | 0 | 0 | 0 | 0 | 0 | 0 | 0 | 0 | 0 | 0 | 0 | 0 | 0 | 0 | 0 | 0 | 0 | 0 | 0 | 0 | 0 | 0 | 0 | 0 | 0 | 0 | 0 | 0 | 0 | 0 | 0 | 0 | 0 | 0 | 0 | 0 | 0 | 0 | 0 | 0 | 0 | 0 | 0 | 0 | 0 | 0 | 0 | 0 | 0 | 0 | 0 | 0 | 0 | 0 | 0 | 0 | 0 | 0 | 0 | 0 | 0 | 0 | 0 | 0 | 0 | 0 | 0 | 0 | 0 | 0 | 0 | 0 | 0 | 0 | 0 | 0 | 0 | 0 | 0 | 0 | 0 | 0 | 0 | 0 | 0 | 0 | 0 | 0 | 0 | 0 | 0 | 0 | 0 | 0 | 0 | 0 | 0 | 0 | 0 | 0 | 0 | 0 | 0 | 0 | 0 | 0 | 0 | 0 | 0 | 0 | 0 | 0 | 0 | 0 | 0 | 0 | 0 | 0 | 0 | 0 | 0 | 0 | 0 | 0 | 0 | 0 | 0 | 0 | 0 | 0 | 0 | 0 | 0 | 0 | 0 | 0 | 0 | 0 | 0 | 0 | 0 | 0 | 0 | 0 | 0 | 0 | 0 | 0 | 0 | 0 | 0 | 0 | 0 | 0 | 0 | 0 | 0 | 0 | 0 | 0 | 0 | 0 | 0 | 0 | 0 | 0 | 0 | 0 | 0 | 0 | 0 | 0 | 0 | 0 | 0 | 0 | 0 | 0 | 0 | 0 | 0 | 0 | 0 | 0 | 0 | 0 | 0 | 0 | 0 | 0 | 0 | 0 | 0 | 0 | 0 | 0 | 0 | 0 | 0 | 0 | 0 | 0 | 0 | 0 | 0 | 0 | 0 | 0 | 0 | 0 | 0 | 0 | 0 | 0 | 0 | 0 | 0 | 0 | 0 | 0 | 0 | 0 | 0 | 0 | 0 | 0 | 0 | 0 | 0 | 0 | 0 | 0 | 0 | 0 | 0 | 0 | 0 | 0 | 0 | 0 | 0 | 0 | 0 | 0 | 0 | 0 | 0 | 0 | 0 | 0 | 0 | 0 | 0 | 0 | 0 | 0 | 0 | 0 | 0 | 0 | 0 | 0 | 0 | 0 | 0 | 0 | 0 | 0 | 0 | 0 | 0 | 0 | 0 | 0 | 0 | 0 | 0 | 0 | 0 | 0 | 0 | 0 | 0 | 0 | 0 | 0 | 0 | 0 | 0 | 0 | 0 | 0 | 0 | 0 | 0 | 0 | 0 | 0 | 0 | 0 | 0 | 0 | 0 | 0 | 0 | 0 | 0 | 0 | 0 | 0 | 0 | 0 | 0 | 0 | 0 | 0 | 0 | 0 | 0 | 0 | 0 | 0 | 0 | 0 | 0 | 0 | 0 | 0 | 0 | 0 | 0 | 0 | 0 | 0 | 0 | 0 | 0 | 0 | 0 | 0 | 0 | 0 | 0 | 0 | 0 | 0 | 0 | 0 | 0 | 0 | 0 | 0 | 0 | 0 | 0 | 0 | 0 | 0 | 0 | 0 | 0 | 0 | 0 | 0 | 0 | 0 | 0 | 0 | 0 | 0 | 0 | 0 | 0 | 0 | 0 | 0 | 0 | 0 | 0 | 0 | 0 | 0 | 0 | 0 | 0 | 0 | 0 | 0 | 0 | 0 | 0 | 0 | 0 | 0 | 0 | 0 | 0 | 0 | 0 | 0 | 0 | 0 | 0 | 0 | 0 | 0 | 0 | 0 | 0 | 0 | 0 | 0 | 0 | 0 | 0 | 0 | 0 | 0 | 0 | 0 | 0 | 0 | 0 | 0 | 0 | 0 | 0 | 0 | 0 | 0 | 0 | 0 | 0 | 0 | 0 | 0 | 0 | 0 | 0 | 0 | 0 | 0 | 0 | 0 | 0 | 0 | 0 | 0 | 0 | 0 | 0 | 0 | 0 | 0 | 0 | 0 | 0 | 0 | 0 | 0 | 0 | 0 | 0 | 0 | 0 | 0 | 0 | 0 | 0 | 0 | 0 | 0 | 0 | 127
OR_Residential_LI - Single Family_Existing_Space Heating_Natural Gas_Furnace | OR | Residential | LI - Single Family | New | Space Heating | Natural Gas | Ducting - Repair and Sealing - Aerosol | A | ORM80 | 20% Leakage | G.17 Aerosol Duct Sealing | 10 | 0.029349 | 0 | 0 | 0.59 | 0 | 0 | 0 | 0.90113 | 0.45 | sqft home | 0% | 0% | Retrofit | Retro3Slow | 84.16% | TBD | 0% | 0 |  | 0 |  | 0 | DCT_RPR_AERO-HVAC-E3T-178-1 | DCT_RPR_AERO-HVAC-E3T-178-1 | DCT_RPR_AERO-HVAC-DOE-1 | 20% Leakage | 20% Leakage | 20% Leakage | 20% Leakage | 20% Leakage | 20% Leakage | 20% Leakage | 20% Leakage | 20% Leakage | 20% Leakage | 20% Leakage | 20% Leakage | 20% Leakage | 20% Leakage | 20% Leakage | 20% Leakage | 20% Leakage | 20% Leakage | 20% Leakage | 20% Leakage | 20% Leakage | 20% Leakage | 20% Leakage | 20% Leakage | 20% Leakage | 20% Leakage | 20% Leakage | G.17 Aerosol Duct Sealing | G.17 Aerosol Duct Sealing | G.17 Aerosol Duct Sealing | G.17 Aerosol Duct Sealing | G.17 Aerosol Duct Sealing | G.17 Aerosol Duct Sealing | G.17 Aerosol Duct Sealing | G.17 Aerosol Duct Sealing | G.17 Aerosol Duct Sealing | G.17 Aerosol Duct Sealing | G.17 Aerosol Duct Sealing | G.17 Aerosol Duct Sealing | G.17 Aerosol Duct Sealing | G.17 Aerosol Duct Sealing | G.17 Aerosol Duct Sealing | G.17 Aerosol Duct Sealing | G.17 Aerosol Duct Sealing | G.17 Aerosol Duct Sealing | G.17 Aerosol Duct Sealing | G.17 Aerosol Duct Sealing | G.17 Aerosol Duct Sealing | G.17 Aerosol Duct Sealing | G.17 Aerosol Duct Sealing | G.17 Aerosol Duct Sealing | G.17 Aerosol Duct Sealing | G.17 Aerosol Duct Sealing | G.17 Aerosol Duct Sealing | 0.59 | 0.59 | 0.59 | 0.59 | 0.59 | 0.59 | 0.59 | 0.59 | 0.59 | 0.59 | 0.59 | 0.59 | 0.59 | 0.59 | 0.59 | 0.59 | 0.59 | 0.59 | 0.59 | 0.59 | 0.59 | 0.59 | 0.59 | 0.59 | 0.59 | 0.59 | 0.59 | 0 | 0 | 0 | 0 | 0 | 0 | 0 | 0 | 0 | 0 | 0 | 0 | 0 | 0 | 0 | 0 | 0 | 0 | 0 | 0 | 0 | 0 | 0 | 0 | 0 | 0 | 0 | 0 | 0 | 0 | 0 | 0 | 0 | 0 | 0 | 0 | 0 | 0 | 0 | 0 | 0 | 0 | 0 | 0 | 0 | 0 | 0 | 0 | 0 | 0 | 0 | 0 | 0 | 0 | 0 | 0 | 0 | 0 | 0 | 0 | 0 | 0 | 0 | 0 | 0 | 0 | 0 | 0 | 0 | 0 | 0 | 0 | 0 | 0 | 0 | 0 | 0 | 0 | 0 | 0 | 0 | 0 | 0 | 0 | 0 | 0 | 0 | 0 | 0 | 0 | 0 | 0 | 0 | 0 | 0 | 0 | 0 | 0 | 0 | 0 | 0 | 0 | 0 | 0 | 0 | 0 | 0 | 0 | 0 | 0 | 0 | 0 | 0 | 0 | 0 | 0 | 0 | 0 | 0 | 0 | 0 | 0 | 0 | 0 | 0 | 0 | 0 | 0 | 0 | 0 | 0 | 0 | 0 | 0 | 0 | 0 | 0 | 0 | 0 | 0 | 0 | 0 | 0 | 0 | 0 | 0 | 0 | 0 | 0 | 0 | 0 | 0 | 0 | 0 | 0 | 0 | 0 | 0 | 0 | 0 | 0 | 0 | 0 | 0 | 0 | 0 | 0 | 0 | 0 | 0 | 0 | 0 | 0 | 0 | 0 | 0 | 0 | 0 | 0 | 0 | 0 | 0 | 0 | 0 | 0 | 0 | 0 | 0 | 0 | 0 | 0 | 0 | 0 | 0 | 0 | 0 | 0 | 0 | 0 | 0 | 0 | 0 | 0 | 0 | 0 | 0 | 0 | 0 | 0 | 0 | 0 | 0 | 0 | 0 | 0 | 0 | 0 | 0 | 0 | 0 | 0 | 0 | 0 | 0 | 0 | 0 | 0 | 0 | 0 | 0 | 0 | 0 | 0 | 0 | 0 | 0 | 0 | 0 | 0 | 0 | 0 | 0 | 0 | 0 | 0 | 0 | 0 | 0 | 0 | 0 | 0 | 0 | 0 | 0 | 0 | 0 | 0 | 0 | 0 | 0 | 0 | 0 | 0 | 0 | 0 | 0 | 0 | 0 | 0 | 0 | 0 | 0 | 0 | 0 | 0 | 0 | 0 | 0 | 0 | 0 | 0 | 0 | 0 | 0 | 0 | 0 | 0 | 0 | 0 | 0 | 0 | 0 | 0 | 0 | 0 | 0 | 0 | 0 | 0 | 0 | 0 | 0 | 0 | 0 | 0 | 0 | 0 | 0 | 0 | 0 | 0 | 0 | 0 | 0 | 0 | 0 | 0 | 0 | 0 | 0 | 0 | 0 | 0 | 0 | 0 | 0 | 0 | 0 | 0 | 0 | 0 | 0 | 0 | 0 | 0 | 0 | 0 | 0 | 0 | 0 | 0 | 0 | 0 | 0 | 0 | 0 | 0 | 0 | 0 | 0 | 0 | 0 | 0 | 0 | 0 | 0 | 0 | 0 | 0 | 0 | 0 | 0 | 0 | 0 | 0 | 0 | 0 | 0 | 0 | 0 | 0 | 0 | 0 | 0 | 0 | 0 | 0 | 0 | 0 | 0 | 0 | 0 | 0 | 0 | 0 | 0 | 0 | 0 | 0 | 0 | 0 | 0 | 0 | 0 | 0 | 0 | 0 | 0 | 0 | 0 | 0 | 0 | 0 | 0 | 0 | 0 | 0 | 0 | 0 | 0 | 0 | 0 | 0 | 0 | 0 | 0 | 0 | 0 | 0 | 0 | 0 | 0 | 0 | 0 | 0 | 0 | 0 | 0 | 0 | 0 | 0 | 0 | 0 | 0 | 0 | 0 | 0 | 0 | 0 | 0 | 0 | 0 | 0 | 0 | 0 | 0 | 0 | 0 | 0 | 0 | 0 | 0 | 0 | 0 | 0 | 0 | 0 | 0 | 0 | 0 | 0 | 0 | 0 | 0 | 0 | 0 | 0 | 0 | 0 | 0 | 0 | 0 | 0 | 0 | 0 | 0 | 0 | 128
OR_Residential_LI - Single Family_Existing_Space Heating_Natural Gas_Furnace | OR | Residential | LI - Single Family | New | Space Heating | Natural Gas | Building Shell - Air Sealing (Infiltration Control) | A | ORM81 | None | 0.1 ACH Reduction | 15 | 0.011988 | 0 | 0 | 0.73 | 0 | 0 | 0 | 0.67404 | 0.45 | sqft floor | 0% | 0% | Retrofit | Retro5Med | 81.71% | TBD | 0% | 4858.0061 |  | 3765.9252 |  | 0 | RTF Workbook - ResSFWx_v5_0 | RTF Workbook - ResSFWx_v5_0 | RTF Workbook - ResSFWx_v5_0 | None | None | None | None | None | None | None | None | None | None | None | None | None | None | None | None | None | None | None | None | None | None | None | None | None | None | None | 0.1 ACH Reduction | 0.1 ACH Reduction | 0.1 ACH Reduction | 0.1 ACH Reduction | 0.1 ACH Reduction | 0.1 ACH Reduction | 0.1 ACH Reduction | 0.1 ACH Reduction | 0.1 ACH Reduction | 0.1 ACH Reduction | 0.1 ACH Reduction | 0.1 ACH Reduction | 0.1 ACH Reduction | 0.1 ACH Reduction | 0.1 ACH Reduction | 0.1 ACH Reduction | 0.1 ACH Reduction | 0.1 ACH Reduction | 0.1 ACH Reduction | 0.1 ACH Reduction | 0.1 ACH Reduction | 0.1 ACH Reduction | 0.1 ACH Reduction | 0.1 ACH Reduction | 0.1 ACH Reduction | 0.1 ACH Reduction | 0.1 ACH Reduction | 0.73 | 0.73 | 0.73 | 0.73 | 0.73 | 0.73 | 0.73 | 0.73 | 0.73 | 0.73 | 0.73 | 0.73 | 0.73 | 0.73 | 0.73 | 0.73 | 0.73 | 0.73 | 0.73 | 0.73 | 0.73 | 0.73 | 0.73 | 0.73 | 0.73 | 0.73 | 0.73 | 0 | 0 | 0.0121 | 0.015956 | 0.017926 | 0.019034 | 0.019714 | 0.020153 | 0.02044 | 0.02063 | 0.020762 | 0.020864 | 0.020999 | 0.021149 | 0.021278 | 0.021387 | 0.021476 | 0.021546 | 0.021597 | 0.021633 | 0.021654 | 0.021663 | 0.021668 | 0.021671 | 0.021671 | 0.021668 | 0.021661 | 0 | 0 | 0 | 0 | 0 | 0 | 0 | 0 | 0 | 0 | 0 | 0 | 0 | 0 | 0 | 0 | 0 | 0 | 0 | 0 | 0 | 0 | 0 | 0 | 0 | 0 | 0 | 0 | 0 | 0 | 0 | 0 | 0 | 0 | 0 | 0 | 0 | 0 | 0 | 0 | 0 | 0 | 0 | 0 | 0 | 0 | 0 | 0 | 0 | 0 | 0 | 0 | 0 | 0 | 0 | 0 | 0 | 0 | 0 | 0 | 0 | 0 | 0 | 0 | 0 | 0 | 0 | 0 | 0 | 0 | 0 | 0 | 0 | 0 | 0 | 0 | 0 | 0 | 0 | 0 | 0 | 0 | 0 | 0 | 0 | 0 | 0 | 0 | 0 | 0 | 0 | 0 | 0 | 0 | 0 | 0 | 0 | 0 | 0 | 0 | 0 | 0 | 0 | 0 | 0 | 0 | 0 | 0 | 0 | 0 | 0 | 0 | 0 | 0 | 0 | 0 | 0 | 0 | 0 | 0 | 0 | 0 | 0 | 0 | 0 | 0 | 0 | 0 | 0 | 0 | 0 | 0 | 0 | 0 | 0 | 0 | 0 | 0 | 0 | 0 | 0 | 0 | 0 | 0 | 0 | 0 | 0 | 0 | 0 | 0 | 0 | 0 | 0 | 0 | 0 | 0 | 0 | 0 | 0 | 0 | 0 | 0 | 0 | 0 | 0 | 0 | 0 | 0 | 0 | 0 | 0 | 0 | 0 | 0 | 0 | 0 | 0 | 0 | 0 | 0 | 0 | 0 | 0 | 0 | 0 | 0 | 0 | 0 | 0 | 0 | 0 | 0 | 0 | 0 | 0 | 0 | 0 | 0 | 0 | 0 | 0 | 0 | 0 | 0 | 0 | 0 | 0 | 0 | 0 | 0 | 0 | 0 | 0 | 0 | 0 | 0 | 0 | 0 | 0 | 0 | 0 | 0 | 0 | 0 | 0 | 0 | 0 | 0 | 0 | 0 | 0 | 0 | 0 | 0 | 0 | 0 | 0 | 0 | 0 | 0 | 0 | 0 | 0 | 0 | 0 | 0 | 0 | 0 | 0 | 0 | 0 | 0 | 0 | 0 | 0 | 0 | 0 | 0 | 0 | 0 | 0 | 0 | 0 | 0 | 0 | 0 | 0 | 0 | 0 | 0 | 0 | 0 | 0 | 0 | 0 | 0 | 0 | 0 | 0 | 0 | 0 | 0 | 0 | 0 | 0 | 0 | 0 | 0 | 0 | 0 | 0 | 0 | 0 | 0 | 0 | 0 | 0 | 0 | 0 | 0 | 0 | 0 | 0 | 0 | 0 | 0 | 0 | 0 | 0 | 0 | 0 | 0 | 0 | 0 | 0 | 0 | 0 | 0 | 0 | 0 | 0 | 0 | 0 | 0 | 0 | 0 | 0 | 0 | 0 | 0 | 0 | 0 | 0 | 0 | 0 | 0 | 0 | 0 | 0 | 0 | 0 | 0 | 0 | 0 | 0 | 0 | 0 | 0 | 0 | 0 | 0 | 0 | 0 | 0 | 0 | 0 | 0 | 0 | 0 | 0 | 0 | 0 | 0 | 0 | 0 | 0 | 0 | 0 | 0 | 0 | 0 | 0 | 0 | 0 | 0 | 0 | 0 | 0 | 0 | 0 | 0 | 0 | 0 | 0 | 0 | 0 | 0 | 0 | 0 | 0 | 0 | 0 | 0 | 0 | 0 | 0 | 0 | 0 | 0 | 0 | 8506.3131 | 6417.053 | 5680.2134 | 5318.0385 | 5102.381 | 4957.1177 | 4852.6665 | 4773.9833 | 4712.6085 | 4663.4198 | 4612.3055 | 4563.3606 | 4523.2172 | 4489.8694 | 4461.8678 | 4438.1392 | 4417.8735 | 4400.4473 | 4385.3736 | 4372.2667 | 4360.8174 | 4350.7751 | 4341.9346 | 4334.3325 | 4327.7792 | 6594.092 | 4974.4981 | 4403.3002 | 4122.5422 | 3955.3646 | 3842.7565 | 3761.786 | 3700.7908 | 3653.2131 | 3615.082 | 3575.4582 | 3537.5161 | 3506.3969 | 3480.5457 | 3458.8389 | 3440.4445 | 3424.7346 | 3411.2258 | 3399.5406 | 3389.3802 | 3380.5047 | 3372.7198 | 3365.8667 | 3359.9736 | 3354.8934 | 129
OR_Residential_LI - Single Family_Existing_Space Heating_Natural Gas_Furnace | OR | Residential | LI - Single Family | New | Space Heating | Natural Gas | Building Shell - Liquid-Applied Weather-Resistive Barrier | A | ORM82 | None | Liquid-Applied Weather-Resistant Barrier | 15 | 0.040461 | 0 | 0 | 0.72 | 0 | 0.01 | 0 | 0.30173 | 0.45 | sqft wall | 0% | 0% | Retrofit | Retro1Slow | 84.81% | TBD | 0% | 1493.8687 |  | 735.9923 |  | 0 | INF_CTRL_LIQ-WRB-HVAC-AEG-1 | INF_CTRL_LIQ-WRB-HVAC-E3T-570-2 | INF_CTRL_LIQ-WRB-HVAC-E3T-570-1 | None | None | None | None | None | None | None | None | None | None | None | None | None | None | None | None | None | None | None | None | None | None | None | None | None | None | None | Liquid-Applied Weather-Resistant Barrier | Liquid-Applied Weather-Resistant Barrier | Liquid-Applied Weather-Resistant Barrier | Liquid-Applied Weather-Resistant Barrier | Liquid-Applied Weather-Resistant Barrier | Liquid-Applied Weather-Resistant Barrier | Liquid-Applied Weather-Resistant Barrier | Liquid-Applied Weather-Resistant Barrier | Liquid-Applied Weather-Resistant Barrier | Liquid-Applied Weather-Resistant Barrier | Liquid-Applied Weather-Resistant Barrier | Liquid-Applied Weather-Resistant Barrier | Liquid-Applied Weather-Resistant Barrier | Liquid-Applied Weather-Resistant Barrier | Liquid-Applied Weather-Resistant Barrier | Liquid-Applied Weather-Resistant Barrier | Liquid-Applied Weather-Resistant Barrier | Liquid-Applied Weather-Resistant Barrier | Liquid-Applied Weather-Resistant Barrier | Liquid-Applied Weather-Resistant Barrier | Liquid-Applied Weather-Resistant Barrier | Liquid-Applied Weather-Resistant Barrier | Liquid-Applied Weather-Resistant Barrier | Liquid-Applied Weather-Resistant Barrier | Liquid-Applied Weather-Resistant Barrier | Liquid-Applied Weather-Resistant Barrier | Liquid-Applied Weather-Resistant Barrier | 0.72 | 0.72 | 0.72 | 0.72 | 0.72 | 0.72 | 0.72 | 0.72 | 0.72 | 0.72 | 0.72 | 0.72 | 0.72 | 0.72 | 0.72 | 0.72 | 0.72 | 0.72 | 0.72 | 0.72 | 0.72 | 0.72 | 0.72 | 0.72 | 0.72 | 0.72 | 0.72 | 0 | 0 | 0.040839 | 0.053854 | 0.060501 | 0.064241 | 0.066537 | 0.068018 | 0.068986 | 0.069628 | 0.070075 | 0.070418 | 0.070873 | 0.07138 | 0.071814 | 0.072183 | 0.072485 | 0.07272 | 0.072893 | 0.073014 | 0.073086 | 0.073115 | 0.073133 | 0.073142 | 0.073144 | 0.073132 | 0.07311 | 0 | 0 | 0 | 0 | 0 | 0 | 0 | 0 | 0 | 0 | 0 | 0 | 0 | 0 | 0 | 0 | 0 | 0 | 0 | 0 | 0 | 0 | 0 | 0 | 0 | 0 | 0 | 0 | 0 | 0 | 0 | 0 | 0 | 0 | 0 | 0 | 0 | 0 | 0 | 0 | 0 | 0 | 0 | 0 | 0 | 0 | 0 | 0 | 0 | 0 | 0 | 0 | 0 | 0 | 0 | 0 | 0 | 0 | 0 | 0 | 0 | 0 | 0 | 0 | 0 | 0 | 0 | 0 | 0 | 0 | 0 | 0 | 0 | 0 | 0 | 0 | 0 | 0 | 0 | 0 | 0 | 0 | 0 | 0 | 0 | 0 | 0 | 0 | 0 | 0 | 0 | 0 | 0 | 0 | 0 | 0 | 0 | 0 | 0 | 0 | 0 | 0 | 0 | 0 | 0 | 0 | 0 | 0 | 0 | 0 | 0 | 0 | 0 | 0 | 0 | 0 | 0 | 0 | 0 | 0 | 0 | 0 | 0 | 0 | 0 | 0 | 0 | 0 | 0 | 0 | 0 | 0 | 0 | 0 | 0 | 0 | 0 | 0 | 0 | 0 | 0 | 0 | 0 | 0 | 0 | 0 | 0 | 0 | 0 | 0 | 0 | 0 | 0 | 0 | 0 | 0 | 0 | 0 | 0 | 0 | 0 | 0 | 0 | 0 | 0 | 0 | 0 | 0 | 0 | 0 | 0 | 0 | 0 | 0 | 0 | 0 | 0 | 0 | 0 | 0 | 0 | 0 | 0 | 0 | 0 | 0 | 0 | 0 | 0 | 0 | 0 | 0 | 0 | 0 | 0 | 0 | 0 | 0 | 0 | 0 | 0 | 0 | 0 | 0 | 0 | 0 | 0 | 0 | 0 | 0 | 0 | 0 | 0 | 0 | 0 | 0 | 0 | 0 | 0 | 0 | 0 | 0 | 0 | 0 | 0 | 0 | 0 | 0 | 0 | 0 | 0 | 0 | 0 | 0 | 0 | 0 | 0 | 0 | 0 | 0 | 0 | 0 | 0 | 0 | 0 | 0 | 0 | 0 | 0 | 0 | 0 | 0 | 0 | 0 | 0 | 0 | 0 | 0 | 0 | 0 | 0 | 0 | 0 | 0 | 0 | 0 | 0 | 0 | 0 | 0 | 0 | 0 | 0 | 0 | 0 | 0 | 0 | 0 | 0 | 0 | 0 | 0 | 0 | 0 | 0 | 0 | 0 | 0 | 0 | 0 | 0 | 0 | 0 | 0 | 0 | 0 | 0 | 0 | 0 | 0 | 0 | 0 | 0 | 0 | 0 | 0 | 0 | 0 | 0 | 0 | 0 | 0 | 0 | 0 | 0 | 0 | 0 | 0 | 0 | 0 | 0 | 0 | 0 | 0 | 0 | 0 | 0 | 0 | 0 | 0 | 0 | 0 | 0 | 0 | 0 | 0 | 0 | 0 | 0 | 0 | 0 | 0 | 0 | 0 | 0 | 0 | 0 | 0 | 0 | 0 | 0 | 0 | 0 | 0 | 0 | 0 | 0 | 0 | 0 | 0 | 0 | 0 | 0 | 0 | 0 | 0 | 0 | 0 | 0 | 0 | 0 | 0 | 0 | 0 | 0 | 0 | 0 | 0 | 0 | 0 | 0 | 0 | 0 | 0 | 0 | 0 | 0 | 0 | 0 | 0 | 0 | 0 | 0 | 0 | 0 | 0 | 0 | 0 | 0 | 0 | 2615.747 | 1973.2858 | 1746.7028 | 1635.3317 | 1569.0156 | 1524.3462 | 1492.2267 | 1468.0311 | 1449.158 | 1434.0321 | 1418.3142 | 1403.2633 | 1390.9189 | 1380.6642 | 1372.0535 | 1364.7569 | 1358.525 | 1353.1664 | 1348.5311 | 1344.5007 | 1340.9799 | 1337.8918 | 1335.1733 | 1332.8356 | 1330.8204 | 1288.7141 | 972.1893 | 860.5575 | 805.6876 | 773.0153 | 751.0078 | 735.1834 | 723.2628 | 713.9644 | 706.5123 | 698.7685 | 691.3533 | 685.2715 | 680.2193 | 675.977 | 672.3821 | 669.3118 | 666.6717 | 664.3881 | 662.4024 | 660.6678 | 659.1464 | 657.807 | 656.6553 | 655.6625 | 130
OR_Residential_LI - Single Family_Existing_Space Heating_Natural Gas_Furnace | OR | Residential | LI - Single Family | New | Space Heating | Natural Gas | Building Shell - Whole-Home Aerosol Sealing | A | ORM83 | Leaky Building | Building Sealed | 20 | 42.7275 | 0 | 0 | 386 | 0 | 5.63 | 0 | 0.30173 | 0.45 | household | 0% | 0% | Retrofit | Retro5Med | 81.71% | TBD | 0% | 676.6597 |  | 312.3232 |  | 0 | INF_CTRL_AERO-Cooling-MNCARD-1 | INF_CTRL_AERO-Heating-NREL-1 | INF_CTRL_AERO-Heating-MNCARD-5 | Leaky Building | Leaky Building | Leaky Building | Leaky Building | Leaky Building | Leaky Building | Leaky Building | Leaky Building | Leaky Building | Leaky Building | Leaky Building | Leaky Building | Leaky Building | Leaky Building | Leaky Building | Leaky Building | Leaky Building | Leaky Building | Leaky Building | Leaky Building | Leaky Building | Leaky Building | Leaky Building | Leaky Building | Leaky Building | Leaky Building | Leaky Building | Building Sealed | Building Sealed | Building Sealed | Building Sealed | Building Sealed | Building Sealed | Building Sealed | Building Sealed | Building Sealed | Building Sealed | Building Sealed | Building Sealed | Building Sealed | Building Sealed | Building Sealed | Building Sealed | Building Sealed | Building Sealed | Building Sealed | Building Sealed | Building Sealed | Building Sealed | Building Sealed | Building Sealed | Building Sealed | Building Sealed | Building Sealed | 386 | 386 | 386 | 386 | 386 | 386 | 386 | 386 | 386 | 386 | 386 | 386 | 386 | 386 | 386 | 386 | 386 | 386 | 386 | 386 | 386 | 386 | 386 | 386 | 386 | 386 | 386 | 0 | 0 | 43.3375 | 57.4473 | 64.8994 | 69.3193 | 72.2491 | 74.3663 | 75.967 | 77.2191 | 78.2247 | 79.0498 | 79.9259 | 80.7831 | 81.5001 | 82.1054 | 82.6207 | 83.0624 | 83.4434 | 83.7739 | 84.0618 | 84.3138 | 84.5352 | 84.7303 | 84.9028 | 85.0517 | 85.1805 | 0 | 0 | 0 | 0 | 0 | 0 | 0 | 0 | 0 | 0 | 0 | 0 | 0 | 0 | 0 | 0 | 0 | 0 | 0 | 0 | 0 | 0 | 0 | 0 | 0 | 0 | 0 | 0 | 0 | 0 | 0 | 0 | 0 | 0 | 0 | 0 | 0 | 0 | 0 | 0 | 0 | 0 | 0 | 0 | 0 | 0 | 0 | 0 | 0 | 0 | 0 | 0 | 0 | 0 | 0 | 0 | 0 | 0 | 0 | 0 | 0 | 0 | 0 | 0 | 0 | 0 | 0 | 0 | 0 | 0 | 0 | 0 | 0 | 0 | 0 | 0 | 0 | 0 | 0 | 0 | 0 | 0 | 0 | 0 | 0 | 0 | 0 | 0 | 0 | 0 | 0 | 0 | 0 | 0 | 0 | 0 | 0 | 0 | 0 | 0 | 0 | 0 | 0 | 0 | 0 | 0 | 0 | 0 | 0 | 0 | 0 | 0 | 0 | 0 | 0 | 0 | 0 | 0 | 0 | 0 | 0 | 0 | 0 | 0 | 0 | 0 | 0 | 0 | 0 | 0 | 0 | 0 | 0 | 0 | 0 | 0 | 0 | 0 | 0 | 0 | 0 | 0 | 0 | 0 | 0 | 0 | 0 | 0 | 0 | 0 | 0 | 0 | 0 | 0 | 0 | 0 | 0 | 0 | 0 | 0 | 0 | 0 | 0 | 0 | 0 | 0 | 0 | 0 | 0 | 0 | 0 | 0 | 0 | 0 | 0 | 0 | 0 | 0 | 0 | 0 | 0 | 0 | 0 | 0 | 0 | 0 | 0 | 0 | 0 | 0 | 0 | 0 | 0 | 0 | 0 | 0 | 0 | 0 | 0 | 0 | 0 | 0 | 0 | 0 | 0 | 0 | 0 | 0 | 0 | 0 | 0 | 0 | 0 | 0 | 0 | 0 | 0 | 0 | 0 | 0 | 0 | 0 | 0 | 0 | 0 | 0 | 0 | 0 | 0 | 0 | 0 | 0 | 0 | 0 | 0 | 0 | 0 | 0 | 0 | 0 | 0 | 0 | 0 | 0 | 0 | 0 | 0 | 0 | 0 | 0 | 0 | 0 | 0 | 0 | 0 | 0 | 0 | 0 | 0 | 0 | 0 | 0 | 0 | 0 | 0 | 0 | 0 | 0 | 0 | 0 | 0 | 0 | 0 | 0 | 0 | 0 | 0 | 0 | 0 | 0 | 0 | 0 | 0 | 0 | 0 | 0 | 0 | 0 | 0 | 0 | 0 | 0 | 0 | 0 | 0 | 0 | 0 | 0 | 0 | 0 | 0 | 0 | 0 | 0 | 0 | 0 | 0 | 0 | 0 | 0 | 0 | 0 | 0 | 0 | 0 | 0 | 0 | 0 | 0 | 0 | 0 | 0 | 0 | 0 | 0 | 0 | 0 | 0 | 0 | 0 | 0 | 0 | 0 | 0 | 0 | 0 | 0 | 0 | 0 | 0 | 0 | 0 | 0 | 0 | 0 | 0 | 0 | 0 | 0 | 0 | 0 | 0 | 0 | 0 | 0 | 0 | 0 | 0 | 0 | 0 | 0 | 0 | 0 | 0 | 0 | 0 | 0 | 0 | 0 | 0 | 0 | 0 | 0 | 0 | 0 | 0 | 0 | 0 | 0 | 0 | 0 | 0 | 0 | 0 | 0 | 0 | 0 | 0 | 0 | 0 | 0 | 0 | 0 | 0 | 0 | 0 | 0 | 0 | 0 | 0 | 1184.8233 | 893.8155 | 791.1829 | 740.7364 | 710.698 | 690.4647 | 675.9159 | 664.9563 | 656.4076 | 649.5562 | 642.4366 | 635.6192 | 630.0277 | 625.3828 | 621.4825 | 618.1774 | 615.3547 | 612.9274 | 610.8279 | 609.0022 | 607.4075 | 606.0087 | 604.7773 | 603.7185 | 602.8057 | 546.8744 | 412.555 | 365.1833 | 341.8989 | 328.0342 | 318.6952 | 311.9799 | 306.9214 | 302.9756 | 299.8132 | 296.527 | 293.3803 | 290.7995 | 288.6556 | 286.8553 | 285.3298 | 284.0269 | 282.9066 | 281.9375 | 281.0948 | 280.3588 | 279.7131 | 279.1448 | 278.656 | 278.2347 | 131
OR_Residential_LI - Single Family_Existing_Space Heating_Natural Gas_Furnace | OR | Residential | LI - Single Family | New | Space Heating | Natural Gas | Windows - High Efficiency (Class 30) | A | ORM84 | Double Pane | Class 30 | 45 | 0.28918 | 0 | 0 | 25.9 | 0 | 0 | 0 | 1.0623 | 0.25 | sqft window | 0% | 15% | Retrofit | Retro5Med | 81.71% | TBD | 0% | 3656.2492 |  | 3838.3934 |  | 0.070226 | RTF Workbook - ResSFWx_v5_0 | RTF Workbook - ResSFWx_v5_0 | RTF Workbook - ResSFWx_v5_0 | Double Pane | Double Pane | Double Pane | Double Pane | Double Pane | Double Pane | Double Pane | Double Pane | Double Pane | Double Pane | Double Pane | Double Pane | Double Pane | Double Pane | Double Pane | Double Pane | Double Pane | Double Pane | Double Pane | Double Pane | Double Pane | Double Pane | Double Pane | Double Pane | Double Pane | Double Pane | Double Pane | Class 30 | Class 30 | Class 30 | Class 30 | Class 30 | Class 30 | Class 30 | Class 30 | Class 30 | Class 30 | Class 30 | Class 30 | Class 30 | Class 30 | Class 30 | Class 30 | Class 30 | Class 30 | Class 30 | Class 30 | Class 30 | Class 30 | Class 30 | Class 30 | Class 30 | Class 30 | Class 30 | 25.9 | 25.9 | 25.9 | 25.9 | 25.9 | 25.9 | 25.9 | 25.9 | 25.9 | 25.9 | 25.9 | 25.9 | 25.9 | 25.9 | 25.9 | 25.9 | 25.9 | 25.9 | 25.9 | 25.9 | 25.9 | 25.9 | 25.9 | 25.9 | 25.9 | 25.9 | 25.9 | 0 | 0 | 0.29228 | 0.38592 | 0.43417 | 0.46175 | 0.47912 | 0.49084 | 0.49899 | 0.50477 | 0.50899 | 0.51218 | 0.51585 | 0.51952 | 0.52237 | 0.52457 | 0.52622 | 0.52739 | 0.52815 | 0.52857 | 0.52868 | 0.52852 | 0.52832 | 0.52807 | 0.5278 | 0.52748 | 0.52711 | 0.082576 | 0.19862 | 0.36729 | 0.56944 | 0.81167 | 1.1407 | 1.4641 | 1.7158 | 1.8273 | 1.7545 | 1.5059 | 1.098 | 0.69724 | 0.36488 | 0.16689 | 0.065301 | 0.021857 | 0.0050864 | 0.00088972 | 0.00011332 | 0 | 0 | 0 | 0 | 0 | 0.082576 | 0.30765 | 0.7134 | 1.3282 | 2.1898 | 3.3841 | 4.9043 | 6.677 | 8.5601 | 10.3683 | 11.9484 | 13.1313 | 13.9007 | 14.3241 | 14.536 | 14.6337 | 14.6765 | 14.6934 | 14.6974 | 14.693 | 14.6873 | 14.6805 | 14.6731 | 14.664 | 14.6538 | 282.5205 | 514.663 | 845.9659 | 1233.2181 | 1694.0813 | 2323.9453 | 2934.249 | 3399.1992 | 3590.0248 | 3425.4828 | 2919.1919 | 2113.4318 | 1334.766 | 695.5847 | 317.1519 | 123.8197 | 41.3844 | 9.6228 | 1.6829 | 0.21441 | 0 | 0 | 0 | 0 | 0 | 282.5205 | 797.1835 | 1643.1494 | 2876.3676 | 4570.4489 | 6894.3942 | 9828.6432 | 13227.8424 | 16817.8672 | 20243.35 | 23162.5419 | 25275.9737 | 26610.7396 | 27306.3243 | 27623.4763 | 27747.296 | 27788.6804 | 27798.3032 | 27799.9861 | 27800.2005 | 27800.2005 | 27800.2005 | 27800.2005 | 27800.2005 | 27800.2005 | 0.070226 | 0.16901 | 0.31273 | 0.48515 | 0.69198 | 0.97313 | 1.2499 | 1.4658 | 1.5621 | 1.5009 | 1.289 | 0.94037 | 0.59749 | 0.31284 | 0.14316 | 0.056044 | 0.018768 | 0.0043697 | 0.00076476 | 9.7456e-05 | 0 | 0 | 0 | 0 | 0 | 0.070226 | 0.26179 | 0.60743 | 1.1316 | 1.8669 | 2.887 | 4.1868 | 5.7041 | 7.3179 | 8.8695 | 10.2276 | 11.2465 | 11.9119 | 12.281 | 12.4689 | 12.559 | 12.6022 | 12.6232 | 12.6331 | 12.6361 | 12.6374 | 12.6373 | 12.6361 | 12.6332 | 12.6289 | 240.1424 | 437.4636 | 719.071 | 1048.2354 | 1439.9691 | 1975.3535 | 2494.1117 | 2889.3193 | 3051.5211 | 2911.6604 | 2481.3131 | 1796.417 | 1134.5511 | 591.247 | 269.5792 | 105.2468 | 35.1768 | 8.1794 | 1.4305 | 0.18225 | 0 | 0 | 0 | 0 | 0 | 240.1424 | 677.606 | 1396.677 | 2444.9124 | 3884.8815 | 5860.2351 | 8354.3467 | 11243.6661 | 14295.1871 | 17206.8475 | 19688.1606 | 21484.5776 | 22619.1287 | 23210.3757 | 23479.9548 | 23585.2016 | 23620.3784 | 23628.5577 | 23629.9882 | 23630.1705 | 23630.1705 | 23630.1705 | 23630.1705 | 23630.1705 | 23630.1705 | 0 | 0 | 0 | 0 | 0 | 0 | 0 | 0 | 0 | 0 | 0 | 0 | 0 | 0 | 0 | 0 | 0 | 0 | 0 | 0 | 0 | 0 | 0 | 0 | 0 | 0 | 0 | 0 | 0 | 0 | 0 | 0 | 0 | 0 | 0 | 0 | 0 | 0 | 0 | 0 | 0 | 0 | 0 | 0 | 0 | 0 | 0 | 0 | 0 | 0 | 0 | 0 | 0 | 0 | 0 | 0 | 0 | 0 | 0 | 0 | 0 | 0 | 0 | 0 | 0 | 0 | 0 | 0 | 0 | 0 | 0 | 0 | 0 | 0 | 0 | 0 | 0 | 0 | 0 | 0 | 0 | 0 | 0 | 0 | 0 | 0 | 0 | 0 | 0 | 0 | 0 | 0 | 0 | 0 | 0 | 0 | 0 | 0 | 0 | 0 | 0 | 0 | 0 | 0 | 0 | 0 | 0 | 0 | 0 | 0 | 0 | 0 | 0 | 0 | 0 | 0 | 0 | 0 | 0 | 0 | 0 | 0 | 0 | 0 | 0 | 0 | 0 | 0 | 0 | 0 | 0 | 0 | 0 | 0 | 0 | 0 | 0 | 0 | 0 | 0 | 0 | 0 | 0 | 0 | 0 | 0 | 0 | 0 | 0 | 0 | 0 | 0 | 0 | 0 | 0 | 0 | 0 | 0 | 0 | 0 | 0 | 0 | 0 | 0 | 0 | 0 | 0 | 0 | 0 | 0 | 0 | 0 | 0 | 0 | 0 | 0 | 0 | 0 | 0 | 0 | 0 | 0 | 0 | 0 | 0 | 0 | 0 | 0 | 0 | 0 | 0 | 0 | 0 | 0 | 0 | 0 | 0 | 0 | 0 | 0 | 6402.0505 | 4829.6244 | 4275.0617 | 4002.4803 | 3840.1715 | 3730.8429 | 3652.2305 | 3593.0117 | 3546.8196 | 3509.799 | 3471.3292 | 3434.4921 | 3404.2792 | 3379.1809 | 3358.1062 | 3340.2476 | 3324.9951 | 3311.8797 | 3300.5349 | 3290.6704 | 3282.0534 | 3274.4952 | 3267.8417 | 3262.1202 | 3257.188 | 6720.9829 | 5070.2229 | 4488.0334 | 4201.8728 | 4031.4782 | 3916.7032 | 3834.1745 | 3772.0056 | 3723.5123 | 3684.6475 | 3644.2612 | 3605.589 | 3573.8709 | 3547.5223 | 3525.3977 | 3506.6494 | 3490.6371 | 3476.8684 | 3464.9584 | 3454.6024 | 3445.5561 | 3437.6215 | 3430.6365 | 3424.63 | 3419.4521 | 132
OR_Residential_LI - Single Family_Existing_Space Heating_Natural Gas_Furnace | OR | Residential | LI - Single Family | New | Space Heating | Natural Gas | Windows - High Efficiency (Class 22) | A | ORM85 | Double Pane | Class 22 | 45 | 0.34946 | 0 | 0 | 30.09 | 0 | 0 | 0 | 0.91454 | 0.25 | sqft window | 0% | 15% | Retrofit | Retro5Med | 81.71% | TBD | 0% | 3515.0229 |  | 3274.7218 |  | 0.084764 | RTF Workbook - ResSFWx_v5_0 | RTF Workbook - ResSFWx_v5_0 | RTF Workbook - ResSFWx_v5_0 | Double Pane | Double Pane | Double Pane | Double Pane | Double Pane | Double Pane | Double Pane | Double Pane | Double Pane | Double Pane | Double Pane | Double Pane | Double Pane | Double Pane | Double Pane | Double Pane | Double Pane | Double Pane | Double Pane | Double Pane | Double Pane | Double Pane | Double Pane | Double Pane | Double Pane | Double Pane | Double Pane | Class 22 | Class 22 | Class 22 | Class 22 | Class 22 | Class 22 | Class 22 | Class 22 | Class 22 | Class 22 | Class 22 | Class 22 | Class 22 | Class 22 | Class 22 | Class 22 | Class 22 | Class 22 | Class 22 | Class 22 | Class 22 | Class 22 | Class 22 | Class 22 | Class 22 | Class 22 | Class 22 | 30.09 | 30.09 | 30.09 | 30.09 | 30.09 | 30.09 | 30.09 | 30.09 | 30.09 | 30.09 | 30.09 | 30.09 | 30.09 | 30.09 | 30.09 | 30.09 | 30.09 | 30.09 | 30.09 | 30.09 | 30.09 | 30.09 | 30.09 | 30.09 | 30.09 | 30.09 | 30.09 | 0 | 0 | 0.35272 | 0.46513 | 0.52254 | 0.55484 | 0.57467 | 0.58746 | 0.59582 | 0.60136 | 0.60522 | 0.60818 | 0.61212 | 0.61649 | 0.62024 | 0.62343 | 0.62603 | 0.62807 | 0.62956 | 0.63061 | 0.63123 | 0.63148 | 0.63164 | 0.63171 | 0.63173 | 0.63163 | 0.63143 | 0.09965 | 0.23939 | 0.44205 | 0.68423 | 0.97353 | 1.3652 | 1.7483 | 2.0442 | 2.1728 | 2.0833 | 1.7869 | 1.3029 | 0.82788 | 0.43365 | 0.19855 | 0.077767 | 0.026054 | 0.0060682 | 0.0010623 | 0.00013539 | 0 | 0 | 0 | 0 | 0 | 0.09965 | 0.37079 | 0.8586 | 1.5959 | 2.6265 | 4.0502 | 5.8561 | 7.9547 | 10.1785 | 12.3116 | 14.1782 | 15.5824 | 16.5052 | 17.0236 | 17.2932 | 17.4272 | 17.4947 | 17.5299 | 17.5482 | 17.5553 | 17.5596 | 17.5618 | 17.5621 | 17.5594 | 17.5539 | 282.5205 | 514.663 | 845.9659 | 1233.2181 | 1694.0813 | 2323.9453 | 2934.249 | 3399.1992 | 3590.0248 | 3425.4828 | 2919.1919 | 2113.4318 | 1334.766 | 695.5847 | 317.1519 | 123.8197 | 41.3844 | 9.6228 | 1.6829 | 0.21441 | 0 | 0 | 0 | 0 | 0 | 282.5205 | 797.1835 | 1643.1494 | 2876.3676 | 4570.4489 | 6894.3942 | 9828.6432 | 13227.8424 | 16817.8672 | 20243.35 | 23162.5419 | 25275.9737 | 26610.7396 | 27306.3243 | 27623.4763 | 27747.296 | 27788.6804 | 27798.3032 | 27799.9861 | 27800.2005 | 27800.2005 | 27800.2005 | 27800.2005 | 27800.2005 | 27800.2005 | 0.084764 | 0.20378 | 0.37662 | 0.58346 | 0.83091 | 1.1664 | 1.4952 | 1.7501 | 1.862 | 1.7869 | 1.5338 | 1.119 | 0.71132 | 0.37274 | 0.17072 | 0.06689 | 0.022418 | 0.0052233 | 0.00091476 | 0.00011664 | 0 | 0 | 0 | 0 | 0 | 0.084764 | 0.31565 | 0.73151 | 1.3609 | 2.2417 | 3.4602 | 5.0084 | 6.8103 | 8.7227 | 10.5599 | 12.1697 | 13.3826 | 14.1814 | 14.6323 | 14.8692 | 14.9896 | 15.0532 | 15.0891 | 15.111 | 15.1236 | 15.1333 | 15.1406 | 15.146 | 15.1484 | 15.1483 | 240.1424 | 437.4636 | 719.071 | 1048.2354 | 1439.9691 | 1975.3535 | 2494.1117 | 2889.3193 | 3051.5211 | 2911.6604 | 2481.3131 | 1796.417 | 1134.5511 | 591.247 | 269.5792 | 105.2468 | 35.1768 | 8.1794 | 1.4305 | 0.18225 | 0 | 0 | 0 | 0 | 0 | 240.1424 | 677.606 | 1396.677 | 2444.9124 | 3884.8815 | 5860.2351 | 8354.3467 | 11243.6661 | 14295.1871 | 17206.8475 | 19688.1606 | 21484.5776 | 22619.1287 | 23210.3757 | 23479.9548 | 23585.2016 | 23620.3784 | 23628.5577 | 23629.9882 | 23630.1705 | 23630.1705 | 23630.1705 | 23630.1705 | 23630.1705 | 23630.1705 | 0 | 0 | 0 | 0 | 0 | 0 | 0 | 0 | 0 | 0 | 0 | 0 | 0 | 0 | 0 | 0 | 0 | 0 | 0 | 0 | 0 | 0 | 0 | 0 | 0 | 0 | 0 | 0 | 0 | 0 | 0 | 0 | 0 | 0 | 0 | 0 | 0 | 0 | 0 | 0 | 0 | 0 | 0 | 0 | 0 | 0 | 0 | 0 | 0 | 0 | 0 | 0 | 0 | 0 | 0 | 0 | 0 | 0 | 0 | 0 | 0 | 0 | 0 | 0 | 0 | 0 | 0 | 0 | 0 | 0 | 0 | 0 | 0 | 0 | 0 | 0 | 0 | 0 | 0 | 0 | 0 | 0 | 0 | 0 | 0 | 0 | 0 | 0 | 0 | 0 | 0 | 0 | 0 | 0 | 0 | 0 | 0 | 0 | 0 | 0 | 0 | 0 | 0 | 0 | 0 | 0 | 0 | 0 | 0 | 0 | 0 | 0 | 0 | 0 | 0 | 0 | 0 | 0 | 0 | 0 | 0 | 0 | 0 | 0 | 0 | 0 | 0 | 0 | 0 | 0 | 0 | 0 | 0 | 0 | 0 | 0 | 0 | 0 | 0 | 0 | 0 | 0 | 0 | 0 | 0 | 0 | 0 | 0 | 0 | 0 | 0 | 0 | 0 | 0 | 0 | 0 | 0 | 0 | 0 | 0 | 0 | 0 | 0 | 0 | 0 | 0 | 0 | 0 | 0 | 0 | 0 | 0 | 0 | 0 | 0 | 0 | 0 | 0 | 0 | 0 | 0 | 0 | 0 | 0 | 0 | 0 | 0 | 0 | 0 | 0 | 0 | 0 | 0 | 0 | 0 | 0 | 0 | 0 | 0 | 0 | 6154.7648 | 4643.0753 | 4109.9331 | 3847.8805 | 3691.841 | 3586.7353 | 3511.1594 | 3454.228 | 3409.8201 | 3374.2295 | 3337.2456 | 3301.8314 | 3272.7855 | 3248.6566 | 3228.3959 | 3211.2271 | 3196.5638 | 3183.955 | 3173.0484 | 3163.5649 | 3155.2807 | 3148.0145 | 3141.618 | 3136.1175 | 3131.3758 | 5734.0005 | 4325.6561 | 3828.9616 | 3584.824 | 3439.4519 | 3341.5317 | 3271.1225 | 3218.0831 | 3176.7111 | 3143.5536 | 3109.0981 | 3076.1049 | 3049.0447 | 3026.5654 | 3007.6899 | 2991.6948 | 2978.0339 | 2966.2871 | 2956.1261 | 2947.2909 | 2939.5731 | 2932.8037 | 2926.8444 | 2921.7199 | 2917.3024 | 133
OR_Residential_LI - Single Family_Existing_Space Heating_Natural Gas_Furnace | OR | Residential | LI - Single Family | New | Space Heating | Natural Gas | Windows - Low-e Storm Addition | A | ORM86 | Single or Double Pane | Low-e Storm Window | 20 | 0.33513 | 0 | 0 | 11.25 | 0 | 0 | 0 | 0.072075 | 0.25 | sqft window | 7.5% | 50% | Retrofit | Retro5Med | 81.71% | TBD | 0% | 1929.7793 |  | 497.227 |  | 0.22999 | RTF Workbook - ResSFWx_v5_0 | RTF Workbook - ResSFWx_v5_0 | RTF Workbook - ResSFWx_v5_0 | Single or Double Pane | Single or Double Pane | Single or Double Pane | Single or Double Pane | Single or Double Pane | Single or Double Pane | Single or Double Pane | Single or Double Pane | Single or Double Pane | Single or Double Pane | Single or Double Pane | Single or Double Pane | Single or Double Pane | Single or Double Pane | Single or Double Pane | Single or Double Pane | Single or Double Pane | Single or Double Pane | Single or Double Pane | Single or Double Pane | Single or Double Pane | Single or Double Pane | Single or Double Pane | Single or Double Pane | Single or Double Pane | Single or Double Pane | Single or Double Pane | Low-e Storm Window | Low-e Storm Window | Low-e Storm Window | Low-e Storm Window | Low-e Storm Window | Low-e Storm Window | Low-e Storm Window | Low-e Storm Window | Low-e Storm Window | Low-e Storm Window | Low-e Storm Window | Low-e Storm Window | Low-e Storm Window | Low-e Storm Window | Low-e Storm Window | Low-e Storm Window | Low-e Storm Window | Low-e Storm Window | Low-e Storm Window | Low-e Storm Window | Low-e Storm Window | Low-e Storm Window | Low-e Storm Window | Low-e Storm Window | Low-e Storm Window | Low-e Storm Window | Low-e Storm Window | 11.25 | 11.25 | 11.25 | 11.25 | 11.25 | 11.25 | 11.25 | 11.25 | 11.25 | 11.25 | 11.25 | 11.25 | 11.25 | 11.25 | 11.25 | 11.25 | 11.25 | 11.25 | 11.25 | 11.25 | 11.25 | 11.25 | 11.25 | 11.25 | 11.25 | 11.25 | 11.25 | 0 | 0 | 0.33769 | 0.44462 | 0.49861 | 0.52835 | 0.54595 | 0.55654 | 0.56274 | 0.56628 | 0.56843 | 0.57011 | 0.5732 | 0.57723 | 0.5811 | 0.58472 | 0.58789 | 0.59055 | 0.59267 | 0.59432 | 0.59552 | 0.59631 | 0.59698 | 0.59752 | 0.59797 | 0.59825 | 0.59838 | 0.27031 | 0.64835 | 1.1951 | 1.8461 | 2.6205 | 3.6646 | 4.6785 | 5.4539 | 5.7819 | 5.5333 | 4.7409 | 3.4565 | 2.1976 | 1.1524 | 0.52828 | 0.20718 | 0.069494 | 0.016204 | 0.0028396 | 0.00036226 | 0 | 0 | 0 | 0 | 0 | 0.27031 | 1.0042 | 2.3213 | 4.3059 | 7.0698 | 10.8716 | 15.6712 | 21.2237 | 27.0861 | 32.6995 | 37.6174 | 41.3388 | 43.8134 | 45.2382 | 46.0123 | 46.4275 | 46.6639 | 46.8101 | 46.907 | 46.97 | 47.0223 | 47.0652 | 47.1002 | 47.1221 | 47.1326 | 800.4747 | 1458.212 | 2396.9033 | 3494.1181 | 4799.897 | 6584.5118 | 8313.7056 | 9631.0643 | 10171.7369 | 9705.5347 | 8271.0437 | 5988.0567 | 3781.8369 | 1970.8233 | 898.5972 | 350.8225 | 117.2559 | 27.2646 | 4.7682 | 0.60749 | 0 | 0 | 0 | 0 | 0 | 800.4747 | 2258.6867 | 4655.59 | 8149.7081 | 12949.6051 | 19534.1169 | 27847.8225 | 37478.8868 | 47650.6237 | 57356.1584 | 65627.202 | 71615.2587 | 75397.0956 | 77367.9189 | 78266.5161 | 78617.3387 | 78734.5945 | 78761.8591 | 78766.6274 | 78767.2348 | 78767.2348 | 78767.2348 | 78767.2348 | 78767.2348 | 78767.2348 | 0.22999 | 0.55219 | 1.019 | 1.5759 | 2.2398 | 3.1366 | 4.0105 | 4.6822 | 4.9706 | 4.7624 | 4.084 | 2.9793 | 1.8949 | 0.99384 | 0.45567 | 0.17873 | 0.059963 | 0.013985 | 0.0024513 | 0.0003128 | 0 | 0 | 0 | 0 | 0 | 0.22999 | 0.85531 | 1.9792 | 3.6756 | 6.0427 | 9.3052 | 13.4336 | 18.2204 | 23.2854 | 28.1438 | 32.4051 | 35.6317 | 37.7781 | 39.0148 | 39.6885 | 40.0528 | 40.2639 | 40.3986 | 40.4923 | 40.5582 | 40.614 | 40.6609 | 40.7004 | 40.7284 | 40.7466 | 680.4035 | 1239.4802 | 2037.3678 | 2970.0004 | 4079.9125 | 5596.835 | 7066.6498 | 8186.4047 | 8645.9763 | 8249.7045 | 7030.3871 | 5089.8482 | 3214.5614 | 1675.1998 | 763.8076 | 298.1992 | 99.6675 | 23.1749 | 4.053 | 0.51637 | 0 | 0 | 0 | 0 | 0 | 680.4035 | 1919.8837 | 3957.2515 | 6927.2519 | 11007.1643 | 16603.9994 | 23670.6491 | 31857.0538 | 40503.0301 | 48752.7346 | 55783.1217 | 60872.9699 | 64087.5313 | 65762.7311 | 66526.5387 | 66824.7379 | 66924.4053 | 66947.5802 | 66951.6332 | 66952.1496 | 66952.1496 | 66952.1496 | 66952.1496 | 66952.1496 | 66952.1496 | 0 | 0 | 0 | 0 | 0 | 0 | 0 | 0 | 0 | 0 | 0 | 0 | 0 | 0 | 0.47153 | 0.18457 | 0.061801 | 0.014386 | 0.0025174 | 0.00032076 | 0 | 0 | 0 | 0 | 0 | 0 | 0 | 0 | 0 | 0 | 0 | 0 | 0 | 0 | 0 | 0 | 0 | 0 | 0 | 0.47153 | 0.65733 | 0.72032 | 0.73553 | 0.73846 | 0.73885 | 0.73882 | 0.73873 | 0.73858 | 0.73834 | 0.73803 | 0 | 0 | 0 | 0 | 0 | 0 | 0 | 0 | 0 | 0 | 0 | 0 | 0 | 0 | 763.8076 | 298.1992 | 99.6675 | 23.1749 | 4.053 | 0.51637 | 0 | 0 | 0 | 0 | 0 | 0 | 0 | 0 | 0 | 0 | 0 | 0 | 0 | 0 | 0 | 0 | 0 | 0 | 0 | 763.8076 | 1062.0068 | 1161.6742 | 1184.8491 | 1188.9021 | 1189.4185 | 1189.4185 | 1189.4185 | 1189.4185 | 1189.4185 | 1189.4185 | 0.23063 | 0.55512 | 1.0273 | 1.5941 | 2.274 | 3.1984 | 4.1091 | 4.8199 | 5.1378 | 4.9376 | 4.2414 | 3.0948 | 1.9665 | 1.0297 | 0.47119 | 0.18445 | 0.061762 | 0.014378 | 0.002516 | 0.00032059 | 0 | 0 | 0 | 0 | 0 | 0.23063 | 0.85985 | 1.9955 | 3.7181 | 6.1349 | 9.4887 | 13.7639 | 18.7564 | 24.0688 | 29.1792 | 33.6539 | 37.0125 | 39.2059 | 40.4223 | 41.0398 | 41.3334 | 41.4717 | 41.5349 | 41.5625 | 41.5677 | 41.5676 | 41.5635 | 41.556 | 41.5435 | 41.5268 | 680.4035 | 1239.4802 | 2037.3678 | 2970.0004 | 4079.9125 | 5596.835 | 7066.6498 | 8186.4047 | 8645.9763 | 8249.7045 | 7030.3871 | 5089.8482 | 3214.5614 | 1675.1998 | 763.8076 | 298.1992 | 99.6675 | 23.1749 | 4.053 | 0.51637 | 0 | 0 | 0 | 0 | 0 | 680.4035 | 1919.8837 | 3957.2515 | 6927.2519 | 11007.1643 | 16603.9994 | 23670.6491 | 31857.0538 | 40503.0301 | 48752.7346 | 55783.1217 | 60872.9699 | 64087.5313 | 65762.7311 | 66526.5387 | 66824.7379 | 66924.4053 | 66947.5802 | 66951.6332 | 66952.1496 | 66952.1496 | 66952.1496 | 66952.1496 | 66952.1496 | 66952.1496 | 3379.0215 | 2549.0903 | 2256.3904 | 2112.5211 | 2026.854 | 1969.1501 | 1927.6582 | 1896.4024 | 1872.022 | 1852.4825 | 1832.178 | 1812.7352 | 1796.7888 | 1783.5418 | 1772.4185 | 1762.9927 | 1754.9424 | 1748.0201 | 1742.0322 | 1736.8257 | 1732.2776 | 1728.2884 | 1724.7766 | 1721.7568 | 1719.1536 | 870.6388 | 656.7987 | 581.3816 | 544.3123 | 522.2393 | 507.3713 | 496.6805 | 488.6271 | 482.3453 | 477.3107 | 472.079 | 467.0694 | 462.9607 | 459.5474 | 456.6814 | 454.2528 | 452.1785 | 450.3949 | 448.8521 | 447.5106 | 446.3387 | 445.3108 | 444.406 | 443.6279 | 442.9572 | 134
OR_Residential_LI - Single Family_Existing_Space Heating_Natural Gas_Furnace | OR | Residential | LI - Single Family | New | Space Heating | Natural Gas | ENERGY STAR Doors - Storm and Thermal | A | ORM87 | R-2.5 Door | R-5 Door | 40 | 20.6826 | 0 | 0 | 619.69 | 0 | 0 | 0 | 0.97343 | 0.25 | household | 70% | 80% | Retrofit | Retro5Med | 81.71% | TBD | 0% | 1264.5173 |  | 1237.6381 |  | 0.022343 | Avista TRM - 07.01.21 - Energy Star Rated Doors | Avista TRM - 07.01.21 - Energy Star Rated Doors | Avista TRM - 07.01.21 - Energy Star Rated Doors | R-2.5 Door | R-2.5 Door | R-2.5 Door | R-2.5 Door | R-2.5 Door | R-2.5 Door | R-2.5 Door | R-2.5 Door | R-2.5 Door | R-2.5 Door | R-2.5 Door | R-2.5 Door | R-2.5 Door | R-2.5 Door | R-2.5 Door | R-2.5 Door | R-2.5 Door | R-2.5 Door | R-2.5 Door | R-2.5 Door | R-2.5 Door | R-2.5 Door | R-2.5 Door | R-2.5 Door | R-2.5 Door | R-2.5 Door | R-2.5 Door | R-5 Door | R-5 Door | R-5 Door | R-5 Door | R-5 Door | R-5 Door | R-5 Door | R-5 Door | R-5 Door | R-5 Door | R-5 Door | R-5 Door | R-5 Door | R-5 Door | R-5 Door | R-5 Door | R-5 Door | R-5 Door | R-5 Door | R-5 Door | R-5 Door | R-5 Door | R-5 Door | R-5 Door | R-5 Door | R-5 Door | R-5 Door | 619.69 | 619.69 | 619.69 | 619.69 | 619.69 | 619.69 | 619.69 | 619.69 | 619.69 | 619.69 | 619.69 | 619.69 | 619.69 | 619.69 | 619.69 | 619.69 | 619.69 | 619.69 | 619.69 | 619.69 | 619.69 | 619.69 | 619.69 | 619.69 | 619.69 | 619.69 | 619.69 | 0 | 0 | 20.9779 | 27.8079 | 31.4151 | 33.5546 | 34.9728 | 35.9976 | 36.7725 | 37.3785 | 37.8653 | 38.2647 | 38.6888 | 39.1038 | 39.4508 | 39.7438 | 39.9932 | 40.2071 | 40.3915 | 40.5515 | 40.6908 | 40.8128 | 40.92 | 41.0144 | 41.0979 | 41.17 | 41.2324 | 0.026286 | 0.063475 | 0.11787 | 0.18353 | 0.26277 | 0.37103 | 0.47856 | 0.56353 | 0.60291 | 0.58135 | 0.50091 | 0.36654 | 0.23355 | 0.12261 | 0.056256 | 0.02208 | 0.0074138 | 0.0017307 | 0.00030372 | 3.8811e-05 | 0 | 0 | 0 | 0 | 0 | 0.026286 | 0.09832 | 0.22894 | 0.42807 | 0.70893 | 1.1007 | 1.603 | 2.1929 | 2.8244 | 3.4355 | 3.9745 | 4.3837 | 4.6562 | 4.8133 | 4.8998 | 4.9481 | 4.9782 | 4.9996 | 5.0171 | 5.0322 | 5.0454 | 5.0571 | 5.0674 | 5.0763 | 5.0839 | 1.253 | 2.2826 | 3.752 | 5.4696 | 7.5136 | 10.3072 | 13.014 | 15.0762 | 15.9225 | 15.1927 | 12.9472 | 9.3735 | 5.92 | 3.0851 | 1.4066 | 0.54917 | 0.18355 | 0.042679 | 0.0074641 | 0.00095095 | 0 | 0 | 0 | 0 | 0 | 1.253 | 3.5357 | 7.2877 | 12.7573 | 20.2709 | 30.5781 | 43.5921 | 58.6683 | 74.5908 | 89.7836 | 102.7308 | 112.1043 | 118.0243 | 121.1094 | 122.516 | 123.0652 | 123.2487 | 123.2914 | 123.2989 | 123.2998 | 123.2998 | 123.2998 | 123.2998 | 123.2998 | 123.2998 | 0.022343 | 0.053954 | 0.10019 | 0.156 | 0.22336 | 0.31538 | 0.40677 | 0.479 | 0.51248 | 0.49414 | 0.42578 | 0.31156 | 0.19852 | 0.10422 | 0.047818 | 0.018768 | 0.0063017 | 0.0014711 | 0.00025816 | 3.2989e-05 | 0 | 0 | 0 | 0 | 0 | 0.022343 | 0.083572 | 0.1946 | 0.36386 | 0.60259 | 0.93563 | 1.3625 | 1.864 | 2.4007 | 2.9202 | 3.3784 | 3.7261 | 3.9577 | 4.0913 | 4.1648 | 4.2059 | 4.2315 | 4.2497 | 4.2646 | 4.2774 | 4.2886 | 4.2985 | 4.3073 | 4.3148 | 4.3214 | 1.0651 | 1.9402 | 3.1892 | 4.6491 | 6.3866 | 8.7611 | 11.0619 | 12.8147 | 13.5341 | 12.9138 | 11.0052 | 7.9675 | 5.032 | 2.6223 | 1.1956 | 0.46679 | 0.15602 | 0.036277 | 0.0063445 | 0.00080831 | 0 | 0 | 0 | 0 | 0 | 1.0651 | 3.0053 | 6.1946 | 10.8437 | 17.2303 | 25.9914 | 37.0533 | 49.8681 | 63.4022 | 76.316 | 87.3212 | 95.2887 | 100.3207 | 102.943 | 104.1386 | 104.6054 | 104.7614 | 104.7977 | 104.8041 | 104.8049 | 104.8049 | 104.8049 | 104.8049 | 104.8049 | 104.8049 | 0.022343 | 0.053954 | 0.10019 | 0.156 | 0.22336 | 0.31538 | 0.40677 | 0.479 | 0.51248 | 0.49414 | 0.42578 | 0.31156 | 0.19852 | 0.10422 | 0.047818 | 0.018768 | 0.0063017 | 0.0014711 | 0.00025816 | 3.2989e-05 | 0 | 0 | 0 | 0 | 0 | 0.022343 | 0.083572 | 0.1946 | 0.36386 | 0.60259 | 0.93563 | 1.3625 | 1.864 | 2.4007 | 2.9202 | 3.3784 | 3.7261 | 3.9577 | 4.0913 | 4.1648 | 4.2059 | 4.2315 | 4.2497 | 4.2646 | 4.2774 | 4.2886 | 4.2985 | 4.3073 | 4.3148 | 4.3214 | 1.0651 | 1.9402 | 3.1892 | 4.6491 | 6.3866 | 8.7611 | 11.0619 | 12.8147 | 13.5341 | 12.9138 | 11.0052 | 7.9675 | 5.032 | 2.6223 | 1.1956 | 0.46679 | 0.15602 | 0.036277 | 0.0063445 | 0.00080831 | 0 | 0 | 0 | 0 | 0 | 1.0651 | 3.0053 | 6.1946 | 10.8437 | 17.2303 | 25.9914 | 37.0533 | 49.8681 | 63.4022 | 76.316 | 87.3212 | 95.2887 | 100.3207 | 102.943 | 104.1386 | 104.6054 | 104.7614 | 104.7977 | 104.8041 | 104.8049 | 104.8049 | 104.8049 | 104.8049 | 104.8049 | 104.8049 | 0.022343 | 0.053954 | 0.10019 | 0.156 | 0.22336 | 0.31538 | 0.40677 | 0.479 | 0.51248 | 0.49414 | 0.42578 | 0.31156 | 0.19852 | 0.10422 | 0.047818 | 0.018768 | 0.0063017 | 0.0014711 | 0.00025816 | 3.2989e-05 | 0 | 0 | 0 | 0 | 0 | 0.022343 | 0.083572 | 0.1946 | 0.36386 | 0.60259 | 0.93563 | 1.3625 | 1.864 | 2.4007 | 2.9202 | 3.3784 | 3.7261 | 3.9577 | 4.0913 | 4.1648 | 4.2059 | 4.2315 | 4.2497 | 4.2646 | 4.2774 | 4.2886 | 4.2985 | 4.3073 | 4.3148 | 4.3214 | 1.0651 | 1.9402 | 3.1892 | 4.6491 | 6.3866 | 8.7611 | 11.0619 | 12.8147 | 13.5341 | 12.9138 | 11.0052 | 7.9675 | 5.032 | 2.6223 | 1.1956 | 0.46679 | 0.15602 | 0.036277 | 0.0063445 | 0.00080831 | 0 | 0 | 0 | 0 | 0 | 1.0651 | 3.0053 | 6.1946 | 10.8437 | 17.2303 | 25.9914 | 37.0533 | 49.8681 | 63.4022 | 76.316 | 87.3212 | 95.2887 | 100.3207 | 102.943 | 104.1386 | 104.6054 | 104.7614 | 104.7977 | 104.8041 | 104.8049 | 104.8049 | 104.8049 | 104.8049 | 104.8049 | 104.8049 | 2214.1553 | 1670.3302 | 1478.5342 | 1384.2616 | 1328.127 | 1290.3156 | 1263.1274 | 1242.6465 | 1226.6709 | 1213.8673 | 1200.5625 | 1187.8224 | 1177.3732 | 1168.6929 | 1161.4042 | 1155.2278 | 1149.9527 | 1145.4168 | 1141.4931 | 1138.0815 | 1135.1013 | 1132.4873 | 1130.1862 | 1128.2074 | 1126.5016 | 2167.0901 | 1634.8248 | 1447.1057 | 1354.8371 | 1299.8956 | 1262.888 | 1236.2777 | 1216.2322 | 1200.5962 | 1188.0648 | 1175.0427 | 1162.5734 | 1152.3464 | 1143.8506 | 1136.7168 | 1130.6717 | 1125.5088 | 1121.0692 | 1117.229 | 1113.8899 | 1110.973 | 1108.4146 | 1106.1623 | 1104.2256 | 1102.5561 | 135
OR_Residential_LI - Single Family_Existing_Space Heating_Natural Gas_Furnace | OR | Residential | LI - Single Family | New | Space Heating | Natural Gas | Combined Boiler + DHW System | A | ORM88 | Gas space heating AFUE 80% and water heating baseline storage tank 40 gal | Combined tankless boiler unit for space and DHW | 21 | 15.0292 | 0 | 0 | 5368.77 | 0 | 1.26 | 0 | 0.30173 | 0.45 | household | 0% | 10% | Lost Opportunity | LO12Med | 85% | TBD | 0% | 19445.071 |  | 10060.4648 |  | 0 | CNGC Program Data | CNGC Program Data | AEG Calculated | Gas space heating AFUE 80% and water heating baseline storage tank 40 gal | Gas space heating AFUE 80% and water heating baseline storage tank 40 gal | Gas space heating AFUE 80% and water heating baseline storage tank 40 gal | Gas space heating AFUE 80% and water heating baseline storage tank 40 gal | Gas space heating AFUE 80% and water heating baseline storage tank 40 gal | Gas space heating AFUE 80% and water heating baseline storage tank 40 gal | Gas space heating AFUE 80% and water heating baseline storage tank 40 gal | Gas space heating AFUE 80% and water heating baseline storage tank 40 gal | Gas space heating AFUE 80% and water heating baseline storage tank 40 gal | Gas space heating AFUE 80% and water heating baseline storage tank 40 gal | Gas space heating AFUE 80% and water heating baseline storage tank 40 gal | Gas space heating AFUE 80% and water heating baseline storage tank 40 gal | Gas space heating AFUE 80% and water heating baseline storage tank 40 gal | Gas space heating AFUE 80% and water heating baseline storage tank 40 gal | Gas space heating AFUE 80% and water heating baseline storage tank 40 gal | Gas space heating AFUE 80% and water heating baseline storage tank 40 gal | Gas space heating AFUE 80% and water heating baseline storage tank 40 gal | Gas space heating AFUE 80% and water heating baseline storage tank 40 gal | Gas space heating AFUE 80% and water heating baseline storage tank 40 gal | Gas space heating AFUE 80% and water heating baseline storage tank 40 gal | Gas space heating AFUE 80% and water heating baseline storage tank 40 gal | Gas space heating AFUE 80% and water heating baseline storage tank 40 gal | Gas space heating AFUE 80% and water heating baseline storage tank 40 gal | Gas space heating AFUE 80% and water heating baseline storage tank 40 gal | Gas space heating AFUE 80% and water heating baseline storage tank 40 gal | Gas space heating AFUE 80% and water heating baseline storage tank 40 gal | Gas space heating AFUE 80% and water heating baseline storage tank 40 gal | Combined tankless boiler unit for space and DHW | Combined tankless boiler unit for space and DHW | Combined tankless boiler unit for space and DHW | Combined tankless boiler unit for space and DHW | Combined tankless boiler unit for space and DHW | Combined tankless boiler unit for space and DHW | Combined tankless boiler unit for space and DHW | Combined tankless boiler unit for space and DHW | Combined tankless boiler unit for space and DHW | Combined tankless boiler unit for space and DHW | Combined tankless boiler unit for space and DHW | Combined tankless boiler unit for space and DHW | Combined tankless boiler unit for space and DHW | Combined tankless boiler unit for space and DHW | Combined tankless boiler unit for space and DHW | Combined tankless boiler unit for space and DHW | Combined tankless boiler unit for space and DHW | Combined tankless boiler unit for space and DHW | Combined tankless boiler unit for space and DHW | Combined tankless boiler unit for space and DHW | Combined tankless boiler unit for space and DHW | Combined tankless boiler unit for space and DHW | Combined tankless boiler unit for space and DHW | Combined tankless boiler unit for space and DHW | Combined tankless boiler unit for space and DHW | Combined tankless boiler unit for space and DHW | Combined tankless boiler unit for space and DHW | 5368.77 | 5368.77 | 5368.77 | 5368.77 | 5368.77 | 5368.77 | 5368.77 | 5368.77 | 5368.77 | 5368.77 | 5368.77 | 5368.77 | 5368.77 | 5368.77 | 5368.77 | 5368.77 | 5368.77 | 5368.77 | 5368.77 | 5368.77 | 5368.77 | 5368.77 | 5368.77 | 5368.77 | 5368.77 | 5368.77 | 5368.77 | 0 | 0 | 0 | 0 | 0 | 0 | 0 | 0 | 0 | 0 | 0 | 0 | 0 | 0 | 0 | 0 | 0 | 0 | 0 | 0 | 0 | 0 | 0 | 0 | 0 | 0 | 0 | 0 | 0 | 0 | 0 | 0 | 0 | 0 | 0 | 0 | 0 | 0 | 0 | 0 | 0 | 0 | 0 | 0 | 0 | 0 | 0 | 0 | 0 | 0 | 0 | 0 | 0 | 0 | 0 | 0 | 0 | 0 | 0 | 0 | 0 | 0 | 0 | 0 | 0 | 0 | 0 | 0 | 0 | 0 | 0 | 0 | 0 | 0 | 0 | 0 | 0 | 1.5506 | 3.4017 | 5.3084 | 6.9928 | 8.6555 | 10.3071 | 11.6711 | 12.8033 | 13.7487 | 14.5436 | 15.2174 | 15.7938 | 16.292 | 16.7272 | 17.1121 | 17.4567 | 17.6209 | 17.7861 | 17.9528 | 18.1212 | 18.3485 | 18.5211 | 18.6955 | 18.8719 | 19.0502 | 1.5506 | 4.9523 | 10.2607 | 17.2534 | 25.909 | 36.2161 | 47.8873 | 60.6906 | 74.4393 | 88.9829 | 104.2004 | 119.9942 | 136.2862 | 153.0134 | 170.1255 | 187.5822 | 205.2032 | 222.9893 | 240.9421 | 259.0634 | 277.4119 | 295.933 | 314.6285 | 333.5004 | 352.5506 | 0 | 0 | 0 | 0 | 0 | 0 | 0 | 0 | 0 | 0 | 0 | 0 | 0 | 0 | 0 | 0 | 0 | 0 | 0 | 0 | 0 | 0 | 0 | 0 | 0 | 0 | 0 | 0 | 0 | 0 | 0 | 0 | 0 | 0 | 0 | 0 | 0 | 0 | 0 | 0 | 0 | 0 | 0 | 0 | 0 | 0 | 0 | 0 | 0 | 0 | 1.318 | 2.8915 | 4.5121 | 5.9438 | 7.3572 | 8.7611 | 9.9205 | 10.8828 | 11.6864 | 12.3621 | 12.9348 | 13.4248 | 13.8482 | 14.2181 | 14.5453 | 14.8382 | 14.9778 | 15.1182 | 15.2599 | 15.4031 | 15.5962 | 15.7429 | 15.8912 | 16.0411 | 16.1927 | 1.318 | 4.2095 | 8.7216 | 14.6654 | 22.0226 | 30.7837 | 40.7042 | 51.587 | 63.2734 | 75.6355 | 88.5703 | 101.9951 | 115.8433 | 130.0614 | 144.6067 | 159.4449 | 174.4227 | 189.5409 | 204.8008 | 220.2039 | 235.8001 | 251.543 | 267.4342 | 283.4754 | 299.668 | 0 | 0 | 0 | 0 | 0 | 0 | 0 | 0 | 0 | 0 | 0 | 0 | 0 | 0 | 0 | 0 | 0 | 0 | 0 | 0 | 0 | 0 | 0 | 0 | 0 | 0 | 0 | 0 | 0 | 0 | 0 | 0 | 0 | 0 | 0 | 0 | 0 | 0 | 0 | 0 | 0 | 0 | 0 | 0 | 0 | 0 | 0 | 0 | 0 | 0 | 0 | 0 | 0 | 0 | 0 | 0 | 0 | 0 | 0 | 0 | 0 | 0 | 0 | 0 | 0 | 0 | 0 | 0 | 0 | 0 | 0 | 0 | 0 | 0 | 0 | 0 | 0 | 0 | 0 | 0 | 0 | 0 | 0 | 0 | 0 | 0 | 0 | 0 | 0 | 0 | 0 | 0 | 0 | 0 | 0 | 0 | 0 | 0 | 0 | 0 | 0 | 0 | 0 | 0 | 0 | 0 | 0 | 0 | 0 | 0 | 0 | 0 | 0 | 0 | 0 | 0 | 0 | 0 | 0 | 0 | 0 | 0 | 0 | 0 | 0 | 0 | 0 | 0 | 0 | 0 | 0 | 0 | 0 | 0 | 0 | 0 | 0 | 0 | 0 | 0 | 0 | 0 | 0 | 0 | 0 | 0 | 0 | 0 | 0 | 0 | 0 | 0 | 0 | 0 | 0 | 0 | 0 | 0 | 0 | 0 | 0 | 0 | 0 | 0 | 0 | 0 | 0 | 0 | 0 | 0 | 0 | 0 | 0 | 0 | 0 | 0 | 0 | 0 | 0 | 0 | 0 | 0 | 0 | 0 | 0 | 0 | 0 | 0 | 0 | 0 | 0 | 0 | 0 | 0 | 0 | 0 | 0 | 0 | 0 | 0 | 19487.7207 | 19475.6426 | 19466.1251 | 19458.1839 | 19453.2574 | 19449.6964 | 19447.0028 | 19444.8945 | 19443.1998 | 19441.8081 | 19439.7381 | 19437.7162 | 19435.9443 | 19434.4837 | 19433.3623 | 19432.4823 | 19431.7882 | 19430.1399 | 19429.4153 | 19429.0736 | 19428.9444 | 19428.9718 | 19428.9718 | 19428.9718 | 19428.9718 | 10082.5309 | 10076.2819 | 10071.3578 | 10067.2492 | 10064.7003 | 10062.8579 | 10061.4643 | 10060.3735 | 10059.4967 | 10058.7767 | 10057.7057 | 10056.6596 | 10055.7429 | 10054.9872 | 10054.407 | 10053.9517 | 10053.5926 | 10052.7398 | 10052.3649 | 10052.1881 | 10052.1212 | 10052.1355 | 10052.1355 | 10052.1355 | 10052.1355 | 136
OR_Residential_LI - Single Family_Existing_Space Heating_Natural Gas_Furnace | OR | Residential | LI - Single Family | New | Water Heating | Natural Gas | Combined Boiler + DHW System | A | ORM89 | Gas space heating AFUE 80% and water heating baseline storage tank 40 gal | Combined tankless boiler unit for space and DHW | 21 | 31.7815 | 0 | 0 | 5368.77 | 0 | 1.26 | 0 | 0.30173 | 0.45 | household | 0% | 10% | Lost Opportunity | LO12Med | 85% | TBD | 0% | 19445.071 |  | 10060.4648 |  | 0.041738 | CNGC Program Data | CNGC Program Data | AEG Calculated | Gas space heating AFUE 80% and water heating baseline storage tank 40 gal | Gas space heating AFUE 80% and water heating baseline storage tank 40 gal | Gas space heating AFUE 80% and water heating baseline storage tank 40 gal | Gas space heating AFUE 80% and water heating baseline storage tank 40 gal | Gas space heating AFUE 80% and water heating baseline storage tank 40 gal | Gas space heating AFUE 80% and water heating baseline storage tank 40 gal | Gas space heating AFUE 80% and water heating baseline storage tank 40 gal | Gas space heating AFUE 80% and water heating baseline storage tank 40 gal | Gas space heating AFUE 80% and water heating baseline storage tank 40 gal | Gas space heating AFUE 80% and water heating baseline storage tank 40 gal | Gas space heating AFUE 80% and water heating baseline storage tank 40 gal | Gas space heating AFUE 80% and water heating baseline storage tank 40 gal | Gas space heating AFUE 80% and water heating baseline storage tank 40 gal | Gas space heating AFUE 80% and water heating baseline storage tank 40 gal | Gas space heating AFUE 80% and water heating baseline storage tank 40 gal | Gas space heating AFUE 80% and water heating baseline storage tank 40 gal | Gas space heating AFUE 80% and water heating baseline storage tank 40 gal | Gas space heating AFUE 80% and water heating baseline storage tank 40 gal | Gas space heating AFUE 80% and water heating baseline storage tank 40 gal | Gas space heating AFUE 80% and water heating baseline storage tank 40 gal | Gas space heating AFUE 80% and water heating baseline storage tank 40 gal | Gas space heating AFUE 80% and water heating baseline storage tank 40 gal | Gas space heating AFUE 80% and water heating baseline storage tank 40 gal | Gas space heating AFUE 80% and water heating baseline storage tank 40 gal | Gas space heating AFUE 80% and water heating baseline storage tank 40 gal | Gas space heating AFUE 80% and water heating baseline storage tank 40 gal | Gas space heating AFUE 80% and water heating baseline storage tank 40 gal | Combined tankless boiler unit for space and DHW | Combined tankless boiler unit for space and DHW | Combined tankless boiler unit for space and DHW | Combined tankless boiler unit for space and DHW | Combined tankless boiler unit for space and DHW | Combined tankless boiler unit for space and DHW | Combined tankless boiler unit for space and DHW | Combined tankless boiler unit for space and DHW | Combined tankless boiler unit for space and DHW | Combined tankless boiler unit for space and DHW | Combined tankless boiler unit for space and DHW | Combined tankless boiler unit for space and DHW | Combined tankless boiler unit for space and DHW | Combined tankless boiler unit for space and DHW | Combined tankless boiler unit for space and DHW | Combined tankless boiler unit for space and DHW | Combined tankless boiler unit for space and DHW | Combined tankless boiler unit for space and DHW | Combined tankless boiler unit for space and DHW | Combined tankless boiler unit for space and DHW | Combined tankless boiler unit for space and DHW | Combined tankless boiler unit for space and DHW | Combined tankless boiler unit for space and DHW | Combined tankless boiler unit for space and DHW | Combined tankless boiler unit for space and DHW | Combined tankless boiler unit for space and DHW | Combined tankless boiler unit for space and DHW | 5368.77 | 5368.77 | 5368.77 | 5368.77 | 5368.77 | 5368.77 | 5368.77 | 5368.77 | 5368.77 | 5368.77 | 5368.77 | 5368.77 | 5368.77 | 5368.77 | 5368.77 | 5368.77 | 5368.77 | 5368.77 | 5368.77 | 5368.77 | 5368.77 | 5368.77 | 5368.77 | 5368.77 | 5368.77 | 5368.77 | 5368.77 | 0 | 0 | 31.6442 | 31.524 | 31.3834 | 31.2062 | 30.977 | 30.6999 | 30.3819 | 30.0268 | 29.6472 | 29.2595 | 28.8726 | 28.499 | 28.1479 | 27.8244 | 27.5291 | 27.2667 | 27.0089 | 26.7458 | 26.4891 | 26.2354 | 25.9914 | 25.7553 | 25.5271 | 25.3068 | 25.0957 | 0.049068 | 0.10724 | 0.16659 | 0.21822 | 0.26812 | 0.31643 | 0.35459 | 0.38444 | 0.40761 | 0.42554 | 0.43937 | 0.45011 | 0.45858 | 0.46543 | 0.47108 | 0.47599 | 0.47592 | 0.4757 | 0.47556 | 0.47542 | 0.4769 | 0.47702 | 0.47724 | 0.47759 | 0.47808 | 0.049068 | 0.15612 | 0.32201 | 0.53841 | 0.80258 | 1.1118 | 1.4549 | 1.8223 | 2.2069 | 2.6036 | 3.0085 | 3.4197 | 3.8362 | 4.2575 | 4.6834 | 5.1148 | 5.5423 | 5.964 | 6.3824 | 6.7966 | 7.2103 | 7.6218 | 8.0315 | 8.4398 | 8.8475 | 1.5506 | 3.4017 | 5.3084 | 6.9928 | 8.6555 | 10.3071 | 11.6711 | 12.8033 | 13.7487 | 14.5436 | 15.2174 | 15.7938 | 16.292 | 16.7272 | 17.1121 | 17.4567 | 17.6209 | 17.7861 | 17.9528 | 18.1212 | 18.3485 | 18.5211 | 18.6955 | 18.8719 | 19.0502 | 1.5506 | 4.9523 | 10.2607 | 17.2534 | 25.909 | 36.2161 | 47.8873 | 60.6906 | 74.4393 | 88.9829 | 104.2004 | 119.9942 | 136.2862 | 153.0134 | 170.1255 | 187.5822 | 205.2032 | 222.9893 | 240.9421 | 259.0634 | 277.4119 | 295.933 | 314.6285 | 333.5004 | 352.5506 | 0.041738 | 0.091277 | 0.14191 | 0.18605 | 0.22885 | 0.27044 | 0.30353 | 0.32967 | 0.35021 | 0.36635 | 0.37904 | 0.38909 | 0.39719 | 0.40384 | 0.40944 | 0.41434 | 0.41492 | 0.41539 | 0.41591 | 0.41645 | 0.4184 | 0.41913 | 0.41995 | 0.42087 | 0.42189 | 0.041738 | 0.13288 | 0.27429 | 0.45904 | 0.68502 | 0.95025 | 1.2454 | 1.5627 | 1.8961 | 2.2415 | 2.5954 | 2.9561 | 3.3226 | 3.6942 | 4.0706 | 4.4523 | 4.8319 | 5.2079 | 5.5819 | 5.9536 | 6.3257 | 6.6969 | 7.0674 | 7.4375 | 7.8077 | 1.318 | 2.8915 | 4.5121 | 5.9438 | 7.3572 | 8.7611 | 9.9205 | 10.8828 | 11.6864 | 12.3621 | 12.9348 | 13.4248 | 13.8482 | 14.2181 | 14.5453 | 14.8382 | 14.9778 | 15.1182 | 15.2599 | 15.4031 | 15.5962 | 15.7429 | 15.8912 | 16.0411 | 16.1927 | 1.318 | 4.2095 | 8.7216 | 14.6654 | 22.0226 | 30.7837 | 40.7042 | 51.587 | 63.2734 | 75.6355 | 88.5703 | 101.9951 | 115.8433 | 130.0614 | 144.6067 | 159.4449 | 174.4227 | 189.5409 | 204.8008 | 220.2039 | 235.8001 | 251.543 | 267.4342 | 283.4754 | 299.668 | 0 | 0 | 0 | 0 | 0 | 0 | 0 | 0 | 0 | 0 | 0 | 0 | 0 | 0 | 0 | 0 | 0 | 0 | 0 | 0 | 0 | 0 | 0 | 0 | 0 | 0 | 0 | 0 | 0 | 0 | 0 | 0 | 0 | 0 | 0 | 0 | 0 | 0 | 0 | 0 | 0 | 0 | 0 | 0 | 0 | 0 | 0 | 0 | 0 | 0 | 0 | 0 | 0 | 0 | 0 | 0 | 0 | 0 | 0 | 0 | 0 | 0 | 0 | 0 | 0 | 0 | 0 | 0 | 0 | 0 | 0 | 0 | 0 | 0 | 0 | 0 | 0 | 0 | 0 | 0 | 0 | 0 | 0 | 0 | 0 | 0 | 0 | 0 | 0 | 0 | 0 | 0 | 0 | 0 | 0 | 0 | 0 | 0 | 0 | 0 | 0 | 0 | 0 | 0 | 0 | 0 | 0 | 0 | 0 | 0 | 0 | 0 | 0 | 0 | 0 | 0 | 0 | 0 | 0 | 0 | 0 | 0 | 0 | 0 | 0 | 0 | 0 | 0 | 0 | 0 | 0 | 0 | 0 | 0 | 0 | 0 | 0 | 0 | 0 | 0 | 0 | 0 | 0 | 0 | 0 | 0 | 0 | 0 | 0 | 0 | 0 | 0 | 0 | 0 | 0 | 0 | 0 | 0 | 0 | 0 | 0 | 0 | 0 | 0 | 0 | 0 | 0 | 0 | 0 | 0 | 0 | 0 | 0 | 0 | 0 | 0 | 0 | 0 | 0 | 0 | 0 | 0 | 0 | 0 | 0 | 0 | 0 | 0 | 0 | 0 | 0 | 0 | 0 | 0 | 0 | 0 | 0 | 0 | 0 | 0 | 19487.7207 | 19475.6426 | 19466.1251 | 19458.1839 | 19453.2574 | 19449.6964 | 19447.0028 | 19444.8945 | 19443.1998 | 19441.8081 | 19439.7381 | 19437.7162 | 19435.9443 | 19434.4837 | 19433.3623 | 19432.4823 | 19431.7882 | 19430.1399 | 19429.4153 | 19429.0736 | 19428.9444 | 19428.9718 | 19428.9718 | 19428.9718 | 19428.9718 | 10082.5309 | 10076.2819 | 10071.3578 | 10067.2492 | 10064.7003 | 10062.8579 | 10061.4643 | 10060.3735 | 10059.4967 | 10058.7767 | 10057.7057 | 10056.6596 | 10055.7429 | 10054.9872 | 10054.407 | 10053.9517 | 10053.5926 | 10052.7398 | 10052.3649 | 10052.1881 | 10052.1212 | 10052.1355 | 10052.1355 | 10052.1355 | 10052.1355 | 137
OR_Residential_LI - Single Family_Existing_Space Heating_Natural Gas_Furnace | OR | Residential | LI - Single Family | New | Space Heating | Natural Gas | HVAC - Energy Recovery Ventilator | A | ORM90 | None | Installed | 20 | 4.8222 | 0 | 0 | 2148.56 | 0 | 0.4 | 0 | 0.30173 | 0.45 | household | 0% | 15% | Retrofit | Retro3Slow | 84.16% | TBD | 0% | 29758.8585 |  | 15403.7994 |  | 0.00099969 | DL20_RES_HRV-Heat-2021PLN-v2-2 | DL20_RES_HRV-Heat-2021PLN-v2-2 | DL20_RES_HRV-Heat-2021PLN-v2-1 | None | None | None | None | None | None | None | None | None | None | None | None | None | None | None | None | None | None | None | None | None | None | None | None | None | None | None | Installed | Installed | Installed | Installed | Installed | Installed | Installed | Installed | Installed | Installed | Installed | Installed | Installed | Installed | Installed | Installed | Installed | Installed | Installed | Installed | Installed | Installed | Installed | Installed | Installed | Installed | Installed | 2148.56 | 2148.56 | 2148.56 | 2148.56 | 2148.56 | 2148.56 | 2148.56 | 2148.56 | 2148.56 | 2148.56 | 2148.56 | 2148.56 | 2148.56 | 2148.56 | 2148.56 | 2148.56 | 2148.56 | 2148.56 | 2148.56 | 2148.56 | 2148.56 | 2148.56 | 2148.56 | 2148.56 | 2148.56 | 2148.56 | 2148.56 | 0 | 0 | 4.859 | 6.3978 | 7.1751 | 7.6038 | 7.8582 | 8.0121 | 8.1033 | 8.1565 | 8.1896 | 8.2159 | 8.2622 | 8.3217 | 8.3783 | 8.4308 | 8.4766 | 8.5146 | 8.5446 | 8.5678 | 8.5842 | 8.595 | 8.6037 | 8.6108 | 8.6165 | 8.6199 | 8.6214 | 0.001175 | 0.003608 | 0.01087 | 0.025316 | 0.049014 | 0.082094 | 0.12162 | 0.16196 | 0.19627 | 0.21857 | 0.22592 | 0.2178 | 0.19642 | 0.16639 | 0.13285 | 0.10029 | 0.071793 | 0.048872 | 0.031712 | 0.022818 | 0 | 0 | 0 | 0 | 0 | 0.001175 | 0.005155 | 0.016652 | 0.042962 | 0.093414 | 0.17734 | 0.30098 | 0.46492 | 0.66308 | 0.88378 | 1.1147 | 1.3405 | 1.546 | 1.7221 | 1.8643 | 1.973 | 2.0517 | 2.1061 | 2.1419 | 2.1674 | 2.1696 | 2.1714 | 2.1728 | 2.1737 | 2.174 | 0.24181 | 0.56394 | 1.515 | 3.3294 | 6.2374 | 10.2462 | 15.0091 | 19.857 | 23.9659 | 26.6029 | 27.3435 | 26.1726 | 23.444 | 19.7357 | 15.6721 | 11.7782 | 8.4021 | 5.7041 | 3.6942 | 2.6549 | 0 | 0 | 0 | 0 | 0 | 0.24181 | 0.80575 | 2.3208 | 5.6501 | 11.8875 | 22.1337 | 37.1429 | 56.9999 | 80.9658 | 107.5687 | 134.9122 | 161.0848 | 184.5289 | 204.2646 | 219.9367 | 231.7149 | 240.1169 | 245.8211 | 249.5153 | 252.1701 | 252.1701 | 252.1701 | 252.1701 | 252.1701 | 252.1701 | 0.00099969 | 0.0030729 | 0.0092681 | 0.02161 | 0.041891 | 0.070261 | 0.10425 | 0.13902 | 0.1687 | 0.18807 | 0.19456 | 0.18768 | 0.16931 | 0.14345 | 0.11455 | 0.08649 | 0.061928 | 0.042166 | 0.027368 | 0.019698 | 0 | 0 | 0 | 0 | 0 | 0.00099969 | 0.0043905 | 0.014197 | 0.036673 | 0.079838 | 0.15178 | 0.25798 | 0.39907 | 0.56993 | 0.76047 | 0.95997 | 1.1551 | 1.3327 | 1.4847 | 1.6076 | 1.7015 | 1.7698 | 1.8171 | 1.8485 | 1.871 | 1.8735 | 1.8755 | 1.8772 | 1.8784 | 1.8791 | 0.20554 | 0.47935 | 1.2878 | 2.83 | 5.3018 | 8.7093 | 12.7578 | 16.8785 | 20.371 | 22.6125 | 23.242 | 22.2467 | 19.9274 | 16.7754 | 13.3212 | 10.0115 | 7.1418 | 4.8485 | 3.1401 | 2.2566 | 0 | 0 | 0 | 0 | 0 | 0.20554 | 0.68489 | 1.9726 | 4.8026 | 10.1044 | 18.8137 | 31.5714 | 48.4499 | 68.8209 | 91.4334 | 114.6754 | 136.9221 | 156.8495 | 173.6249 | 186.9462 | 196.9576 | 204.0994 | 208.9479 | 212.088 | 214.3446 | 214.3446 | 214.3446 | 214.3446 | 214.3446 | 214.3446 | 0 | 0 | 0 | 0 | 0 | 0 | 0 | 0 | 0 | 0 | 0 | 0 | 0 | 0 | 0 | 0 | 0 | 0 | 0 | 0 | 0 | 0 | 0 | 0 | 0 | 0 | 0 | 0 | 0 | 0 | 0 | 0 | 0 | 0 | 0 | 0 | 0 | 0 | 0 | 0 | 0 | 0 | 0 | 0 | 0 | 0 | 0 | 0 | 0 | 0 | 0 | 0 | 0 | 0 | 0 | 0 | 0 | 0 | 0 | 0 | 0 | 0 | 0 | 0 | 0 | 0 | 0 | 0 | 0 | 0 | 0 | 0 | 0 | 0 | 0 | 0 | 0 | 0 | 0 | 0 | 0 | 0 | 0 | 0 | 0 | 0 | 0 | 0 | 0 | 0 | 0 | 0 | 0 | 0 | 0 | 0 | 0 | 0 | 0 | 0 | 0 | 0 | 0 | 0 | 0 | 0 | 0 | 0 | 0 | 0 | 0 | 0 | 0 | 0 | 0 | 0 | 0 | 0 | 0 | 0 | 0 | 0 | 0 | 0 | 0 | 0 | 0 | 0 | 0 | 0 | 0 | 0 | 0 | 0 | 0 | 0 | 0 | 0 | 0 | 0 | 0 | 0 | 0 | 0 | 0 | 0 | 0 | 0 | 0 | 0 | 0 | 0 | 0 | 0 | 0 | 0 | 0 | 0 | 0 | 0 | 0 | 0 | 0 | 0 | 0 | 0 | 0 | 0 | 0 | 0 | 0 | 0 | 0 | 0 | 0 | 0 | 0 | 0 | 0 | 0 | 0 | 0 | 0 | 0 | 0 | 0 | 0 | 0 | 0 | 0 | 0 | 0 | 0 | 0 | 0 | 0 | 0 | 0 | 0 | 0 | 52107.4206 | 39309.1668 | 34795.4827 | 32576.8948 | 31255.8343 | 30365.9898 | 29726.1494 | 29244.1571 | 28868.1913 | 28566.8745 | 28253.7618 | 27953.9382 | 27708.0301 | 27503.7504 | 27332.2198 | 27186.8651 | 27062.7228 | 26955.9745 | 26863.6371 | 26783.3477 | 26713.2122 | 26651.6954 | 26597.5408 | 26550.9727 | 26510.8287 | 26971.8765 | 20347.2361 | 18010.8601 | 16862.4732 | 16178.665 | 15718.0631 | 15386.8685 | 15137.3793 | 14942.7717 | 14786.8039 | 14624.7303 | 14469.5354 | 14342.2483 | 14236.5089 | 14147.7211 | 14072.4826 | 14008.2239 | 13952.9688 | 13905.173 | 13863.6136 | 13827.31 | 13795.4676 | 13767.4361 | 13743.3315 | 13722.5521 | 138
OR_Residential_LI - Single Family_Existing_Space Heating_Natural Gas_Furnace | OR | Residential | LI - Single Family | New | Space Heating | Natural Gas | Connected Thermostat - ENERGY STAR (1.0) | A | ORM91 | Programmable Thermostat | Networked Thermostat Installed | 15 | 26.642 | 0 | 0 | 299.65 | 0 | 0 | 0 | 0 | 0.45 | household | 20% | 100% | Retrofit | Retro5Med | 81.71% | TBD | 0% | 0 |  | 0 |  | 0 | Avista TRM - 07.01.21 - G Web Tstat Gas Cont | Avista TRM - 07.01.21 - G Web Tstat Gas Cont | Avista TRM - 07.01.21 - G Web Tstat Gas Cont | Programmable Thermostat | Programmable Thermostat | Programmable Thermostat | Programmable Thermostat | Programmable Thermostat | Programmable Thermostat | Programmable Thermostat | Programmable Thermostat | Programmable Thermostat | Programmable Thermostat | Programmable Thermostat | Programmable Thermostat | Programmable Thermostat | Programmable Thermostat | Programmable Thermostat | Programmable Thermostat | Programmable Thermostat | Programmable Thermostat | Programmable Thermostat | Programmable Thermostat | Programmable Thermostat | Programmable Thermostat | Programmable Thermostat | Programmable Thermostat | Programmable Thermostat | Programmable Thermostat | Programmable Thermostat | Networked Thermostat Installed | Networked Thermostat Installed | Networked Thermostat Installed | Networked Thermostat Installed | Networked Thermostat Installed | Networked Thermostat Installed | Networked Thermostat Installed | Networked Thermostat Installed | Networked Thermostat Installed | Networked Thermostat Installed | Networked Thermostat Installed | Networked Thermostat Installed | Networked Thermostat Installed | Networked Thermostat Installed | Networked Thermostat Installed | Networked Thermostat Installed | Networked Thermostat Installed | Networked Thermostat Installed | Networked Thermostat Installed | Networked Thermostat Installed | Networked Thermostat Installed | Networked Thermostat Installed | Networked Thermostat Installed | Networked Thermostat Installed | Networked Thermostat Installed | Networked Thermostat Installed | Networked Thermostat Installed | 299.65 | 299.65 | 299.65 | 299.65 | 299.65 | 299.65 | 299.65 | 299.65 | 299.65 | 299.65 | 299.65 | 299.65 | 299.65 | 299.65 | 299.65 | 299.65 | 299.65 | 299.65 | 299.65 | 299.65 | 299.65 | 299.65 | 299.65 | 299.65 | 299.65 | 299.65 | 299.65 | 0 | 0 | 0 | 0 | 0 | 0 | 0 | 0 | 0 | 0 | 0 | 0 | 0 | 0 | 0 | 0 | 0 | 0 | 0 | 0 | 0 | 0 | 0 | 0 | 0 | 0 | 0 | 0 | 0 | 0 | 0 | 0 | 0 | 0 | 0 | 0 | 0 | 0 | 0 | 0 | 0 | 0 | 0 | 0 | 0 | 0 | 0 | 0 | 0 | 0 | 0 | 0 | 0 | 0 | 0 | 0 | 0 | 0 | 0 | 0 | 0 | 0 | 0 | 0 | 0 | 0 | 0 | 0 | 0 | 0 | 0 | 0 | 0 | 0 | 0 | 0 | 0 | 0.0344 | 0.042238 | 0.051687 | 0.06 | 0.068438 | 0.080012 | 0.087774 | 0.089668 | 0.084501 | 0.072636 | 0.056209 | 0.0372 | 0.0216 | 0.0104 | 0.0044 | 0 | 0 | 0 | 0 | 0 | 0 | 0 | 0 | 0 | 0 | 0.0344 | 0.076638 | 0.12832 | 0.18832 | 0.25676 | 0.33677 | 0.42455 | 0.51422 | 0.59872 | 0.67135 | 0.72756 | 0.76476 | 0.78636 | 0.79676 | 0.80116 | 0.80116 | 0.80116 | 0.80116 | 0.80116 | 0.80116 | 0.80116 | 0.80116 | 0.80116 | 0.80116 | 0.80116 | 0 | 0 | 0 | 0 | 0 | 0 | 0 | 0 | 0 | 0 | 0 | 0 | 0 | 0 | 0 | 0 | 0 | 0 | 0 | 0 | 0 | 0 | 0 | 0 | 0 | 0 | 0 | 0 | 0 | 0 | 0 | 0 | 0 | 0 | 0 | 0 | 0 | 0 | 0 | 0 | 0 | 0 | 0 | 0 | 0 | 0 | 0 | 0 | 0 | 0 | 0.02924 | 0.035902 | 0.043934 | 0.051 | 0.058172 | 0.06801 | 0.074608 | 0.076217 | 0.071826 | 0.06174 | 0.047777 | 0.03162 | 0.01836 | 0.00884 | 0.00374 | 0 | 0 | 0 | 0 | 0 | 0 | 0 | 0 | 0 | 0 | 0.02924 | 0.065142 | 0.10908 | 0.16008 | 0.21825 | 0.28626 | 0.36087 | 0.43708 | 0.50891 | 0.57065 | 0.61843 | 0.65005 | 0.66841 | 0.67725 | 0.68099 | 0.68099 | 0.68099 | 0.68099 | 0.68099 | 0.68099 | 0.68099 | 0.68099 | 0.68099 | 0.68099 | 0.68099 | 0 | 0 | 0 | 0 | 0 | 0 | 0 | 0 | 0 | 0 | 0 | 0 | 0 | 0 | 0 | 0 | 0 | 0 | 0 | 0 | 0 | 0 | 0 | 0 | 0 | 0 | 0 | 0 | 0 | 0 | 0 | 0 | 0 | 0 | 0 | 0 | 0 | 0 | 0 | 0 | 0 | 0 | 0 | 0 | 0 | 0 | 0 | 0 | 0 | 0 | 0 | 0 | 0 | 0 | 0 | 0 | 0 | 0 | 0 | 0 | 0 | 0 | 0 | 0 | 0 | 0 | 0 | 0 | 0 | 0 | 0 | 0 | 0 | 0 | 0 | 0 | 0 | 0 | 0 | 0 | 0 | 0 | 0 | 0 | 0 | 0 | 0 | 0 | 0 | 0 | 0 | 0 | 0 | 0 | 0 | 0 | 0 | 0 | 0 | 0 | 0 | 0 | 0 | 0 | 0 | 0 | 0 | 0 | 0 | 0 | 0 | 0 | 0 | 0 | 0 | 0 | 0 | 0 | 0 | 0 | 0 | 0 | 0 | 0 | 0 | 0 | 0 | 0 | 0 | 0 | 0 | 0 | 0 | 0 | 0 | 0 | 0 | 0 | 0 | 0 | 0 | 0 | 0 | 0 | 0 | 0 | 0 | 0 | 0 | 0 | 0 | 0 | 0 | 0 | 0 | 0 | 0 | 0 | 0 | 0 | 0 | 0 | 0 | 0 | 0 | 0 | 0 | 0 | 0 | 0 | 0 | 0 | 0 | 0 | 0 | 0 | 0 | 0 | 0 | 0 | 0 | 0 | 0 | 0 | 0 | 0 | 0 | 0 | 0 | 0 | 0 | 0 | 0 | 0 | 0 | 0 | 0 | 0 | 0 | 0 | 0 | 0 | 0 | 0 | 0 | 0 | 0 | 0 | 0 | 0 | 0 | 0 | 0 | 0 | 0 | 0 | 0 | 0 | 0 | 0 | 0 | 0 | 0 | 0 | 0 | 0 | 0 | 0 | 0 | 0 | 0 | 0 | 0 | 0 | 0 | 0 | 0 | 0 | 0 | 0 | 0 | 0 | 0 | 0 | 0 | 0 | 0 | 0 | 0 | 0 | 139
OR_Residential_LI - Single Family_Existing_Space Heating_Natural Gas_Furnace | OR | Residential | LI - Single Family | New | Space Heating | Natural Gas | Home Energy Management System (HEMS) | A | ORM92 | No Controls | Networked Controls Installed | 15 | 18.0544 | 0 | 0 | 1945.72 | 0 | 2.56 | 0 | 0.30173 | 0.45 | household | 0.2% | 20% | Retrofit | Retro5Med | 81.71% | TBD | 0% | 0 |  | 0 |  | 0 | NYSERDA HEMS Pilot | NYSERDA HEMS Pilot | RTF Workbook - ResConnectedTstats_v3_0 | No Controls | No Controls | No Controls | No Controls | No Controls | No Controls | No Controls | No Controls | No Controls | No Controls | No Controls | No Controls | No Controls | No Controls | No Controls | No Controls | No Controls | No Controls | No Controls | No Controls | No Controls | No Controls | No Controls | No Controls | No Controls | No Controls | No Controls | Networked Controls Installed | Networked Controls Installed | Networked Controls Installed | Networked Controls Installed | Networked Controls Installed | Networked Controls Installed | Networked Controls Installed | Networked Controls Installed | Networked Controls Installed | Networked Controls Installed | Networked Controls Installed | Networked Controls Installed | Networked Controls Installed | Networked Controls Installed | Networked Controls Installed | Networked Controls Installed | Networked Controls Installed | Networked Controls Installed | Networked Controls Installed | Networked Controls Installed | Networked Controls Installed | Networked Controls Installed | Networked Controls Installed | Networked Controls Installed | Networked Controls Installed | Networked Controls Installed | Networked Controls Installed | 1945.72 | 1945.72 | 1945.72 | 1945.72 | 1945.72 | 1945.72 | 1945.72 | 1945.72 | 1945.72 | 1945.72 | 1945.72 | 1945.72 | 1945.72 | 1945.72 | 1945.72 | 1945.72 | 1945.72 | 1945.72 | 1945.72 | 1945.72 | 1945.72 | 1945.72 | 1945.72 | 1945.72 | 1945.72 | 1945.72 | 1945.72 | 0 | 0 | 0 | 0 | 0 | 0 | 0 | 0 | 0 | 0 | 0 | 0 | 0 | 0 | 0 | 0 | 0 | 0 | 0 | 0 | 0 | 0 | 0 | 0 | 0 | 0 | 0 | 0 | 0 | 0 | 0 | 0 | 0 | 0 | 0 | 0 | 0 | 0 | 0 | 0 | 0 | 0 | 0 | 0 | 0 | 0 | 0 | 0 | 0 | 0 | 0 | 0 | 0 | 0 | 0 | 0 | 0 | 0 | 0 | 0 | 0 | 0 | 0 | 0 | 0 | 0 | 0 | 0 | 0 | 0 | 0 | 0 | 0 | 0 | 0 | 0 | 0 | 0.008514 | 0.010454 | 0.012792 | 0.01485 | 0.016938 | 0.019803 | 0.021724 | 0.022193 | 0.020914 | 0.017977 | 0.013912 | 0.009207 | 0.005346 | 0.002574 | 0.001089 | 0 | 0 | 0 | 0 | 0 | 0 | 0 | 0 | 0 | 0 | 0.008514 | 0.018968 | 0.03176 | 0.04661 | 0.063549 | 0.083351 | 0.10508 | 0.12727 | 0.14818 | 0.16616 | 0.18007 | 0.18928 | 0.19462 | 0.1972 | 0.19829 | 0.19829 | 0.19829 | 0.19829 | 0.19829 | 0.19829 | 0.19829 | 0.19829 | 0.19829 | 0.19829 | 0.19829 | 0 | 0 | 0 | 0 | 0 | 0 | 0 | 0 | 0 | 0 | 0 | 0 | 0 | 0 | 0 | 0 | 0 | 0 | 0 | 0 | 0 | 0 | 0 | 0 | 0 | 0 | 0 | 0 | 0 | 0 | 0 | 0 | 0 | 0 | 0 | 0 | 0 | 0 | 0 | 0 | 0 | 0 | 0 | 0 | 0 | 0 | 0 | 0 | 0 | 0 | 0.0072369 | 0.0088858 | 0.010874 | 0.012623 | 0.014398 | 0.016832 | 0.018465 | 0.018864 | 0.017777 | 0.015281 | 0.011825 | 0.0078259 | 0.0045441 | 0.0021879 | 0.00092565 | 0 | 0 | 0 | 0 | 0 | 0 | 0 | 0 | 0 | 0 | 0.0072369 | 0.016123 | 0.026996 | 0.039619 | 0.054016 | 0.070849 | 0.089314 | 0.10818 | 0.12595 | 0.14124 | 0.15306 | 0.16089 | 0.16543 | 0.16762 | 0.16854 | 0.16854 | 0.16854 | 0.16854 | 0.16854 | 0.16854 | 0.16854 | 0.16854 | 0.16854 | 0.16854 | 0.16854 | 0 | 0 | 0 | 0 | 0 | 0 | 0 | 0 | 0 | 0 | 0 | 0 | 0 | 0 | 0 | 0 | 0 | 0 | 0 | 0 | 0 | 0 | 0 | 0 | 0 | 0 | 0 | 0 | 0 | 0 | 0 | 0 | 0 | 0 | 0 | 0 | 0 | 0 | 0 | 0 | 0 | 0 | 0 | 0 | 0 | 0 | 0 | 0 | 0 | 0 | 0 | 0 | 0 | 0 | 0 | 0 | 0 | 0 | 0 | 0 | 0 | 0 | 0 | 0 | 0 | 0 | 0 | 0 | 0 | 0 | 0 | 0 | 0 | 0 | 0 | 0 | 0 | 0 | 0 | 0 | 0 | 0 | 0 | 0 | 0 | 0 | 0 | 0 | 0 | 0 | 0 | 0 | 0 | 0 | 0 | 0 | 0 | 0 | 0 | 0 | 0 | 0 | 0 | 0 | 0 | 0 | 0 | 0 | 0 | 0 | 0 | 0 | 0 | 0 | 0 | 0 | 0 | 0 | 0 | 0 | 0 | 0 | 0 | 0 | 0 | 0 | 0 | 0 | 0 | 0 | 0 | 0 | 0 | 0 | 0 | 0 | 0 | 0 | 0 | 0 | 0 | 0 | 0 | 0 | 0 | 0 | 0 | 0 | 0 | 0 | 0 | 0 | 0 | 0 | 0 | 0 | 0 | 0 | 0 | 0 | 0 | 0 | 0 | 0 | 0 | 0 | 0 | 0 | 0 | 0 | 0 | 0 | 0 | 0 | 0 | 0 | 0 | 0 | 0 | 0 | 0 | 0 | 0 | 0 | 0 | 0 | 0 | 0 | 0 | 0 | 0 | 0 | 0 | 0 | 0 | 0 | 0 | 0 | 0 | 0 | 0 | 0 | 0 | 0 | 0 | 0 | 0 | 0 | 0 | 0 | 0 | 0 | 0 | 0 | 0 | 0 | 0 | 0 | 0 | 0 | 0 | 0 | 0 | 0 | 0 | 0 | 0 | 0 | 0 | 0 | 0 | 0 | 0 | 0 | 0 | 0 | 0 | 0 | 0 | 0 | 0 | 0 | 0 | 0 | 0 | 0 | 0 | 0 | 0 | 0 | 140
OR_Residential_LI - Single Family_Existing_Space Heating_Natural Gas_Furnace | OR | Residential | LI - Single Family | New | Water Heating | Natural Gas | Home Energy Management System (HEMS) | A | ORM93 | No Controls | Networked Controls Installed | 15 | 0 | 0 | 0 | 1945.72 | 0 | 2.56 | 0 | 0.30173 | 0.45 | household | 0.2% | 20% | Retrofit | Retro5Med | 81.71% | TBD | 0% | 0 |  | 0 |  | 0 | NYSERDA HEMS Pilot | NYSERDA HEMS Pilot | NYSERDA HEMS Pilot | No Controls | No Controls | No Controls | No Controls | No Controls | No Controls | No Controls | No Controls | No Controls | No Controls | No Controls | No Controls | No Controls | No Controls | No Controls | No Controls | No Controls | No Controls | No Controls | No Controls | No Controls | No Controls | No Controls | No Controls | No Controls | No Controls | No Controls | Networked Controls Installed | Networked Controls Installed | Networked Controls Installed | Networked Controls Installed | Networked Controls Installed | Networked Controls Installed | Networked Controls Installed | Networked Controls Installed | Networked Controls Installed | Networked Controls Installed | Networked Controls Installed | Networked Controls Installed | Networked Controls Installed | Networked Controls Installed | Networked Controls Installed | Networked Controls Installed | Networked Controls Installed | Networked Controls Installed | Networked Controls Installed | Networked Controls Installed | Networked Controls Installed | Networked Controls Installed | Networked Controls Installed | Networked Controls Installed | Networked Controls Installed | Networked Controls Installed | Networked Controls Installed | 1945.72 | 1945.72 | 1945.72 | 1945.72 | 1945.72 | 1945.72 | 1945.72 | 1945.72 | 1945.72 | 1945.72 | 1945.72 | 1945.72 | 1945.72 | 1945.72 | 1945.72 | 1945.72 | 1945.72 | 1945.72 | 1945.72 | 1945.72 | 1945.72 | 1945.72 | 1945.72 | 1945.72 | 1945.72 | 1945.72 | 1945.72 | 0 | 0 | 0 | 0 | 0 | 0 | 0 | 0 | 0 | 0 | 0 | 0 | 0 | 0 | 0 | 0 | 0 | 0 | 0 | 0 | 0 | 0 | 0 | 0 | 0 | 0 | 0 | 0 | 0 | 0 | 0 | 0 | 0 | 0 | 0 | 0 | 0 | 0 | 0 | 0 | 0 | 0 | 0 | 0 | 0 | 0 | 0 | 0 | 0 | 0 | 0 | 0 | 0 | 0 | 0 | 0 | 0 | 0 | 0 | 0 | 0 | 0 | 0 | 0 | 0 | 0 | 0 | 0 | 0 | 0 | 0 | 0 | 0 | 0 | 0 | 0 | 0 | 2.1997 | 4.0012 | 6.5673 | 9.5594 | 13.1123 | 17.9607 | 22.6434 | 26.1918 | 27.6202 | 26.3141 | 22.3905 | 16.1853 | 10.2062 | 5.3105 | 2.4175 | 0 | 0 | 0 | 0 | 0 | 0 | 0 | 0 | 0 | 0 | 2.1997 | 6.2009 | 12.7682 | 22.3276 | 35.4399 | 53.4006 | 76.0439 | 102.2357 | 129.8559 | 156.17 | 178.5605 | 194.7458 | 204.952 | 210.2625 | 212.6801 | 212.6801 | 212.6801 | 212.6801 | 212.6801 | 212.6801 | 212.6801 | 212.6801 | 212.6801 | 212.6801 | 212.6801 | 0 | 0 | 0 | 0 | 0 | 0 | 0 | 0 | 0 | 0 | 0 | 0 | 0 | 0 | 0 | 0 | 0 | 0 | 0 | 0 | 0 | 0 | 0 | 0 | 0 | 0 | 0 | 0 | 0 | 0 | 0 | 0 | 0 | 0 | 0 | 0 | 0 | 0 | 0 | 0 | 0 | 0 | 0 | 0 | 0 | 0 | 0 | 0 | 0 | 0 | 1.8697 | 3.401 | 5.5822 | 8.1255 | 11.1455 | 15.2666 | 19.2469 | 22.263 | 23.4772 | 22.367 | 19.0319 | 13.7575 | 8.6753 | 4.5139 | 2.0549 | 0 | 0 | 0 | 0 | 0 | 0 | 0 | 0 | 0 | 0 | 1.8697 | 5.2708 | 10.8529 | 18.9784 | 30.1239 | 45.3905 | 64.6373 | 86.9004 | 110.3775 | 132.7445 | 151.7765 | 165.5339 | 174.2092 | 178.7231 | 180.778 | 180.778 | 180.778 | 180.778 | 180.778 | 180.778 | 180.778 | 180.778 | 180.778 | 180.778 | 180.778 | 0 | 0 | 0 | 0 | 0 | 0 | 0 | 0 | 0 | 0 | 0 | 0 | 0 | 0 | 0 | 0 | 0 | 0 | 0 | 0 | 0 | 0 | 0 | 0 | 0 | 0 | 0 | 0 | 0 | 0 | 0 | 0 | 0 | 0 | 0 | 0 | 0 | 0 | 0 | 0 | 0 | 0 | 0 | 0 | 0 | 0 | 0 | 0 | 0 | 0 | 0 | 0 | 0 | 0 | 0 | 0 | 0 | 0 | 0 | 0 | 0 | 0 | 0 | 0 | 0 | 0 | 0 | 0 | 0 | 0 | 0 | 0 | 0 | 0 | 0 | 0 | 0 | 0 | 0 | 0 | 0 | 0 | 0 | 0 | 0 | 0 | 0 | 0 | 0 | 0 | 0 | 0 | 0 | 0 | 0 | 0 | 0 | 0 | 0 | 0 | 0 | 0 | 0 | 0 | 0 | 0 | 0 | 0 | 0 | 0 | 0 | 0 | 0 | 0 | 0 | 0 | 0 | 0 | 0 | 0 | 0 | 0 | 0 | 0 | 0 | 0 | 0 | 0 | 0 | 0 | 0 | 0 | 0 | 0 | 0 | 0 | 0 | 0 | 0 | 0 | 0 | 0 | 0 | 0 | 0 | 0 | 0 | 0 | 0 | 0 | 0 | 0 | 0 | 0 | 0 | 0 | 0 | 0 | 0 | 0 | 0 | 0 | 0 | 0 | 0 | 0 | 0 | 0 | 0 | 0 | 0 | 0 | 0 | 0 | 0 | 0 | 0 | 0 | 0 | 0 | 0 | 0 | 0 | 0 | 0 | 0 | 0 | 0 | 0 | 0 | 0 | 0 | 0 | 0 | 0 | 0 | 0 | 0 | 0 | 0 | 0 | 0 | 0 | 0 | 0 | 0 | 0 | 0 | 0 | 0 | 0 | 0 | 0 | 0 | 0 | 0 | 0 | 0 | 0 | 0 | 0 | 0 | 0 | 0 | 0 | 0 | 0 | 0 | 0 | 0 | 0 | 0 | 0 | 0 | 0 | 0 | 0 | 0 | 0 | 0 | 0 | 0 | 0 | 0 | 0 | 0 | 0 | 0 | 0 | 0 | 141
OR_Residential_LI - Single Family_Existing_Space Heating_Natural Gas_Furnace | OR | Residential | LI - Single Family | New | Appliances | Natural Gas | Home Energy Management System (HEMS) | A | ORM94 | No Controls | Networked Controls Installed | 15 | 0 | 0 | 0 | 1945.72 | 0 | 2.56 | 0 | 0.30173 | 0.45 | household | 0.2% | 20% | Retrofit | Retro5Med | 81.71% | TBD | 0% | 0 |  | 0 |  | 0 | NYSERDA HEMS Pilot | NYSERDA HEMS Pilot | NYSERDA HEMS Pilot | No Controls | No Controls | No Controls | No Controls | No Controls | No Controls | No Controls | No Controls | No Controls | No Controls | No Controls | No Controls | No Controls | No Controls | No Controls | No Controls | No Controls | No Controls | No Controls | No Controls | No Controls | No Controls | No Controls | No Controls | No Controls | No Controls | No Controls | Networked Controls Installed | Networked Controls Installed | Networked Controls Installed | Networked Controls Installed | Networked Controls Installed | Networked Controls Installed | Networked Controls Installed | Networked Controls Installed | Networked Controls Installed | Networked Controls Installed | Networked Controls Installed | Networked Controls Installed | Networked Controls Installed | Networked Controls Installed | Networked Controls Installed | Networked Controls Installed | Networked Controls Installed | Networked Controls Installed | Networked Controls Installed | Networked Controls Installed | Networked Controls Installed | Networked Controls Installed | Networked Controls Installed | Networked Controls Installed | Networked Controls Installed | Networked Controls Installed | Networked Controls Installed | 1945.72 | 1945.72 | 1945.72 | 1945.72 | 1945.72 | 1945.72 | 1945.72 | 1945.72 | 1945.72 | 1945.72 | 1945.72 | 1945.72 | 1945.72 | 1945.72 | 1945.72 | 1945.72 | 1945.72 | 1945.72 | 1945.72 | 1945.72 | 1945.72 | 1945.72 | 1945.72 | 1945.72 | 1945.72 | 1945.72 | 1945.72 | 0 | 0 | 0 | 0 | 0 | 0 | 0 | 0 | 0 | 0 | 0 | 0 | 0 | 0 | 0 | 0 | 0 | 0 | 0 | 0 | 0 | 0 | 0 | 0 | 0 | 0 | 0 | 0 | 0 | 0 | 0 | 0 | 0 | 0 | 0 | 0 | 0 | 0 | 0 | 0 | 0 | 0 | 0 | 0 | 0 | 0 | 0 | 0 | 0 | 0 | 0 | 0 | 0 | 0 | 0 | 0 | 0 | 0 | 0 | 0 | 0 | 0 | 0 | 0 | 0 | 0 | 0 | 0 | 0 | 0 | 0 | 0 | 0 | 0 | 0 | 0 | 0 | 2.7925 | 5.0544 | 8.2546 | 11.9558 | 16.318 | 22.2408 | 27.9002 | 32.1121 | 33.6953 | 31.9426 | 27.0448 | 19.4527 | 12.2057 | 6.3193 | 2.8625 | 0 | 0 | 0 | 0 | 0 | 0 | 0 | 0 | 0 | 0 | 2.7925 | 7.8468 | 16.1014 | 28.0573 | 44.3753 | 66.6161 | 94.5162 | 126.6284 | 160.3237 | 192.2663 | 219.3111 | 238.7637 | 250.9694 | 257.2887 | 260.1512 | 260.1512 | 260.1512 | 260.1512 | 260.1512 | 260.1512 | 260.1512 | 260.1512 | 260.1512 | 260.1512 | 260.1512 | 0 | 0 | 0 | 0 | 0 | 0 | 0 | 0 | 0 | 0 | 0 | 0 | 0 | 0 | 0 | 0 | 0 | 0 | 0 | 0 | 0 | 0 | 0 | 0 | 0 | 0 | 0 | 0 | 0 | 0 | 0 | 0 | 0 | 0 | 0 | 0 | 0 | 0 | 0 | 0 | 0 | 0 | 0 | 0 | 0 | 0 | 0 | 0 | 0 | 0 | 2.3736 | 4.2962 | 7.0164 | 10.1625 | 13.8703 | 18.9046 | 23.7151 | 27.2953 | 28.641 | 27.1512 | 22.9881 | 16.5348 | 10.3748 | 5.3714 | 2.4331 | 0 | 0 | 0 | 0 | 0 | 0 | 0 | 0 | 0 | 0 | 2.3736 | 6.6698 | 13.6862 | 23.8487 | 37.719 | 56.6237 | 80.3388 | 107.6341 | 136.2752 | 163.4263 | 186.4144 | 202.9492 | 213.324 | 218.6954 | 221.1286 | 221.1286 | 221.1286 | 221.1286 | 221.1286 | 221.1286 | 221.1286 | 221.1286 | 221.1286 | 221.1286 | 221.1286 | 0 | 0 | 0 | 0 | 0 | 0 | 0 | 0 | 0 | 0 | 0 | 0 | 0 | 0 | 0 | 0 | 0 | 0 | 0 | 0 | 0 | 0 | 0 | 0 | 0 | 0 | 0 | 0 | 0 | 0 | 0 | 0 | 0 | 0 | 0 | 0 | 0 | 0 | 0 | 0 | 0 | 0 | 0 | 0 | 0 | 0 | 0 | 0 | 0 | 0 | 0 | 0 | 0 | 0 | 0 | 0 | 0 | 0 | 0 | 0 | 0 | 0 | 0 | 0 | 0 | 0 | 0 | 0 | 0 | 0 | 0 | 0 | 0 | 0 | 0 | 0 | 0 | 0 | 0 | 0 | 0 | 0 | 0 | 0 | 0 | 0 | 0 | 0 | 0 | 0 | 0 | 0 | 0 | 0 | 0 | 0 | 0 | 0 | 0 | 0 | 0 | 0 | 0 | 0 | 0 | 0 | 0 | 0 | 0 | 0 | 0 | 0 | 0 | 0 | 0 | 0 | 0 | 0 | 0 | 0 | 0 | 0 | 0 | 0 | 0 | 0 | 0 | 0 | 0 | 0 | 0 | 0 | 0 | 0 | 0 | 0 | 0 | 0 | 0 | 0 | 0 | 0 | 0 | 0 | 0 | 0 | 0 | 0 | 0 | 0 | 0 | 0 | 0 | 0 | 0 | 0 | 0 | 0 | 0 | 0 | 0 | 0 | 0 | 0 | 0 | 0 | 0 | 0 | 0 | 0 | 0 | 0 | 0 | 0 | 0 | 0 | 0 | 0 | 0 | 0 | 0 | 0 | 0 | 0 | 0 | 0 | 0 | 0 | 0 | 0 | 0 | 0 | 0 | 0 | 0 | 0 | 0 | 0 | 0 | 0 | 0 | 0 | 0 | 0 | 0 | 0 | 0 | 0 | 0 | 0 | 0 | 0 | 0 | 0 | 0 | 0 | 0 | 0 | 0 | 0 | 0 | 0 | 0 | 0 | 0 | 0 | 0 | 0 | 0 | 0 | 0 | 0 | 0 | 0 | 0 | 0 | 0 | 0 | 0 | 0 | 0 | 0 | 0 | 0 | 0 | 0 | 0 | 0 | 0 | 0 | 142
OR_Residential_LI - Single Family_Existing_Space Heating_Natural Gas_Furnace | OR | Residential | LI - Single Family | New | Space Heating | Natural Gas | Gas Furnace - Maintenance | A | ORM95 | Degraded efficiency 10% below nameplate | Restored to nameplate 80% AFUE | 3 | 0 | 0 | 0 | 76.12 | 0 | 0 | 0 | 0.30173 | 0.25 | household | 0% | 0% | Retrofit | RetroEven20 | 80.75% | TBD | 0% | 0 |  | 0 |  | 0 | IL TRM - 5.3.13 - RS-HVC-FTUN-V06-200101 | GFURN_MNT-Heating-MNTRM-v2.1-1 | IL TRM - 5.3.13 - RS-HVC-FTUN-V06-200101 | Degraded efficiency 10% below nameplate | Degraded efficiency 10% below nameplate | Degraded efficiency 10% below nameplate | Degraded efficiency 10% below nameplate | Degraded efficiency 10% below nameplate | Degraded efficiency 10% below nameplate | Degraded efficiency 10% below nameplate | Degraded efficiency 10% below nameplate | Degraded efficiency 10% below nameplate | Degraded efficiency 10% below nameplate | Degraded efficiency 10% below nameplate | Degraded efficiency 10% below nameplate | Degraded efficiency 10% below nameplate | Degraded efficiency 10% below nameplate | Degraded efficiency 10% below nameplate | Degraded efficiency 10% below nameplate | Degraded efficiency 10% below nameplate | Degraded efficiency 10% below nameplate | Degraded efficiency 10% below nameplate | Degraded efficiency 10% below nameplate | Degraded efficiency 10% below nameplate | Degraded efficiency 10% below nameplate | Degraded efficiency 10% below nameplate | Degraded efficiency 10% below nameplate | Degraded efficiency 10% below nameplate | Degraded efficiency 10% below nameplate | Degraded efficiency 10% below nameplate | Restored to nameplate 80% AFUE | Restored to nameplate 80% AFUE | Restored to nameplate 80% AFUE | Restored to nameplate 80% AFUE | Restored to nameplate 80% AFUE | Restored to nameplate 80% AFUE | Restored to nameplate 80% AFUE | Restored to nameplate 80% AFUE | Restored to nameplate 80% AFUE | Restored to nameplate 80% AFUE | Restored to nameplate 80% AFUE | Restored to nameplate 80% AFUE | Restored to nameplate 80% AFUE | Restored to nameplate 80% AFUE | Restored to nameplate 80% AFUE | Restored to nameplate 80% AFUE | Restored to nameplate 80% AFUE | Restored to nameplate 80% AFUE | Restored to nameplate 80% AFUE | Restored to nameplate 80% AFUE | Restored to nameplate 80% AFUE | Restored to nameplate 80% AFUE | Restored to nameplate 80% AFUE | Restored to nameplate 80% AFUE | Restored to nameplate 80% AFUE | Restored to nameplate 80% AFUE | Restored to nameplate 80% AFUE | 76.12 | 76.12 | 76.12 | 76.12 | 76.12 | 76.12 | 76.12 | 76.12 | 76.12 | 76.12 | 76.12 | 76.12 | 76.12 | 76.12 | 76.12 | 76.12 | 76.12 | 76.12 | 76.12 | 76.12 | 76.12 | 76.12 | 76.12 | 76.12 | 76.12 | 76.12 | 76.12 | 0 | 0 | 0 | 0 | 0 | 0 | 0 | 0 | 0 | 0 | 0 | 0 | 0 | 0 | 0 | 0 | 0 | 0 | 0 | 0 | 0 | 0 | 0 | 0 | 0 | 0 | 0 | 0 | 0 | 0 | 0 | 0 | 0 | 0 | 0 | 0 | 0 | 0 | 0 | 0 | 0 | 0 | 0 | 0 | 0 | 0 | 0 | 0 | 0 | 0 | 0 | 0 | 0 | 0 | 0 | 0 | 0 | 0 | 0 | 0 | 0 | 0 | 0 | 0 | 0 | 0 | 0 | 0 | 0 | 0 | 0 | 0 | 0 | 0 | 0 | 0 | 0 | 0 | 0 | 0 | 0 | 0 | 0 | 0 | 0 | 0 | 0 | 0 | 0 | 0 | 0 | 0 | 0 | 0 | 0 | 0 | 0 | 0 | 0 | 0 | 0 | 0 | 0 | 0 | 0 | 0 | 0 | 0 | 0 | 0 | 0 | 0 | 0 | 0 | 0 | 0 | 0 | 0 | 0 | 0 | 0 | 0 | 0 | 0 | 0 | 0 | 0 | 0 | 0 | 0 | 0 | 0 | 0 | 0 | 0 | 0 | 0 | 0 | 0 | 0 | 0 | 0 | 0 | 0 | 0 | 0 | 0 | 0 | 0 | 0 | 0 | 0 | 0 | 0 | 0 | 0 | 0 | 0 | 0 | 0 | 0 | 0 | 0 | 0 | 0 | 0 | 0 | 0 | 0 | 0 | 0 | 0 | 0 | 0 | 0 | 0 | 0 | 0 | 0 | 0 | 0 | 0 | 0 | 0 | 0 | 0 | 0 | 0 | 0 | 0 | 0 | 0 | 0 | 0 | 0 | 0 | 0 | 0 | 0 | 0 | 0 | 0 | 0 | 0 | 0 | 0 | 0 | 0 | 0 | 0 | 0 | 0 | 0 | 0 | 0 | 0 | 0 | 0 | 0 | 0 | 0 | 0 | 0 | 0 | 0 | 0 | 0 | 0 | 0 | 0 | 0 | 0 | 0 | 0 | 0 | 0 | 0 | 0 | 0 | 0 | 0 | 0 | 0 | 0 | 0 | 0 | 0 | 0 | 0 | 0 | 0 | 0 | 0 | 0 | 0 | 0 | 0 | 0 | 0 | 0 | 0 | 0 | 0 | 0 | 0 | 0 | 0 | 0 | 0 | 0 | 0 | 0 | 0 | 0 | 0 | 0 | 0 | 0 | 0 | 0 | 0 | 0 | 0 | 0 | 0 | 0 | 0 | 0 | 0 | 0 | 0 | 0 | 0 | 0 | 0 | 0 | 0 | 0 | 0 | 0 | 0 | 0 | 0 | 0 | 0 | 0 | 0 | 0 | 0 | 0 | 0 | 0 | 0 | 0 | 0 | 0 | 0 | 0 | 0 | 0 | 0 | 0 | 0 | 0 | 0 | 0 | 0 | 0 | 0 | 0 | 0 | 0 | 0 | 0 | 0 | 0 | 0 | 0 | 0 | 0 | 0 | 0 | 0 | 0 | 0 | 0 | 0 | 0 | 0 | 0 | 0 | 0 | 0 | 0 | 0 | 0 | 0 | 0 | 0 | 0 | 0 | 0 | 0 | 0 | 0 | 0 | 0 | 0 | 0 | 0 | 0 | 0 | 0 | 0 | 0 | 0 | 0 | 0 | 0 | 0 | 0 | 0 | 0 | 0 | 0 | 0 | 0 | 0 | 0 | 0 | 0 | 0 | 0 | 0 | 0 | 0 | 0 | 0 | 0 | 0 | 0 | 0 | 0 | 0 | 0 | 0 | 0 | 0 | 0 | 0 | 0 | 0 | 0 | 0 | 0 | 0 | 0 | 0 | 0 | 0 | 0 | 0 | 0 | 0 | 0 | 0 | 0 | 0 | 0 | 0 | 0 | 0 | 0 | 0 | 0 | 0 | 0 | 0 | 0 | 0 | 0 | 0 | 0 | 0 | 0 | 0 | 0 | 0 | 0 | 0 | 0 | 0 | 0 | 0 | 0 | 0 | 0 | 0 | 0 | 0 | 0 | 0 | 0 | 0 | 0 | 0 | 0 | 0 | 0 | 0 | 0 | 0 | 0 | 0 | 0 | 0 | 0 | 143
OR_Residential_LI - Single Family_Existing_Space Heating_Natural Gas_Furnace | OR | Residential | LI - Single Family | New | Space Heating | Natural Gas | Gas Boiler - Hot Water Reset | A | ORM96 | No reset controls | Reset control installed | 16 | 19.1866 | 0 | 0 | 676.33 | 0 | 0 | 0 | 0.30173 | 0.25 | household | 50% | 80% | Retrofit | Retro5Med | 81.71% | TBD | 0% | 0 |  | 0 |  | 0 | IL TRM - 5.3.14 - RS-HVC-BREC-V03-210101 | IL TRM - 5.3.14 - RS-HVC-BREC-V03-210101 | IL TRM - 5.3.14 - RS-HVC-BREC-V03-210101 | No reset controls | No reset controls | No reset controls | No reset controls | No reset controls | No reset controls | No reset controls | No reset controls | No reset controls | No reset controls | No reset controls | No reset controls | No reset controls | No reset controls | No reset controls | No reset controls | No reset controls | No reset controls | No reset controls | No reset controls | No reset controls | No reset controls | No reset controls | No reset controls | No reset controls | No reset controls | No reset controls | Reset control installed | Reset control installed | Reset control installed | Reset control installed | Reset control installed | Reset control installed | Reset control installed | Reset control installed | Reset control installed | Reset control installed | Reset control installed | Reset control installed | Reset control installed | Reset control installed | Reset control installed | Reset control installed | Reset control installed | Reset control installed | Reset control installed | Reset control installed | Reset control installed | Reset control installed | Reset control installed | Reset control installed | Reset control installed | Reset control installed | Reset control installed | 676.33 | 676.33 | 676.33 | 676.33 | 676.33 | 676.33 | 676.33 | 676.33 | 676.33 | 676.33 | 676.33 | 676.33 | 676.33 | 676.33 | 676.33 | 676.33 | 676.33 | 676.33 | 676.33 | 676.33 | 676.33 | 676.33 | 676.33 | 676.33 | 676.33 | 676.33 | 676.33 | 0 | 0 | 0 | 0 | 0 | 0 | 0 | 0 | 0 | 0 | 0 | 0 | 0 | 0 | 0 | 0 | 0 | 0 | 0 | 0 | 0 | 0 | 0 | 0 | 0 | 0 | 0 | 0 | 0 | 0 | 0 | 0 | 0 | 0 | 0 | 0 | 0 | 0 | 0 | 0 | 0 | 0 | 0 | 0 | 0 | 0 | 0 | 0 | 0 | 0 | 0 | 0 | 0 | 0 | 0 | 0 | 0 | 0 | 0 | 0 | 0 | 0 | 0 | 0 | 0 | 0 | 0 | 0 | 0 | 0 | 0 | 0 | 0 | 0 | 0 | 0 | 0 | 0.0129 | 0.015839 | 0.019382 | 0.0225 | 0.025664 | 0.030004 | 0.032915 | 0.033625 | 0.031688 | 0.027238 | 0.021078 | 0.01395 | 0.0081 | 0.0039 | 0.00165 | 0.0006 | 0 | 0 | 0 | 0 | 0 | 0 | 0 | 0 | 0 | 0.0129 | 0.028739 | 0.048122 | 0.070622 | 0.096286 | 0.12629 | 0.15921 | 0.19283 | 0.22452 | 0.25176 | 0.27284 | 0.28679 | 0.29489 | 0.29879 | 0.30044 | 0.30104 | 0.30104 | 0.30104 | 0.30104 | 0.30104 | 0.30104 | 0.30104 | 0.30104 | 0.30104 | 0.30104 | 0 | 0 | 0 | 0 | 0 | 0 | 0 | 0 | 0 | 0 | 0 | 0 | 0 | 0 | 0 | 0 | 0 | 0 | 0 | 0 | 0 | 0 | 0 | 0 | 0 | 0 | 0 | 0 | 0 | 0 | 0 | 0 | 0 | 0 | 0 | 0 | 0 | 0 | 0 | 0 | 0 | 0 | 0 | 0 | 0 | 0 | 0 | 0 | 0 | 0 | 0.010965 | 0.013463 | 0.016475 | 0.019125 | 0.021814 | 0.025504 | 0.027978 | 0.028582 | 0.026935 | 0.023153 | 0.017916 | 0.011857 | 0.006885 | 0.003315 | 0.0014025 | 0.00051 | 0 | 0 | 0 | 0 | 0 | 0 | 0 | 0 | 0 | 0.010965 | 0.024428 | 0.040903 | 0.060028 | 0.081843 | 0.10735 | 0.13532 | 0.16391 | 0.19084 | 0.21399 | 0.23191 | 0.24377 | 0.25065 | 0.25397 | 0.25537 | 0.25588 | 0.25588 | 0.25588 | 0.25588 | 0.25588 | 0.25588 | 0.25588 | 0.25588 | 0.25588 | 0.25588 | 0 | 0 | 0 | 0 | 0 | 0 | 0 | 0 | 0 | 0 | 0 | 0 | 0 | 0 | 0 | 0 | 0 | 0 | 0 | 0 | 0 | 0 | 0 | 0 | 0 | 0 | 0 | 0 | 0 | 0 | 0 | 0 | 0 | 0 | 0 | 0 | 0 | 0 | 0 | 0 | 0 | 0 | 0 | 0 | 0 | 0 | 0 | 0 | 0 | 0 | 0 | 0 | 0 | 0 | 0 | 0 | 0 | 0 | 0 | 0 | 0 | 0 | 0 | 0 | 0 | 0 | 0 | 0 | 0 | 0 | 0 | 0 | 0 | 0 | 0 | 0 | 0 | 0 | 0 | 0 | 0 | 0 | 0 | 0 | 0 | 0 | 0 | 0 | 0 | 0 | 0 | 0 | 0 | 0 | 0 | 0 | 0 | 0 | 0 | 0 | 0 | 0 | 0 | 0 | 0 | 0 | 0 | 0 | 0 | 0 | 0 | 0 | 0 | 0 | 0 | 0 | 0 | 0 | 0 | 0 | 0 | 0 | 0 | 0 | 0 | 0 | 0 | 0 | 0 | 0 | 0 | 0 | 0 | 0 | 0 | 0 | 0 | 0 | 0 | 0 | 0 | 0 | 0 | 0 | 0 | 0 | 0 | 0 | 0 | 0 | 0 | 0 | 0 | 0 | 0 | 0 | 0 | 0 | 0 | 0 | 0 | 0 | 0 | 0 | 0 | 0 | 0 | 0 | 0 | 0 | 0 | 0 | 0 | 0 | 0 | 0 | 0 | 0 | 0 | 0 | 0 | 0 | 0 | 0 | 0 | 0 | 0 | 0 | 0 | 0 | 0 | 0 | 0 | 0 | 0 | 0 | 0 | 0 | 0 | 0 | 0 | 0 | 0 | 0 | 0 | 0 | 0 | 0 | 0 | 0 | 0 | 0 | 0 | 0 | 0 | 0 | 0 | 0 | 0 | 0 | 0 | 0 | 0 | 0 | 0 | 0 | 0 | 0 | 0 | 0 | 0 | 0 | 0 | 0 | 0 | 0 | 0 | 0 | 0 | 0 | 0 | 0 | 0 | 0 | 0 | 0 | 0 | 0 | 0 | 0 | 144
OR_Residential_LI - Single Family_Existing_Space Heating_Natural Gas_Furnace | OR | Residential | LI - Single Family | New | Space Heating | Natural Gas | Gas Boiler - Steam Trap Maintenance | A | ORM97 | Degraded system | Cleaned and restored | 6 | 0 | 0 | 0 | 79.68 | 0 | 0 | 0 | 0.30173 | 0.25 | perBldg | 0% | 0% | Retrofit | RetroEven20 | 80.75% | TBD | 0% | 0 |  | 0 |  | 0 | IL TRM - 4.4.16 - CI-HVC-STRE-V08-210101 | IL TRM - 4.4.16 - CI-HVC-STRE-V08-210101 | IL TRM - 4.4.16 - CI-HVC-STRE-V08-210101 | Degraded system | Degraded system | Degraded system | Degraded system | Degraded system | Degraded system | Degraded system | Degraded system | Degraded system | Degraded system | Degraded system | Degraded system | Degraded system | Degraded system | Degraded system | Degraded system | Degraded system | Degraded system | Degraded system | Degraded system | Degraded system | Degraded system | Degraded system | Degraded system | Degraded system | Degraded system | Degraded system | Cleaned and restored | Cleaned and restored | Cleaned and restored | Cleaned and restored | Cleaned and restored | Cleaned and restored | Cleaned and restored | Cleaned and restored | Cleaned and restored | Cleaned and restored | Cleaned and restored | Cleaned and restored | Cleaned and restored | Cleaned and restored | Cleaned and restored | Cleaned and restored | Cleaned and restored | Cleaned and restored | Cleaned and restored | Cleaned and restored | Cleaned and restored | Cleaned and restored | Cleaned and restored | Cleaned and restored | Cleaned and restored | Cleaned and restored | Cleaned and restored | 79.68 | 79.68 | 79.68 | 79.68 | 79.68 | 79.68 | 79.68 | 79.68 | 79.68 | 79.68 | 79.68 | 79.68 | 79.68 | 79.68 | 79.68 | 79.68 | 79.68 | 79.68 | 79.68 | 79.68 | 79.68 | 79.68 | 79.68 | 79.68 | 79.68 | 79.68 | 79.68 | 0 | 0 | 0 | 0 | 0 | 0 | 0 | 0 | 0 | 0 | 0 | 0 | 0 | 0 | 0 | 0 | 0 | 0 | 0 | 0 | 0 | 0 | 0 | 0 | 0 | 0 | 0 | 0 | 0 | 0 | 0 | 0 | 0 | 0 | 0 | 0 | 0 | 0 | 0 | 0 | 0 | 0 | 0 | 0 | 0 | 0 | 0 | 0 | 0 | 0 | 0 | 0 | 0 | 0 | 0 | 0 | 0 | 0 | 0 | 0 | 0 | 0 | 0 | 0 | 0 | 0 | 0 | 0 | 0 | 0 | 0 | 0 | 0 | 0 | 0 | 0 | 0 | 0 | 0 | 0 | 0 | 0 | 0 | 0 | 0 | 0 | 0 | 0 | 0 | 0 | 0 | 0 | 0 | 0 | 0 | 0 | 0 | 0 | 0 | 0 | 0 | 0 | 0 | 0 | 0 | 0 | 0 | 0 | 0 | 0 | 0 | 0 | 0 | 0 | 0 | 0 | 0 | 0 | 0 | 0 | 0 | 0 | 0 | 0 | 0 | 0 | 0 | 0 | 0 | 0 | 0 | 0 | 0 | 0 | 0 | 0 | 0 | 0 | 0 | 0 | 0 | 0 | 0 | 0 | 0 | 0 | 0 | 0 | 0 | 0 | 0 | 0 | 0 | 0 | 0 | 0 | 0 | 0 | 0 | 0 | 0 | 0 | 0 | 0 | 0 | 0 | 0 | 0 | 0 | 0 | 0 | 0 | 0 | 0 | 0 | 0 | 0 | 0 | 0 | 0 | 0 | 0 | 0 | 0 | 0 | 0 | 0 | 0 | 0 | 0 | 0 | 0 | 0 | 0 | 0 | 0 | 0 | 0 | 0 | 0 | 0 | 0 | 0 | 0 | 0 | 0 | 0 | 0 | 0 | 0 | 0 | 0 | 0 | 0 | 0 | 0 | 0 | 0 | 0 | 0 | 0 | 0 | 0 | 0 | 0 | 0 | 0 | 0 | 0 | 0 | 0 | 0 | 0 | 0 | 0 | 0 | 0 | 0 | 0 | 0 | 0 | 0 | 0 | 0 | 0 | 0 | 0 | 0 | 0 | 0 | 0 | 0 | 0 | 0 | 0 | 0 | 0 | 0 | 0 | 0 | 0 | 0 | 0 | 0 | 0 | 0 | 0 | 0 | 0 | 0 | 0 | 0 | 0 | 0 | 0 | 0 | 0 | 0 | 0 | 0 | 0 | 0 | 0 | 0 | 0 | 0 | 0 | 0 | 0 | 0 | 0 | 0 | 0 | 0 | 0 | 0 | 0 | 0 | 0 | 0 | 0 | 0 | 0 | 0 | 0 | 0 | 0 | 0 | 0 | 0 | 0 | 0 | 0 | 0 | 0 | 0 | 0 | 0 | 0 | 0 | 0 | 0 | 0 | 0 | 0 | 0 | 0 | 0 | 0 | 0 | 0 | 0 | 0 | 0 | 0 | 0 | 0 | 0 | 0 | 0 | 0 | 0 | 0 | 0 | 0 | 0 | 0 | 0 | 0 | 0 | 0 | 0 | 0 | 0 | 0 | 0 | 0 | 0 | 0 | 0 | 0 | 0 | 0 | 0 | 0 | 0 | 0 | 0 | 0 | 0 | 0 | 0 | 0 | 0 | 0 | 0 | 0 | 0 | 0 | 0 | 0 | 0 | 0 | 0 | 0 | 0 | 0 | 0 | 0 | 0 | 0 | 0 | 0 | 0 | 0 | 0 | 0 | 0 | 0 | 0 | 0 | 0 | 0 | 0 | 0 | 0 | 0 | 0 | 0 | 0 | 0 | 0 | 0 | 0 | 0 | 0 | 0 | 0 | 0 | 0 | 0 | 0 | 0 | 0 | 0 | 0 | 0 | 0 | 0 | 0 | 0 | 0 | 0 | 0 | 0 | 0 | 0 | 0 | 0 | 0 | 0 | 0 | 0 | 0 | 0 | 0 | 0 | 0 | 0 | 0 | 0 | 0 | 0 | 0 | 0 | 0 | 0 | 0 | 0 | 0 | 0 | 0 | 0 | 0 | 0 | 0 | 0 | 0 | 0 | 0 | 0 | 0 | 0 | 0 | 0 | 0 | 0 | 145
OR_Residential_LI - Single Family_Existing_Space Heating_Natural Gas_Furnace | OR | Residential | LI - Single Family | New | Space Heating | Natural Gas | Gas Boiler - Maintenance | A | ORM98 | Degraded efficiency 10% below nameplate | Restored to nameplate 80% AFUE | 3 | 0 | 0 | 0 | 122.57 | 0 | 0 | 0 | 0.30173 | 0.25 | household | 0% | 0% | Retrofit | RetroEven20 | 80.75% | TBD | 0% | 0 |  | 0 |  | 0 | IL TRM - 5.3.13 - RS-HVC-FTUN-V06-210101 | RSMeans 2015 | BEST | Degraded efficiency 10% below nameplate | Degraded efficiency 10% below nameplate | Degraded efficiency 10% below nameplate | Degraded efficiency 10% below nameplate | Degraded efficiency 10% below nameplate | Degraded efficiency 10% below nameplate | Degraded efficiency 10% below nameplate | Degraded efficiency 10% below nameplate | Degraded efficiency 10% below nameplate | Degraded efficiency 10% below nameplate | Degraded efficiency 10% below nameplate | Degraded efficiency 10% below nameplate | Degraded efficiency 10% below nameplate | Degraded efficiency 10% below nameplate | Degraded efficiency 10% below nameplate | Degraded efficiency 10% below nameplate | Degraded efficiency 10% below nameplate | Degraded efficiency 10% below nameplate | Degraded efficiency 10% below nameplate | Degraded efficiency 10% below nameplate | Degraded efficiency 10% below nameplate | Degraded efficiency 10% below nameplate | Degraded efficiency 10% below nameplate | Degraded efficiency 10% below nameplate | Degraded efficiency 10% below nameplate | Degraded efficiency 10% below nameplate | Degraded efficiency 10% below nameplate | Restored to nameplate 80% AFUE | Restored to nameplate 80% AFUE | Restored to nameplate 80% AFUE | Restored to nameplate 80% AFUE | Restored to nameplate 80% AFUE | Restored to nameplate 80% AFUE | Restored to nameplate 80% AFUE | Restored to nameplate 80% AFUE | Restored to nameplate 80% AFUE | Restored to nameplate 80% AFUE | Restored to nameplate 80% AFUE | Restored to nameplate 80% AFUE | Restored to nameplate 80% AFUE | Restored to nameplate 80% AFUE | Restored to nameplate 80% AFUE | Restored to nameplate 80% AFUE | Restored to nameplate 80% AFUE | Restored to nameplate 80% AFUE | Restored to nameplate 80% AFUE | Restored to nameplate 80% AFUE | Restored to nameplate 80% AFUE | Restored to nameplate 80% AFUE | Restored to nameplate 80% AFUE | Restored to nameplate 80% AFUE | Restored to nameplate 80% AFUE | Restored to nameplate 80% AFUE | Restored to nameplate 80% AFUE | 122.57 | 122.57 | 122.57 | 122.57 | 122.57 | 122.57 | 122.57 | 122.57 | 122.57 | 122.57 | 122.57 | 122.57 | 122.57 | 122.57 | 122.57 | 122.57 | 122.57 | 122.57 | 122.57 | 122.57 | 122.57 | 122.57 | 122.57 | 122.57 | 122.57 | 122.57 | 122.57 | 0 | 0 | 0 | 0 | 0 | 0 | 0 | 0 | 0 | 0 | 0 | 0 | 0 | 0 | 0 | 0 | 0 | 0 | 0 | 0 | 0 | 0 | 0 | 0 | 0 | 0 | 0 | 0 | 0 | 0 | 0 | 0 | 0 | 0 | 0 | 0 | 0 | 0 | 0 | 0 | 0 | 0 | 0 | 0 | 0 | 0 | 0 | 0 | 0 | 0 | 0 | 0 | 0 | 0 | 0 | 0 | 0 | 0 | 0 | 0 | 0 | 0 | 0 | 0 | 0 | 0 | 0 | 0 | 0 | 0 | 0 | 0 | 0 | 0 | 0 | 0 | 0 | 0 | 0 | 0 | 0 | 0 | 0 | 0 | 0 | 0 | 0 | 0 | 0 | 0 | 0 | 0 | 0 | 0 | 0 | 0 | 0 | 0 | 0 | 0 | 0 | 0 | 0 | 0 | 0 | 0 | 0 | 0 | 0 | 0 | 0 | 0 | 0 | 0 | 0 | 0 | 0 | 0 | 0 | 0 | 0 | 0 | 0 | 0 | 0 | 0 | 0 | 0 | 0 | 0 | 0 | 0 | 0 | 0 | 0 | 0 | 0 | 0 | 0 | 0 | 0 | 0 | 0 | 0 | 0 | 0 | 0 | 0 | 0 | 0 | 0 | 0 | 0 | 0 | 0 | 0 | 0 | 0 | 0 | 0 | 0 | 0 | 0 | 0 | 0 | 0 | 0 | 0 | 0 | 0 | 0 | 0 | 0 | 0 | 0 | 0 | 0 | 0 | 0 | 0 | 0 | 0 | 0 | 0 | 0 | 0 | 0 | 0 | 0 | 0 | 0 | 0 | 0 | 0 | 0 | 0 | 0 | 0 | 0 | 0 | 0 | 0 | 0 | 0 | 0 | 0 | 0 | 0 | 0 | 0 | 0 | 0 | 0 | 0 | 0 | 0 | 0 | 0 | 0 | 0 | 0 | 0 | 0 | 0 | 0 | 0 | 0 | 0 | 0 | 0 | 0 | 0 | 0 | 0 | 0 | 0 | 0 | 0 | 0 | 0 | 0 | 0 | 0 | 0 | 0 | 0 | 0 | 0 | 0 | 0 | 0 | 0 | 0 | 0 | 0 | 0 | 0 | 0 | 0 | 0 | 0 | 0 | 0 | 0 | 0 | 0 | 0 | 0 | 0 | 0 | 0 | 0 | 0 | 0 | 0 | 0 | 0 | 0 | 0 | 0 | 0 | 0 | 0 | 0 | 0 | 0 | 0 | 0 | 0 | 0 | 0 | 0 | 0 | 0 | 0 | 0 | 0 | 0 | 0 | 0 | 0 | 0 | 0 | 0 | 0 | 0 | 0 | 0 | 0 | 0 | 0 | 0 | 0 | 0 | 0 | 0 | 0 | 0 | 0 | 0 | 0 | 0 | 0 | 0 | 0 | 0 | 0 | 0 | 0 | 0 | 0 | 0 | 0 | 0 | 0 | 0 | 0 | 0 | 0 | 0 | 0 | 0 | 0 | 0 | 0 | 0 | 0 | 0 | 0 | 0 | 0 | 0 | 0 | 0 | 0 | 0 | 0 | 0 | 0 | 0 | 0 | 0 | 0 | 0 | 0 | 0 | 0 | 0 | 0 | 0 | 0 | 0 | 0 | 0 | 0 | 0 | 0 | 0 | 0 | 0 | 0 | 0 | 0 | 0 | 0 | 0 | 0 | 0 | 0 | 0 | 0 | 0 | 0 | 0 | 0 | 0 | 0 | 0 | 0 | 0 | 0 | 0 | 0 | 0 | 0 | 0 | 0 | 0 | 0 | 0 | 0 | 0 | 0 | 0 | 0 | 0 | 0 | 0 | 0 | 0 | 0 | 0 | 0 | 0 | 0 | 0 | 0 | 0 | 0 | 0 | 0 | 0 | 0 | 0 | 0 | 0 | 0 | 0 | 0 | 0 | 0 | 0 | 0 | 0 | 0 | 0 | 0 | 0 | 0 | 0 | 0 | 0 | 0 | 0 | 0 | 0 | 0 | 0 | 0 | 0 | 0 | 0 | 0 | 0 | 0 | 0 | 0 | 0 | 0 | 0 | 0 | 0 | 0 | 0 | 0 | 0 | 0 | 146
OR_Residential_LI - Single Family_Existing_Space Heating_Natural Gas_Furnace | OR | Residential | LI - Single Family | New | Space Heating | Natural Gas | Gas Boiler - Pipe Insulation | A | ORM99 | No insulation | Pipe insulated throughout home | 15 | 0.3 | 0 | 0 | 3.06 | 0 | 0 | 0 | 0.30173 | 0.25 | boil pipe | 22% | 25% | Retrofit | Retro12Med | 75.44% | TBD | 0% | 0 |  | 0 |  | 0 | IL TRM - 5.3.2 - RS-HVC-PINS-V05-220101 | IL TRM - 5.3.2 - RS-HVC-PINS-V05-220101 | IL TRM - 5.3.2 - RS-HVC-PINS-V05-220101 | No insulation | No insulation | No insulation | No insulation | No insulation | No insulation | No insulation | No insulation | No insulation | No insulation | No insulation | No insulation | No insulation | No insulation | No insulation | No insulation | No insulation | No insulation | No insulation | No insulation | No insulation | No insulation | No insulation | No insulation | No insulation | No insulation | No insulation | Pipe insulated throughout home | Pipe insulated throughout home | Pipe insulated throughout home | Pipe insulated throughout home | Pipe insulated throughout home | Pipe insulated throughout home | Pipe insulated throughout home | Pipe insulated throughout home | Pipe insulated throughout home | Pipe insulated throughout home | Pipe insulated throughout home | Pipe insulated throughout home | Pipe insulated throughout home | Pipe insulated throughout home | Pipe insulated throughout home | Pipe insulated throughout home | Pipe insulated throughout home | Pipe insulated throughout home | Pipe insulated throughout home | Pipe insulated throughout home | Pipe insulated throughout home | Pipe insulated throughout home | Pipe insulated throughout home | Pipe insulated throughout home | Pipe insulated throughout home | Pipe insulated throughout home | Pipe insulated throughout home | 3.06 | 3.06 | 3.06 | 3.06 | 3.06 | 3.06 | 3.06 | 3.06 | 3.06 | 3.06 | 3.06 | 3.06 | 3.06 | 3.06 | 3.06 | 3.06 | 3.06 | 3.06 | 3.06 | 3.06 | 3.06 | 3.06 | 3.06 | 3.06 | 3.06 | 3.06 | 3.06 | 0 | 0 | 0 | 0 | 0 | 0 | 0 | 0 | 0 | 0 | 0 | 0 | 0 | 0 | 0 | 0 | 0 | 0 | 0 | 0 | 0 | 0 | 0 | 0 | 0 | 0 | 0 | 0 | 0 | 0 | 0 | 0 | 0 | 0 | 0 | 0 | 0 | 0 | 0 | 0 | 0 | 0 | 0 | 0 | 0 | 0 | 0 | 0 | 0 | 0 | 0 | 0 | 0 | 0 | 0 | 0 | 0 | 0 | 0 | 0 | 0 | 0 | 0 | 0 | 0 | 0 | 0 | 0 | 0 | 0 | 0 | 0 | 0 | 0 | 0 | 0 | 0 | 0.315 | 0.315 | 0.315 | 0.315 | 0.315 | 0.2835 | 0.2268 | 0.18144 | 0.14515 | 0.11612 | 0.092898 | 0.074318 | 0.059454 | 0.047564 | 0.038051 | 0 | 0 | 0 | 0 | 0 | 0 | 0 | 0 | 0 | 0 | 0.315 | 0.63 | 0.945 | 1.26 | 1.575 | 1.8585 | 2.0853 | 2.2667 | 2.4119 | 2.528 | 2.6209 | 2.6952 | 2.7547 | 2.8023 | 2.8403 | 2.8403 | 2.8403 | 2.8403 | 2.8403 | 2.8403 | 2.8403 | 2.8403 | 2.8403 | 2.8403 | 2.8403 | 0 | 0 | 0 | 0 | 0 | 0 | 0 | 0 | 0 | 0 | 0 | 0 | 0 | 0 | 0 | 0 | 0 | 0 | 0 | 0 | 0 | 0 | 0 | 0 | 0 | 0 | 0 | 0 | 0 | 0 | 0 | 0 | 0 | 0 | 0 | 0 | 0 | 0 | 0 | 0 | 0 | 0 | 0 | 0 | 0 | 0 | 0 | 0 | 0 | 0 | 0.26775 | 0.26775 | 0.26775 | 0.26775 | 0.26775 | 0.24098 | 0.19278 | 0.15422 | 0.12338 | 0.098704 | 0.078963 | 0.06317 | 0.050536 | 0.040429 | 0.032343 | 0 | 0 | 0 | 0 | 0 | 0 | 0 | 0 | 0 | 0 | 0.26775 | 0.5355 | 0.80325 | 1.071 | 1.3388 | 1.5797 | 1.7725 | 1.9267 | 2.0501 | 2.1488 | 2.2278 | 2.291 | 2.3415 | 2.3819 | 2.4143 | 2.4143 | 2.4143 | 2.4143 | 2.4143 | 2.4143 | 2.4143 | 2.4143 | 2.4143 | 2.4143 | 2.4143 | 0 | 0 | 0 | 0 | 0 | 0 | 0 | 0 | 0 | 0 | 0 | 0 | 0 | 0 | 0 | 0 | 0 | 0 | 0 | 0 | 0 | 0 | 0 | 0 | 0 | 0 | 0 | 0 | 0 | 0 | 0 | 0 | 0 | 0 | 0 | 0 | 0 | 0 | 0 | 0 | 0 | 0 | 0 | 0 | 0 | 0 | 0 | 0 | 0 | 0 | 0 | 0 | 0 | 0 | 0 | 0 | 0 | 0 | 0 | 0 | 0 | 0 | 0 | 0 | 0 | 0 | 0 | 0 | 0 | 0 | 0 | 0 | 0 | 0 | 0 | 0 | 0 | 0 | 0 | 0 | 0 | 0 | 0 | 0 | 0 | 0 | 0 | 0 | 0 | 0 | 0 | 0 | 0 | 0 | 0 | 0 | 0 | 0 | 0 | 0 | 0 | 0 | 0 | 0 | 0 | 0 | 0 | 0 | 0 | 0 | 0 | 0 | 0 | 0 | 0 | 0 | 0 | 0 | 0 | 0 | 0 | 0 | 0 | 0 | 0 | 0 | 0 | 0 | 0 | 0 | 0 | 0 | 0 | 0 | 0 | 0 | 0 | 0 | 0 | 0 | 0 | 0 | 0 | 0 | 0 | 0 | 0 | 0 | 0 | 0 | 0 | 0 | 0 | 0 | 0 | 0 | 0 | 0 | 0 | 0 | 0 | 0 | 0 | 0 | 0 | 0 | 0 | 0 | 0 | 0 | 0 | 0 | 0 | 0 | 0 | 0 | 0 | 0 | 0 | 0 | 0 | 0 | 0 | 0 | 0 | 0 | 0 | 0 | 0 | 0 | 0 | 0 | 0 | 0 | 0 | 0 | 0 | 0 | 0 | 0 | 0 | 0 | 0 | 0 | 0 | 0 | 0 | 0 | 0 | 0 | 0 | 0 | 0 | 0 | 0 | 0 | 0 | 0 | 0 | 0 | 0 | 0 | 0 | 0 | 0 | 0 | 0 | 0 | 0 | 0 | 0 | 0 | 0 | 0 | 0 | 0 | 0 | 0 | 0 | 0 | 0 | 0 | 0 | 0 | 0 | 0 | 0 | 0 | 0 | 0 | 147
OR_Residential_LI - Single Family_Existing_Space Heating_Natural Gas_Furnace | OR | Residential | LI - Single Family | New | Space Heating | Natural Gas | Gas Boiler - Thermostatic Radiator Valves | A | ORM100 | None | Installed | 15 | 3.8373 | 0 | 0 | 43.19 | 0 | 0 | 0 | 0.30173 | 0.25 | radiator | 0% | 5% | Retrofit | Retro5Med | 81.71% | TBD | 0% | 0 |  | 0 |  | 0 | IL TRM - 5.3.19 - RS-HVC-TRVS-V01-210101 | AEG Cost Characterization, 2021 | IL TRM - 5.3.19 - RS-HVC-TRVS-V01-210101 | None | None | None | None | None | None | None | None | None | None | None | None | None | None | None | None | None | None | None | None | None | None | None | None | None | None | None | Installed | Installed | Installed | Installed | Installed | Installed | Installed | Installed | Installed | Installed | Installed | Installed | Installed | Installed | Installed | Installed | Installed | Installed | Installed | Installed | Installed | Installed | Installed | Installed | Installed | Installed | Installed | 43.19 | 43.19 | 43.19 | 43.19 | 43.19 | 43.19 | 43.19 | 43.19 | 43.19 | 43.19 | 43.19 | 43.19 | 43.19 | 43.19 | 43.19 | 43.19 | 43.19 | 43.19 | 43.19 | 43.19 | 43.19 | 43.19 | 43.19 | 43.19 | 43.19 | 43.19 | 43.19 | 0 | 0 | 0 | 0 | 0 | 0 | 0 | 0 | 0 | 0 | 0 | 0 | 0 | 0 | 0 | 0 | 0 | 0 | 0 | 0 | 0 | 0 | 0 | 0 | 0 | 0 | 0 | 0 | 0 | 0 | 0 | 0 | 0 | 0 | 0 | 0 | 0 | 0 | 0 | 0 | 0 | 0 | 0 | 0 | 0 | 0 | 0 | 0 | 0 | 0 | 0 | 0 | 0 | 0 | 0 | 0 | 0 | 0 | 0 | 0 | 0 | 0 | 0 | 0 | 0 | 0 | 0 | 0 | 0 | 0 | 0 | 0 | 0 | 0 | 0 | 0 | 0 | 0.01075 | 0.013199 | 0.016152 | 0.01875 | 0.021387 | 0.025004 | 0.027429 | 0.028021 | 0.026407 | 0.022699 | 0.017565 | 0.011625 | 0.00675 | 0.00325 | 0.001375 | 0 | 0 | 0 | 0 | 0 | 0 | 0 | 0 | 0 | 0 | 0.01075 | 0.023949 | 0.040101 | 0.058851 | 0.080238 | 0.10524 | 0.13267 | 0.16069 | 0.1871 | 0.2098 | 0.22736 | 0.23899 | 0.24574 | 0.24899 | 0.25036 | 0.25036 | 0.25036 | 0.25036 | 0.25036 | 0.25036 | 0.25036 | 0.25036 | 0.25036 | 0.25036 | 0.25036 | 0 | 0 | 0 | 0 | 0 | 0 | 0 | 0 | 0 | 0 | 0 | 0 | 0 | 0 | 0 | 0 | 0 | 0 | 0 | 0 | 0 | 0 | 0 | 0 | 0 | 0 | 0 | 0 | 0 | 0 | 0 | 0 | 0 | 0 | 0 | 0 | 0 | 0 | 0 | 0 | 0 | 0 | 0 | 0 | 0 | 0 | 0 | 0 | 0 | 0 | 0.0091375 | 0.011219 | 0.013729 | 0.015938 | 0.018179 | 0.021253 | 0.023315 | 0.023818 | 0.022446 | 0.019294 | 0.01493 | 0.0098812 | 0.0057375 | 0.0027625 | 0.0011687 | 0 | 0 | 0 | 0 | 0 | 0 | 0 | 0 | 0 | 0 | 0.0091375 | 0.020357 | 0.034086 | 0.050024 | 0.068202 | 0.089456 | 0.11277 | 0.13659 | 0.15903 | 0.17833 | 0.19326 | 0.20314 | 0.20888 | 0.21164 | 0.21281 | 0.21281 | 0.21281 | 0.21281 | 0.21281 | 0.21281 | 0.21281 | 0.21281 | 0.21281 | 0.21281 | 0.21281 | 0 | 0 | 0 | 0 | 0 | 0 | 0 | 0 | 0 | 0 | 0 | 0 | 0 | 0 | 0 | 0 | 0 | 0 | 0 | 0 | 0 | 0 | 0 | 0 | 0 | 0 | 0 | 0 | 0 | 0 | 0 | 0 | 0 | 0 | 0 | 0 | 0 | 0 | 0 | 0 | 0 | 0 | 0 | 0 | 0 | 0 | 0 | 0 | 0 | 0 | 0 | 0 | 0 | 0 | 0 | 0 | 0 | 0 | 0 | 0 | 0 | 0 | 0 | 0 | 0 | 0 | 0 | 0 | 0 | 0 | 0 | 0 | 0 | 0 | 0 | 0 | 0 | 0 | 0 | 0 | 0 | 0 | 0 | 0 | 0 | 0 | 0 | 0 | 0 | 0 | 0 | 0 | 0 | 0 | 0 | 0 | 0 | 0 | 0 | 0 | 0 | 0 | 0 | 0 | 0 | 0 | 0 | 0 | 0 | 0 | 0 | 0 | 0 | 0 | 0 | 0 | 0 | 0 | 0 | 0 | 0 | 0 | 0 | 0 | 0 | 0 | 0 | 0 | 0 | 0 | 0 | 0 | 0 | 0 | 0 | 0 | 0 | 0 | 0 | 0 | 0 | 0 | 0 | 0 | 0 | 0 | 0 | 0 | 0 | 0 | 0 | 0 | 0 | 0 | 0 | 0 | 0 | 0 | 0 | 0 | 0 | 0 | 0 | 0 | 0 | 0 | 0 | 0 | 0 | 0 | 0 | 0 | 0 | 0 | 0 | 0 | 0 | 0 | 0 | 0 | 0 | 0 | 0 | 0 | 0 | 0 | 0 | 0 | 0 | 0 | 0 | 0 | 0 | 0 | 0 | 0 | 0 | 0 | 0 | 0 | 0 | 0 | 0 | 0 | 0 | 0 | 0 | 0 | 0 | 0 | 0 | 0 | 0 | 0 | 0 | 0 | 0 | 0 | 0 | 0 | 0 | 0 | 0 | 0 | 0 | 0 | 0 | 0 | 0 | 0 | 0 | 0 | 0 | 0 | 0 | 0 | 0 | 0 | 0 | 0 | 0 | 0 | 0 | 0 | 0 | 0 | 0 | 0 | 0 | 0 | 148
OR_Residential_LI - Single Family_Existing_Space Heating_Natural Gas_Furnace | OR | Residential | LI - Single Family | New | Space Heating | Natural Gas | Ceiling Fan - ENERGY STAR | A | ORM101 | Standard ceiling fan | Energy Star certified ceiling fan | 10 | 0 | 0 | 0 | 33.93 | 0 | 0 | 0 | 0.30173 | 0.45 | ceiling fans | 16.2% | 60% | Retrofit | Retro1Slow | 84.81% | TBD | 0% | 0 |  | 0 |  | 0 | IL TRM - RS-HVC-CFAN-V03-200101 | IL TRM - RS-HVC-CFAN-V03-200101 | IL TRM - RS-HVC-CFAN-V03-200101 | Standard ceiling fan | Standard ceiling fan | Standard ceiling fan | Standard ceiling fan | Standard ceiling fan | Standard ceiling fan | Standard ceiling fan | Standard ceiling fan | Standard ceiling fan | Standard ceiling fan | Standard ceiling fan | Standard ceiling fan | Standard ceiling fan | Standard ceiling fan | Standard ceiling fan | Standard ceiling fan | Standard ceiling fan | Standard ceiling fan | Standard ceiling fan | Standard ceiling fan | Standard ceiling fan | Standard ceiling fan | Standard ceiling fan | Standard ceiling fan | Standard ceiling fan | Standard ceiling fan | Standard ceiling fan | Energy Star certified ceiling fan | Energy Star certified ceiling fan | Energy Star certified ceiling fan | Energy Star certified ceiling fan | Energy Star certified ceiling fan | Energy Star certified ceiling fan | Energy Star certified ceiling fan | Energy Star certified ceiling fan | Energy Star certified ceiling fan | Energy Star certified ceiling fan | Energy Star certified ceiling fan | Energy Star certified ceiling fan | Energy Star certified ceiling fan | Energy Star certified ceiling fan | Energy Star certified ceiling fan | Energy Star certified ceiling fan | Energy Star certified ceiling fan | Energy Star certified ceiling fan | Energy Star certified ceiling fan | Energy Star certified ceiling fan | Energy Star certified ceiling fan | Energy Star certified ceiling fan | Energy Star certified ceiling fan | Energy Star certified ceiling fan | Energy Star certified ceiling fan | Energy Star certified ceiling fan | Energy Star certified ceiling fan | 33.93 | 33.93 | 33.93 | 33.93 | 33.93 | 33.93 | 33.93 | 33.93 | 33.93 | 33.93 | 33.93 | 33.93 | 33.93 | 33.93 | 33.93 | 33.93 | 33.93 | 33.93 | 33.93 | 33.93 | 33.93 | 33.93 | 33.93 | 33.93 | 33.93 | 33.93 | 33.93 | 0 | 0 | 0 | 0 | 0 | 0 | 0 | 0 | 0 | 0 | 0 | 0 | 0 | 0 | 0 | 0 | 0 | 0 | 0 | 0 | 0 | 0 | 0 | 0 | 0 | 0 | 0 | 0 | 0 | 0 | 0 | 0 | 0 | 0 | 0 | 0 | 0 | 0 | 0 | 0 | 0 | 0 | 0 | 0 | 0 | 0 | 0 | 0 | 0 | 0 | 0 | 0 | 0 | 0 | 0 | 0 | 0 | 0 | 0 | 0 | 0 | 0 | 0 | 0 | 0 | 0 | 0 | 0 | 0 | 0 | 0 | 0 | 0 | 0 | 0 | 0 | 0 | 0.65461 | 1.9414 | 4.6302 | 9.4581 | 17.2896 | 29.0554 | 45.4895 | 66.8727 | 92.6942 | 121.336 | 149.2606 | 172.5184 | 185.9206 | 184.9593 | 166.9286 | 134.5085 | 88.3488 | 31.9777 | 0 | 0 | 0 | 0 | 0 | 0 | 0 | 0.65461 | 2.596 | 7.2262 | 16.6843 | 33.9739 | 63.0293 | 108.5188 | 175.3915 | 268.0857 | 389.4217 | 538.6823 | 711.2007 | 897.1213 | 1082.0807 | 1249.0092 | 1383.5177 | 1471.8665 | 1503.8442 | 1503.8442 | 1503.8442 | 1503.8442 | 1503.8442 | 1503.8442 | 1503.8442 | 1503.8442 | 0 | 0 | 0 | 0 | 0 | 0 | 0 | 0 | 0 | 0 | 0 | 0 | 0 | 0 | 0 | 0 | 0 | 0 | 0 | 0 | 0 | 0 | 0 | 0 | 0 | 0 | 0 | 0 | 0 | 0 | 0 | 0 | 0 | 0 | 0 | 0 | 0 | 0 | 0 | 0 | 0 | 0 | 0 | 0 | 0 | 0 | 0 | 0 | 0 | 0 | 0.55642 | 1.6502 | 3.9357 | 8.0394 | 14.6962 | 24.6971 | 38.6661 | 56.8418 | 78.7901 | 103.1356 | 126.8715 | 146.6406 | 158.0325 | 157.2154 | 141.8893 | 114.3322 | 75.0965 | 27.181 | 0 | 0 | 0 | 0 | 0 | 0 | 0 | 0.55642 | 2.2066 | 6.1423 | 14.1817 | 28.8779 | 53.5749 | 92.241 | 149.0828 | 227.8729 | 331.0084 | 457.88 | 604.5206 | 762.5531 | 919.7686 | 1061.6578 | 1175.9901 | 1251.0865 | 1278.2675 | 1278.2675 | 1278.2675 | 1278.2675 | 1278.2675 | 1278.2675 | 1278.2675 | 1278.2675 | 0 | 0 | 0 | 0 | 0 | 0 | 0 | 0 | 0 | 0 | 0 | 0 | 0 | 0 | 0 | 0 | 0 | 0 | 0 | 0 | 0 | 0 | 0 | 0 | 0 | 0 | 0 | 0 | 0 | 0 | 0 | 0 | 0 | 0 | 0 | 0 | 0 | 0 | 0 | 0 | 0 | 0 | 0 | 0 | 0 | 0 | 0 | 0 | 0 | 0 | 0 | 0 | 0 | 0 | 0 | 0 | 0 | 0 | 0 | 0 | 0 | 0 | 0 | 0 | 0 | 0 | 0 | 0 | 0 | 0 | 0 | 0 | 0 | 0 | 0 | 0 | 0 | 0 | 0 | 0 | 0 | 0 | 0 | 0 | 0 | 0 | 0 | 0 | 0 | 0 | 0 | 0 | 0 | 0 | 0 | 0 | 0 | 0 | 0 | 0 | 0 | 0 | 0 | 0 | 0 | 0 | 0 | 0 | 0 | 0 | 0 | 0 | 0 | 0 | 0 | 0 | 0 | 0 | 0 | 0 | 0 | 0 | 0 | 0 | 0 | 0 | 0 | 0 | 0 | 0 | 0 | 0 | 0 | 0 | 0 | 0 | 0 | 0 | 0 | 0 | 0 | 0 | 0 | 0 | 0 | 0 | 0 | 0 | 0 | 0 | 0 | 0 | 0 | 0 | 0 | 0 | 0 | 0 | 0 | 0 | 0 | 0 | 0 | 0 | 0 | 0 | 0 | 0 | 0 | 0 | 0 | 0 | 0 | 0 | 0 | 0 | 0 | 0 | 0 | 0 | 0 | 0 | 0 | 0 | 0 | 0 | 0 | 0 | 0 | 0 | 0 | 0 | 0 | 0 | 0 | 0 | 0 | 0 | 0 | 0 | 0 | 0 | 0 | 0 | 0 | 0 | 0 | 0 | 0 | 0 | 0 | 0 | 0 | 0 | 0 | 0 | 0 | 0 | 0 | 0 | 0 | 0 | 0 | 0 | 0 | 0 | 0 | 0 | 0 | 0 | 0 | 0 | 0 | 0 | 0 | 0 | 0 | 0 | 0 | 0 | 0 | 0 | 0 | 0 | 0 | 0 | 0 | 0 | 0 | 0 | 149
OR_Residential_LI - Single Family_Existing_Space Heating_Natural Gas_Furnace | OR | Residential | LI - Single Family | New | Water Heating | Natural Gas | Water Heater - Drain Water Heat Recovery | A | ORM102 | None | Installed | 30 | 63.5859 | 0 | 0 | 963.1 | 0 | 0 | 0 | 0.30173 | 0.25 | household | 0% | 0% | Retrofit | Retro1Slow | 84.81% | TBD | 0% | 1257.7628 |  | 555.1559 |  | 0 | NWPCC 2021 Power Plan - Res-GFX-2021P_v2 | NWPCC 2021 Power Plan - Res-GFX-2021P_v2 | NWPCC 2021 Power Plan - Res-GFX-2021P_v2 | None | None | None | None | None | None | None | None | None | None | None | None | None | None | None | None | None | None | None | None | None | None | None | None | None | None | None | Installed | Installed | Installed | Installed | Installed | Installed | Installed | Installed | Installed | Installed | Installed | Installed | Installed | Installed | Installed | Installed | Installed | Installed | Installed | Installed | Installed | Installed | Installed | Installed | Installed | Installed | Installed | 963.1 | 963.1 | 963.1 | 963.1 | 963.1 | 963.1 | 963.1 | 963.1 | 963.1 | 963.1 | 963.1 | 963.1 | 963.1 | 963.1 | 963.1 | 963.1 | 963.1 | 963.1 | 963.1 | 963.1 | 963.1 | 963.1 | 963.1 | 963.1 | 963.1 | 963.1 | 963.1 | 0 | 0 | 63.6228 | 63.6618 | 63.6919 | 63.7162 | 63.7296 | 63.7375 | 63.7417 | 63.7434 | 63.7437 | 63.7433 | 63.7458 | 63.7493 | 63.7531 | 63.7569 | 63.7606 | 63.7642 | 63.7678 | 63.775 | 63.7795 | 63.7825 | 63.7847 | 63.7863 | 63.7877 | 63.7891 | 63.7904 | 0 | 0 | 0 | 0 | 0 | 0 | 0 | 0 | 0 | 0 | 0 | 0 | 0 | 0 | 0 | 0 | 0 | 0 | 0 | 0 | 0 | 0 | 0 | 0 | 0 | 0 | 0 | 0 | 0 | 0 | 0 | 0 | 0 | 0 | 0 | 0 | 0 | 0 | 0 | 0 | 0 | 0 | 0 | 0 | 0 | 0 | 0 | 0 | 0 | 0 | 0 | 0 | 0 | 0 | 0 | 0 | 0 | 0 | 0 | 0 | 0 | 0 | 0 | 0 | 0 | 0 | 0 | 0 | 0 | 0 | 0 | 0 | 0 | 0 | 0 | 0 | 0 | 0 | 0 | 0 | 0 | 0 | 0 | 0 | 0 | 0 | 0 | 0 | 0 | 0 | 0 | 0 | 0 | 0 | 0 | 0 | 0 | 0 | 0 | 0 | 0 | 0 | 0 | 0 | 0 | 0 | 0 | 0 | 0 | 0 | 0 | 0 | 0 | 0 | 0 | 0 | 0 | 0 | 0 | 0 | 0 | 0 | 0 | 0 | 0 | 0 | 0 | 0 | 0 | 0 | 0 | 0 | 0 | 0 | 0 | 0 | 0 | 0 | 0 | 0 | 0 | 0 | 0 | 0 | 0 | 0 | 0 | 0 | 0 | 0 | 0 | 0 | 0 | 0 | 0 | 0 | 0 | 0 | 0 | 0 | 0 | 0 | 0 | 0 | 0 | 0 | 0 | 0 | 0 | 0 | 0 | 0 | 0 | 0 | 0 | 0 | 0 | 0 | 0 | 0 | 0 | 0 | 0 | 0 | 0 | 0 | 0 | 0 | 0 | 0 | 0 | 0 | 0 | 0 | 0 | 0 | 0 | 0 | 0 | 0 | 0 | 0 | 0 | 0 | 0 | 0 | 0 | 0 | 0 | 0 | 0 | 0 | 0 | 0 | 0 | 0 | 0 | 0 | 0 | 0 | 0 | 0 | 0 | 0 | 0 | 0 | 0 | 0 | 0 | 0 | 0 | 0 | 0 | 0 | 0 | 0 | 0 | 0 | 0 | 0 | 0 | 0 | 0 | 0 | 0 | 0 | 0 | 0 | 0 | 0 | 0 | 0 | 0 | 0 | 0 | 0 | 0 | 0 | 0 | 0 | 0 | 0 | 0 | 0 | 0 | 0 | 0 | 0 | 0 | 0 | 0 | 0 | 0 | 0 | 0 | 0 | 0 | 0 | 0 | 0 | 0 | 0 | 0 | 0 | 0 | 0 | 0 | 0 | 0 | 0 | 0 | 0 | 0 | 0 | 0 | 0 | 0 | 0 | 0 | 0 | 0 | 0 | 0 | 0 | 0 | 0 | 0 | 0 | 0 | 0 | 0 | 0 | 0 | 0 | 0 | 0 | 0 | 0 | 0 | 0 | 0 | 0 | 0 | 0 | 0 | 0 | 0 | 0 | 0 | 0 | 0 | 0 | 0 | 0 | 0 | 0 | 0 | 0 | 0 | 0 | 0 | 0 | 0 | 0 | 0 | 0 | 0 | 0 | 0 | 0 | 0 | 0 | 0 | 0 | 0 | 0 | 0 | 0 | 0 | 0 | 0 | 0 | 0 | 0 | 0 | 0 | 0 | 0 | 0 | 0 | 0 | 0 | 0 | 0 | 0 | 0 | 0 | 0 | 0 | 0 | 0 | 0 | 0 | 0 | 0 | 0 | 0 | 0 | 0 | 0 | 0 | 0 | 0 | 0 | 0 | 0 | 0 | 0 | 0 | 0 | 1260.5215 | 1259.7402 | 1259.1246 | 1258.611 | 1258.2923 | 1258.062 | 1257.8877 | 1257.7514 | 1257.6417 | 1257.5517 | 1257.4178 | 1257.287 | 1257.1724 | 1257.078 | 1257.0054 | 1256.9485 | 1256.9036 | 1256.797 | 1256.7501 | 1256.728 | 1256.7197 | 1256.7214 | 1256.7214 | 1256.7214 | 1256.7214 | 556.3736 | 556.0287 | 555.757 | 555.5303 | 555.3896 | 555.288 | 555.2111 | 555.1509 | 555.1025 | 555.0628 | 555.0037 | 554.9459 | 554.8954 | 554.8537 | 554.8216 | 554.7965 | 554.7767 | 554.7296 | 554.709 | 554.6992 | 554.6955 | 554.6963 | 554.6963 | 554.6963 | 554.6963 | 150
OR_Residential_LI - Single Family_Existing_Space Heating_Natural Gas_Furnace | OR | Residential | LI - Single Family | New | Water Heating | Natural Gas | Water Heater - Faucet Aerators | A | ORM103 | None | Installed | 10 | 2.5443 | 0 | 0 | 5.2 | 0 | 0 | 0 | 0.30173 | 0.25 | aerators | 85% | 85% | Retrofit | Retro12Med | 75.44% | TBD | 0% | 333.3067 |  | 147.1161 |  | 0 | RTF Wkbk - Aerators_v1_1 | RTF Wkbk - Aerators_v1_1 | RTF Wkbk - Aerators_v1_1 | None | None | None | None | None | None | None | None | None | None | None | None | None | None | None | None | None | None | None | None | None | None | None | None | None | None | None | Installed | Installed | Installed | Installed | Installed | Installed | Installed | Installed | Installed | Installed | Installed | Installed | Installed | Installed | Installed | Installed | Installed | Installed | Installed | Installed | Installed | Installed | Installed | Installed | Installed | Installed | Installed | 5.2 | 5.2 | 5.2 | 5.2 | 5.2 | 5.2 | 5.2 | 5.2 | 5.2 | 5.2 | 5.2 | 5.2 | 5.2 | 5.2 | 5.2 | 5.2 | 5.2 | 5.2 | 5.2 | 5.2 | 5.2 | 5.2 | 5.2 | 5.2 | 5.2 | 5.2 | 5.2 | 0 | 0 | 2.5458 | 2.5474 | 2.5486 | 2.5496 | 2.5503 | 2.5508 | 2.5511 | 2.5514 | 2.5516 | 2.5518 | 2.5521 | 2.5523 | 2.5526 | 2.5528 | 2.5529 | 2.553 | 2.5531 | 2.5533 | 2.5534 | 2.5535 | 2.5535 | 2.5535 | 2.5535 | 2.5535 | 2.5535 | 0 | 0 | 0 | 0 | 0 | 0 | 0 | 0 | 0 | 0 | 0 | 0 | 0 | 0 | 0 | 0 | 0 | 0 | 0 | 0 | 0 | 0 | 0 | 0 | 0 | 0 | 0 | 0 | 0 | 0 | 0 | 0 | 0 | 0 | 0 | 0 | 0 | 0 | 0 | 0 | 0 | 0 | 0 | 0 | 0 | 0 | 0 | 0 | 0 | 0 | 0 | 0 | 0 | 0 | 0 | 0 | 0 | 0 | 0 | 0 | 0 | 0 | 0 | 0 | 0 | 0 | 0 | 0 | 0 | 0 | 0 | 0 | 0 | 0 | 0 | 0 | 0 | 0 | 0 | 0 | 0 | 0 | 0 | 0 | 0 | 0 | 0 | 0 | 0 | 0 | 0 | 0 | 0 | 0 | 0 | 0 | 0 | 0 | 0 | 0 | 0 | 0 | 0 | 0 | 0 | 0 | 0 | 0 | 0 | 0 | 0 | 0 | 0 | 0 | 0 | 0 | 0 | 0 | 0 | 0 | 0 | 0 | 0 | 0 | 0 | 0 | 0 | 0 | 0 | 0 | 0 | 0 | 0 | 0 | 0 | 0 | 0 | 0 | 0 | 0 | 0 | 0 | 0 | 0 | 0 | 0 | 0 | 0 | 0 | 0 | 0 | 0 | 0 | 0 | 0 | 0 | 0 | 0 | 0 | 0 | 0 | 0 | 0 | 0 | 0 | 0 | 0 | 0 | 0 | 0 | 0 | 0 | 0 | 0 | 0 | 0 | 0 | 0 | 0 | 0 | 0 | 0 | 0 | 0 | 0 | 0 | 0 | 0 | 0 | 0 | 0 | 0 | 0 | 0 | 0 | 0 | 0 | 0 | 0 | 0 | 0 | 0 | 0 | 0 | 0 | 0 | 0 | 0 | 0 | 0 | 0 | 0 | 0 | 0 | 0 | 0 | 0 | 0 | 0 | 0 | 0 | 0 | 0 | 0 | 0 | 0 | 0 | 0 | 0 | 0 | 0 | 0 | 0 | 0 | 0 | 0 | 0 | 0 | 0 | 0 | 0 | 0 | 0 | 0 | 0 | 0 | 0 | 0 | 0 | 0 | 0 | 0 | 0 | 0 | 0 | 0 | 0 | 0 | 0 | 0 | 0 | 0 | 0 | 0 | 0 | 0 | 0 | 0 | 0 | 0 | 0 | 0 | 0 | 0 | 0 | 0 | 0 | 0 | 0 | 0 | 0 | 0 | 0 | 0 | 0 | 0 | 0 | 0 | 0 | 0 | 0 | 0 | 0 | 0 | 0 | 0 | 0 | 0 | 0 | 0 | 0 | 0 | 0 | 0 | 0 | 0 | 0 | 0 | 0 | 0 | 0 | 0 | 0 | 0 | 0 | 0 | 0 | 0 | 0 | 0 | 0 | 0 | 0 | 0 | 0 | 0 | 0 | 0 | 0 | 0 | 0 | 0 | 0 | 0 | 0 | 0 | 0 | 0 | 0 | 0 | 0 | 0 | 0 | 0 | 0 | 0 | 0 | 0 | 0 | 0 | 0 | 0 | 0 | 0 | 0 | 0 | 0 | 0 | 0 | 0 | 0 | 0 | 0 | 0 | 0 | 0 | 0 | 0 | 0 | 0 | 0 | 0 | 0 | 0 | 0 | 0 | 0 | 0 | 0 | 0 | 0 | 0 | 0 | 0 | 0 | 0 | 0 | 0 | 0 | 0 | 0 | 0 | 0 | 0 | 0 | 0 | 0 | 0 | 0 | 0 | 334.0378 | 333.8307 | 333.6676 | 333.5315 | 333.447 | 333.386 | 333.3398 | 333.3037 | 333.2746 | 333.2508 | 333.2153 | 333.1806 | 333.1503 | 333.1252 | 333.106 | 333.0909 | 333.079 | 333.0508 | 333.0384 | 333.0325 | 333.0303 | 333.0308 | 333.0308 | 333.0308 | 333.0308 | 147.4388 | 147.3474 | 147.2754 | 147.2153 | 147.1781 | 147.1511 | 147.1307 | 147.1148 | 147.102 | 147.0914 | 147.0758 | 147.0605 | 147.0471 | 147.036 | 147.0275 | 147.0209 | 147.0156 | 147.0032 | 146.9977 | 146.9951 | 146.9941 | 146.9943 | 146.9943 | 146.9943 | 146.9943 | 151
OR_Residential_LI - Single Family_Existing_Space Heating_Natural Gas_Furnace | OR | Residential | LI - Single Family | New | Water Heating | Natural Gas | Water Heater - Low-Flow Showerheads | A | ORM104 | None | Installed | 10 | 13.1461 | 0 | 0 | 19.72 | 0 | 0 | 0 | 0.30173 | 0.25 | showerheads | 95% | 95% | Retrofit | Retro12Med | 75.44% | TBD | 0% | 244.6344 |  | 107.9776 |  | 0 | RTF: Showerheads_v3.1 | RTF: Showerheads_v3.1 | RTF: Showerheads_v3.1 | None | None | None | None | None | None | None | None | None | None | None | None | None | None | None | None | None | None | None | None | None | None | None | None | None | None | None | Installed | Installed | Installed | Installed | Installed | Installed | Installed | Installed | Installed | Installed | Installed | Installed | Installed | Installed | Installed | Installed | Installed | Installed | Installed | Installed | Installed | Installed | Installed | Installed | Installed | Installed | Installed | 19.72 | 19.72 | 19.72 | 19.72 | 19.72 | 19.72 | 19.72 | 19.72 | 19.72 | 19.72 | 19.72 | 19.72 | 19.72 | 19.72 | 19.72 | 19.72 | 19.72 | 19.72 | 19.72 | 19.72 | 19.72 | 19.72 | 19.72 | 19.72 | 19.72 | 19.72 | 19.72 | 0 | 0 | 13.1538 | 13.1619 | 13.1684 | 13.1737 | 13.1771 | 13.1795 | 13.1813 | 13.1827 | 13.1839 | 13.1848 | 13.1862 | 13.1876 | 13.1888 | 13.1898 | 13.1906 | 13.1912 | 13.1916 | 13.1928 | 13.1933 | 13.1935 | 13.1936 | 13.1936 | 13.1936 | 13.1936 | 13.1936 | 0 | 0 | 0 | 0 | 0 | 0 | 0 | 0 | 0 | 0 | 0 | 0 | 0 | 0 | 0 | 0 | 0 | 0 | 0 | 0 | 0 | 0 | 0 | 0 | 0 | 0 | 0 | 0 | 0 | 0 | 0 | 0 | 0 | 0 | 0 | 0 | 0 | 0 | 0 | 0 | 0 | 0 | 0 | 0 | 0 | 0 | 0 | 0 | 0 | 0 | 0 | 0 | 0 | 0 | 0 | 0 | 0 | 0 | 0 | 0 | 0 | 0 | 0 | 0 | 0 | 0 | 0 | 0 | 0 | 0 | 0 | 0 | 0 | 0 | 0 | 0 | 0 | 0 | 0 | 0 | 0 | 0 | 0 | 0 | 0 | 0 | 0 | 0 | 0 | 0 | 0 | 0 | 0 | 0 | 0 | 0 | 0 | 0 | 0 | 0 | 0 | 0 | 0 | 0 | 0 | 0 | 0 | 0 | 0 | 0 | 0 | 0 | 0 | 0 | 0 | 0 | 0 | 0 | 0 | 0 | 0 | 0 | 0 | 0 | 0 | 0 | 0 | 0 | 0 | 0 | 0 | 0 | 0 | 0 | 0 | 0 | 0 | 0 | 0 | 0 | 0 | 0 | 0 | 0 | 0 | 0 | 0 | 0 | 0 | 0 | 0 | 0 | 0 | 0 | 0 | 0 | 0 | 0 | 0 | 0 | 0 | 0 | 0 | 0 | 0 | 0 | 0 | 0 | 0 | 0 | 0 | 0 | 0 | 0 | 0 | 0 | 0 | 0 | 0 | 0 | 0 | 0 | 0 | 0 | 0 | 0 | 0 | 0 | 0 | 0 | 0 | 0 | 0 | 0 | 0 | 0 | 0 | 0 | 0 | 0 | 0 | 0 | 0 | 0 | 0 | 0 | 0 | 0 | 0 | 0 | 0 | 0 | 0 | 0 | 0 | 0 | 0 | 0 | 0 | 0 | 0 | 0 | 0 | 0 | 0 | 0 | 0 | 0 | 0 | 0 | 0 | 0 | 0 | 0 | 0 | 0 | 0 | 0 | 0 | 0 | 0 | 0 | 0 | 0 | 0 | 0 | 0 | 0 | 0 | 0 | 0 | 0 | 0 | 0 | 0 | 0 | 0 | 0 | 0 | 0 | 0 | 0 | 0 | 0 | 0 | 0 | 0 | 0 | 0 | 0 | 0 | 0 | 0 | 0 | 0 | 0 | 0 | 0 | 0 | 0 | 0 | 0 | 0 | 0 | 0 | 0 | 0 | 0 | 0 | 0 | 0 | 0 | 0 | 0 | 0 | 0 | 0 | 0 | 0 | 0 | 0 | 0 | 0 | 0 | 0 | 0 | 0 | 0 | 0 | 0 | 0 | 0 | 0 | 0 | 0 | 0 | 0 | 0 | 0 | 0 | 0 | 0 | 0 | 0 | 0 | 0 | 0 | 0 | 0 | 0 | 0 | 0 | 0 | 0 | 0 | 0 | 0 | 0 | 0 | 0 | 0 | 0 | 0 | 0 | 0 | 0 | 0 | 0 | 0 | 0 | 0 | 0 | 0 | 0 | 0 | 0 | 0 | 0 | 0 | 0 | 0 | 0 | 0 | 0 | 0 | 0 | 0 | 0 | 0 | 0 | 0 | 0 | 0 | 0 | 0 | 0 | 0 | 0 | 0 | 0 | 0 | 0 | 0 | 0 | 0 | 0 | 0 | 0 | 0 | 0 | 0 | 0 | 0 | 0 | 0 | 0 | 0 | 0 | 0 | 0 | 245.1709 | 245.019 | 244.8993 | 244.7993 | 244.7374 | 244.6926 | 244.6587 | 244.6322 | 244.6108 | 244.5933 | 244.5673 | 244.5418 | 244.5196 | 244.5012 | 244.4871 | 244.476 | 244.4673 | 244.4465 | 244.4374 | 244.4331 | 244.4315 | 244.4318 | 244.4318 | 244.4318 | 244.4318 | 108.2144 | 108.1474 | 108.0945 | 108.0504 | 108.0231 | 108.0033 | 107.9883 | 107.9766 | 107.9672 | 107.9595 | 107.948 | 107.9368 | 107.9269 | 107.9188 | 107.9126 | 107.9077 | 107.9039 | 107.8947 | 107.8907 | 107.8888 | 107.8881 | 107.8882 | 107.8882 | 107.8882 | 107.8882 | 152
OR_Residential_LI - Single Family_Existing_Space Heating_Natural Gas_Furnace | OR | Residential | LI - Single Family | New | Water Heating | Natural Gas | Water Heater - Shower Timer | A | ORM105 | None | Installed | 2 | 3.1076 | 0 | 0 | 20 | 7.36 | 0 | 0 | 0.30173 | 0.25 | household | 0% | 10% | Retrofit | Retro3Slow | 84.16% | TBD | 0% | 1965.3636 |  | 1910.0572 |  | 0.00037622 | Il TRM - 5.4.9 - RS-DHW-SHTM-V04-220101 | Il TRM - 5.4.9 - RS-DHW-SHTM-V04-220101 | Il TRM - 5.4.9 - RS-DHW-SHTM-V04-220101 | None | None | None | None | None | None | None | None | None | None | None | None | None | None | None | None | None | None | None | None | None | None | None | None | None | None | None | Installed | Installed | Installed | Installed | Installed | Installed | Installed | Installed | Installed | Installed | Installed | Installed | Installed | Installed | Installed | Installed | Installed | Installed | Installed | Installed | Installed | Installed | Installed | Installed | Installed | Installed | Installed | 20 | 20 | 20 | 20 | 20 | 20 | 20 | 20 | 20 | 20 | 20 | 20 | 20 | 20 | 20 | 20 | 20 | 20 | 20 | 20 | 20 | 20 | 20 | 20 | 20 | 20 | 20 | 0 | 0 | 3.0946 | 3.0834 | 3.0707 | 3.0551 | 3.0352 | 3.0114 | 2.9842 | 2.9536 | 2.9203 | 2.8858 | 2.8513 | 2.8181 | 2.7869 | 2.7581 | 2.7319 | 2.7089 | 2.6862 | 2.6637 | 2.6413 | 2.6189 | 2.5972 | 2.576 | 2.5555 | 2.5356 | 2.5165 | 0.00044229 | 0.0010263 | 0.0023028 | 0.0049688 | 0.0084142 | 0.012203 | 0.014876 | 0.015568 | 0.012175 | 0.0046364 | 0 | 0 | 0 | 0 | 0 | 0 | 0 | 0 | 0 | 0 | 0 | 0 | 0 | 0 | 0 | 0.00044229 | 0.001467 | 0.0037637 | 0.0087134 | 0.017071 | 0.02914 | 0.043753 | 0.058872 | 0.070384 | 0.074187 | 0.073301 | 0.072448 | 0.071645 | 0.070905 | 0.070231 | 0.069639 | 0.069056 | 0.068479 | 0.067902 | 0.067326 | 0.066768 | 0.066225 | 0.065696 | 0.065185 | 0.064695 | 0.14292 | 0.33284 | 0.74992 | 1.6264 | 2.7722 | 4.0523 | 4.9849 | 5.2709 | 4.1689 | 1.6066 | 0 | 0 | 0 | 0 | 0 | 0 | 0 | 0 | 0 | 0 | 0 | 0 | 0 | 0 | 0 | 0.14292 | 0.47576 | 1.2257 | 2.8521 | 5.6242 | 9.6766 | 14.6615 | 19.9324 | 24.1013 | 25.708 | 25.708 | 25.708 | 25.708 | 25.708 | 25.708 | 25.708 | 25.708 | 25.708 | 25.708 | 25.708 | 25.708 | 25.708 | 25.708 | 25.708 | 25.708 | 0.00037622 | 0.00087351 | 0.0019614 | 0.0042357 | 0.00718 | 0.010426 | 0.012727 | 0.01334 | 0.01045 | 0.003987 | 0 | 0 | 0 | 0 | 0 | 0 | 0 | 0 | 0 | 0 | 0 | 0 | 0 | 0 | 0 | 0.00037622 | 0.0012486 | 0.0032057 | 0.0074277 | 0.014567 | 0.024896 | 0.037432 | 0.050447 | 0.060416 | 0.063796 | 0.063151 | 0.06253 | 0.061945 | 0.061404 | 0.060913 | 0.060482 | 0.060057 | 0.059637 | 0.059216 | 0.058797 | 0.05839 | 0.057993 | 0.057608 | 0.057236 | 0.056878 | 0.12149 | 0.28291 | 0.63743 | 1.3824 | 2.3563 | 3.4445 | 4.2372 | 4.4803 | 3.5436 | 1.3657 | 0 | 0 | 0 | 0 | 0 | 0 | 0 | 0 | 0 | 0 | 0 | 0 | 0 | 0 | 0 | 0.12149 | 0.4044 | 1.0418 | 2.4243 | 4.7806 | 8.2251 | 12.4623 | 16.9425 | 20.4861 | 21.8518 | 21.8518 | 21.8518 | 21.8518 | 21.8518 | 21.8518 | 21.8518 | 21.8518 | 21.8518 | 21.8518 | 21.8518 | 21.8518 | 21.8518 | 21.8518 | 21.8518 | 21.8518 | 0 | 0 | 0 | 0 | 0 | 0 | 0 | 0 | 0 | 0 | 0 | 0 | 0 | 0 | 0 | 0 | 0 | 0 | 0 | 0 | 0 | 0 | 0 | 0 | 0 | 0 | 0 | 0 | 0 | 0 | 0 | 0 | 0 | 0 | 0 | 0 | 0 | 0 | 0 | 0 | 0 | 0 | 0 | 0 | 0 | 0 | 0 | 0 | 0 | 0 | 0 | 0 | 0 | 0 | 0 | 0 | 0 | 0 | 0 | 0 | 0 | 0 | 0 | 0 | 0 | 0 | 0 | 0 | 0 | 0 | 0 | 0 | 0 | 0 | 0 | 0 | 0 | 0 | 0 | 0 | 0 | 0 | 0 | 0 | 0 | 0 | 0 | 0 | 0 | 0 | 0 | 0 | 0 | 0 | 0 | 0 | 0 | 0 | 0 | 0 | 0 | 0 | 0 | 0 | 0 | 0 | 0 | 0 | 0 | 0 | 0 | 0 | 0 | 0 | 0 | 0 | 0 | 0 | 0 | 0 | 0 | 0 | 0 | 0 | 0 | 0 | 0 | 0 | 0 | 0 | 0 | 0 | 0 | 0 | 0 | 0 | 0 | 0 | 0 | 0 | 0 | 0 | 0 | 0 | 0 | 0 | 0 | 0 | 0 | 0 | 0 | 0 | 0 | 0 | 0 | 0 | 0 | 0 | 0 | 0 | 0 | 0 | 0 | 0 | 0 | 0 | 0 | 0 | 0 | 0 | 0 | 0 | 0 | 0 | 0 | 0 | 0 | 0 | 0 | 0 | 0 | 0 | 0 | 0 | 0 | 0 | 0 | 0 | 0 | 0 | 0 | 0 | 0 | 0 | 0 | 0 | 0 | 0 | 0 | 0 | 1969.6743 | 1968.4536 | 1967.4916 | 1966.689 | 1966.191 | 1965.8311 | 1965.5589 | 1965.3458 | 1965.1745 | 1965.0338 | 1964.8246 | 1964.6202 | 1964.4412 | 1964.2935 | 1964.1802 | 1964.0912 | 1964.0211 | 1963.8545 | 1963.7813 | 1963.7467 | 1963.7337 | 1963.7364 | 1963.7364 | 1963.7364 | 1963.7364 | 1914.2466 | 1913.0602 | 1912.1253 | 1911.3453 | 1910.8613 | 1910.5115 | 1910.2469 | 1910.0399 | 1909.8734 | 1909.7367 | 1909.5334 | 1909.3347 | 1909.1607 | 1909.0172 | 1908.9071 | 1908.8206 | 1908.7524 | 1908.5905 | 1908.5194 | 1908.4858 | 1908.4731 | 1908.4758 | 1908.4758 | 1908.4758 | 1908.4758 | 153
OR_Residential_LI - Single Family_Existing_Space Heating_Natural Gas_Furnace | OR | Residential | LI - Single Family | New | Water Heating | Natural Gas | Water Heater - Pipe Insulation | A | ORM106 | Uninsulated Pipe | R-4 Insulation Installed | 15 | 0.74623 | 0 | 0 | 3.06 | 0 | 0 | 0 | 0.30173 | 0.25 | feet pipe | 22% | 25% | Retrofit | Retro3Slow | 84.16% | TBD | 0% | 499.4712 |  | 220.4584 |  | 0.00013607 | IL TRM - 5.4.1 - RS-HWE-PINS-V05-220101 | IL TRM - 5.4.1 - RS-HWE-PINS-V05-220101 | IL TRM - 5.4.1 - RS-HWE-PINS-V05-220101 | Uninsulated Pipe | Uninsulated Pipe | Uninsulated Pipe | Uninsulated Pipe | Uninsulated Pipe | Uninsulated Pipe | Uninsulated Pipe | Uninsulated Pipe | Uninsulated Pipe | Uninsulated Pipe | Uninsulated Pipe | Uninsulated Pipe | Uninsulated Pipe | Uninsulated Pipe | Uninsulated Pipe | Uninsulated Pipe | Uninsulated Pipe | Uninsulated Pipe | Uninsulated Pipe | Uninsulated Pipe | Uninsulated Pipe | Uninsulated Pipe | Uninsulated Pipe | Uninsulated Pipe | Uninsulated Pipe | Uninsulated Pipe | Uninsulated Pipe | R-4 Insulation Installed | R-4 Insulation Installed | R-4 Insulation Installed | R-4 Insulation Installed | R-4 Insulation Installed | R-4 Insulation Installed | R-4 Insulation Installed | R-4 Insulation Installed | R-4 Insulation Installed | R-4 Insulation Installed | R-4 Insulation Installed | R-4 Insulation Installed | R-4 Insulation Installed | R-4 Insulation Installed | R-4 Insulation Installed | R-4 Insulation Installed | R-4 Insulation Installed | R-4 Insulation Installed | R-4 Insulation Installed | R-4 Insulation Installed | R-4 Insulation Installed | R-4 Insulation Installed | R-4 Insulation Installed | R-4 Insulation Installed | R-4 Insulation Installed | R-4 Insulation Installed | R-4 Insulation Installed | 3.06 | 3.06 | 3.06 | 3.06 | 3.06 | 3.06 | 3.06 | 3.06 | 3.06 | 3.06 | 3.06 | 3.06 | 3.06 | 3.06 | 3.06 | 3.06 | 3.06 | 3.06 | 3.06 | 3.06 | 3.06 | 3.06 | 3.06 | 3.06 | 3.06 | 3.06 | 3.06 | 0 | 0 | 0.74667 | 0.74713 | 0.7475 | 0.7478 | 0.74799 | 0.74813 | 0.74823 | 0.74832 | 0.74838 | 0.74843 | 0.74851 | 0.74859 | 0.74866 | 0.74872 | 0.74876 | 0.74879 | 0.74882 | 0.74888 | 0.74891 | 0.74892 | 0.74893 | 0.74893 | 0.74893 | 0.74893 | 0.74893 | 0.00016008 | 0.00037301 | 0.0010011 | 0.0021977 | 0.0041121 | 0.0067462 | 0.0098687 | 0.013038 | 0.015713 | 0.017417 | 0.017876 | 0.017086 | 0.015283 | 0.012846 | 0.010186 | 0.0074828 | 0.0050702 | 0.0026875 | 0.00018541 | 0 | 0 | 0 | 0 | 0 | 0 | 0.00016008 | 0.00053319 | 0.0015345 | 0.0037329 | 0.0078459 | 0.014594 | 0.024464 | 0.037505 | 0.053221 | 0.070642 | 0.088526 | 0.10562 | 0.12091 | 0.13377 | 0.14396 | 0.15145 | 0.15653 | 0.15923 | 0.15942 | 0.15942 | 0.15942 | 0.15942 | 0.15942 | 0.15942 | 0.15942 | 0.21439 | 0.49925 | 1.3393 | 2.9388 | 5.4975 | 9.0174 | 13.1893 | 17.423 | 20.9963 | 23.2711 | 23.8823 | 22.8244 | 20.4133 | 17.1577 | 13.6035 | 9.9932 | 6.7709 | 3.5886 | 0.24758 | 0 | 0 | 0 | 0 | 0 | 0 | 0.21439 | 0.71364 | 2.0529 | 4.9918 | 10.4893 | 19.5066 | 32.6959 | 50.1189 | 71.1152 | 94.3863 | 118.2686 | 141.093 | 161.5062 | 178.6639 | 192.2674 | 202.2606 | 209.0316 | 212.6202 | 212.8678 | 212.8678 | 212.8678 | 212.8678 | 212.8678 | 212.8678 | 212.8678 | 0.00013607 | 0.00031706 | 0.00085093 | 0.001868 | 0.0034953 | 0.0057342 | 0.0083884 | 0.011082 | 0.013356 | 0.014804 | 0.015195 | 0.014523 | 0.01299 | 0.010919 | 0.0086579 | 0.0063604 | 0.0043097 | 0.0022844 | 0.0001576 | 0 | 0 | 0 | 0 | 0 | 0 | 0.00013607 | 0.00045321 | 0.0013044 | 0.0031729 | 0.006669 | 0.012404 | 0.020795 | 0.031879 | 0.045238 | 0.060046 | 0.075247 | 0.089778 | 0.10278 | 0.1137 | 0.12237 | 0.12873 | 0.13305 | 0.13534 | 0.13551 | 0.13551 | 0.13551 | 0.13551 | 0.13551 | 0.13551 | 0.13551 | 0.18223 | 0.42437 | 1.1384 | 2.498 | 4.6729 | 7.6648 | 11.2109 | 14.8095 | 17.8469 | 19.7804 | 20.2999 | 19.4008 | 17.3513 | 14.584 | 11.563 | 8.4942 | 5.7553 | 3.0503 | 0.21044 | 0 | 0 | 0 | 0 | 0 | 0 | 0.18223 | 0.6066 | 1.745 | 4.243 | 8.9159 | 16.5806 | 27.7915 | 42.6011 | 60.4479 | 80.2283 | 100.5283 | 119.929 | 137.2803 | 151.8643 | 163.4273 | 171.9215 | 177.6768 | 180.7272 | 180.9376 | 180.9376 | 180.9376 | 180.9376 | 180.9376 | 180.9376 | 180.9376 | 0.00013607 | 0.00031706 | 0.00085093 | 0.001868 | 0.0034953 | 0.0057342 | 0.0083884 | 0.011082 | 0.013356 | 0.014804 | 0.015195 | 0.014523 | 0.01299 | 0.010919 | 0.0086579 | 0.0063604 | 0.0043097 | 0.0022844 | 0.0001576 | 0 | 0 | 0 | 0 | 0 | 0 | 0.00013607 | 0.00045321 | 0.0013044 | 0.0031729 | 0.006669 | 0.012404 | 0.020795 | 0.031879 | 0.045238 | 0.060046 | 0.075247 | 0.089778 | 0.10278 | 0.1137 | 0.12237 | 0.12873 | 0.13305 | 0.13534 | 0.13551 | 0.13551 | 0.13551 | 0.13551 | 0.13551 | 0.13551 | 0.13551 | 0.18223 | 0.42437 | 1.1384 | 2.498 | 4.6729 | 7.6648 | 11.2109 | 14.8095 | 17.8469 | 19.7804 | 20.2999 | 19.4008 | 17.3513 | 14.584 | 11.563 | 8.4942 | 5.7553 | 3.0503 | 0.21044 | 0 | 0 | 0 | 0 | 0 | 0 | 0.18223 | 0.6066 | 1.745 | 4.243 | 8.9159 | 16.5806 | 27.7915 | 42.6011 | 60.4479 | 80.2283 | 100.5283 | 119.929 | 137.2803 | 151.8643 | 163.4273 | 171.9215 | 177.6768 | 180.7272 | 180.9376 | 180.9376 | 180.9376 | 180.9376 | 180.9376 | 180.9376 | 180.9376 | 0.00013607 | 0.00031706 | 0.00085093 | 0.001868 | 0.0034953 | 0.0057342 | 0.0083884 | 0.011082 | 0.013356 | 0.014804 | 0.015195 | 0.014523 | 0.01299 | 0.010919 | 0.0086579 | 0.0063604 | 0.0043097 | 0.0022844 | 0.0001576 | 0 | 0 | 0 | 0 | 0 | 0 | 0.00013607 | 0.00045321 | 0.0013044 | 0.0031729 | 0.006669 | 0.012404 | 0.020795 | 0.031879 | 0.045238 | 0.060046 | 0.075247 | 0.089778 | 0.10278 | 0.1137 | 0.12237 | 0.12873 | 0.13305 | 0.13534 | 0.13551 | 0.13551 | 0.13551 | 0.13551 | 0.13551 | 0.13551 | 0.13551 | 0.18223 | 0.42437 | 1.1384 | 2.498 | 4.6729 | 7.6648 | 11.2109 | 14.8095 | 17.8469 | 19.7804 | 20.2999 | 19.4008 | 17.3513 | 14.584 | 11.563 | 8.4942 | 5.7553 | 3.0503 | 0.21044 | 0 | 0 | 0 | 0 | 0 | 0 | 0.18223 | 0.6066 | 1.745 | 4.243 | 8.9159 | 16.5806 | 27.7915 | 42.6011 | 60.4479 | 80.2283 | 100.5283 | 119.929 | 137.2803 | 151.8643 | 163.4273 | 171.9215 | 177.6768 | 180.7272 | 180.9376 | 180.9376 | 180.9376 | 180.9376 | 180.9376 | 180.9376 | 180.9376 | 500.5667 | 500.2565 | 500.012 | 499.808 | 499.6815 | 499.59 | 499.5208 | 499.4667 | 499.4231 | 499.3874 | 499.3342 | 499.2823 | 499.2368 | 499.1993 | 499.1705 | 499.1479 | 499.13 | 499.0877 | 499.0691 | 499.0603 | 499.057 | 499.0577 | 499.0577 | 499.0577 | 499.0577 | 220.942 | 220.805 | 220.6971 | 220.6071 | 220.5512 | 220.5109 | 220.4803 | 220.4564 | 220.4372 | 220.4214 | 220.398 | 220.375 | 220.355 | 220.3384 | 220.3257 | 220.3157 | 220.3078 | 220.2891 | 220.2809 | 220.2771 | 220.2756 | 220.2759 | 220.2759 | 220.2759 | 220.2759 | 154
OR_Residential_LI - Single Family_Existing_Space Heating_Natural Gas_Furnace | OR | Residential | LI - Single Family | New | Water Heating | Natural Gas | Water Heater - Desuperheater | A | ORM107 | None | Installed | 20 | 78.314 | 0 | 0 | 1449.47 | 0 | 0 | 0 | 0.30173 | 0.25 | household | 0% | 2.502% | Retrofit | Retro3Slow | 84.16% | TBD | 0% | 1884.4151 |  | 831.75 |  | 0.0023811 | RTF WKbk - ResGSHP_v2_7 | RTF WKbk - ResGSHP_v2_7 | RTF WKbk - ResGSHP_v2_7 | None | None | None | None | None | None | None | None | None | None | None | None | None | None | None | None | None | None | None | None | None | None | None | None | None | None | None | Installed | Installed | Installed | Installed | Installed | Installed | Installed | Installed | Installed | Installed | Installed | Installed | Installed | Installed | Installed | Installed | Installed | Installed | Installed | Installed | Installed | Installed | Installed | Installed | Installed | Installed | Installed | 1449.47 | 1449.47 | 1449.47 | 1449.47 | 1449.47 | 1449.47 | 1449.47 | 1449.47 | 1449.47 | 1449.47 | 1449.47 | 1449.47 | 1449.47 | 1449.47 | 1449.47 | 1449.47 | 1449.47 | 1449.47 | 1449.47 | 1449.47 | 1449.47 | 1449.47 | 1449.47 | 1449.47 | 1449.47 | 1449.47 | 1449.47 | 0 | 0 | 78.3364 | 78.3499 | 78.3145 | 78.2113 | 78.0112 | 77.7033 | 77.2819 | 76.754 | 76.1384 | 75.462 | 74.7602 | 74.0562 | 73.3735 | 72.729 | 72.1328 | 71.5886 | 71.0485 | 70.5126 | 69.978 | 69.4474 | 68.9224 | 68.4075 | 67.9041 | 67.4147 | 66.9431 | 0.0028012 | 0.0065244 | 0.017494 | 0.038338 | 0.071533 | 0.11687 | 0.17001 | 0.22305 | 0.26664 | 0.2929 | 0.2978 | 0.28193 | 0.24982 | 0.20814 | 0.16367 | 0.12188 | 0.086155 | 0.057957 | 0.037192 | 0.026483 | 0 | 0 | 0 | 0 | 0 | 0.0028012 | 0.0093261 | 0.026816 | 0.065118 | 0.13648 | 0.25281 | 0.42145 | 0.64163 | 0.90312 | 1.188 | 1.4748 | 1.7428 | 1.9766 | 2.1673 | 2.3132 | 2.4177 | 2.4856 | 2.5248 | 2.5428 | 2.55 | 2.5308 | 2.5119 | 2.4934 | 2.4754 | 2.4581 | 0.035758 | 0.083273 | 0.22338 | 0.49018 | 0.91695 | 1.504 | 2.1999 | 2.906 | 3.5021 | 3.8815 | 3.9834 | 3.807 | 3.4048 | 2.8618 | 2.269 | 1.7026 | 1.2126 | 0.82194 | 0.53148 | 0.38134 | 0 | 0 | 0 | 0 | 0 | 0.035758 | 0.11903 | 0.34241 | 0.83259 | 1.7495 | 3.2536 | 5.4535 | 8.3595 | 11.8616 | 15.743 | 19.7265 | 23.5334 | 26.9382 | 29.8 | 32.069 | 33.7716 | 34.9842 | 35.8062 | 36.3376 | 36.719 | 36.719 | 36.719 | 36.719 | 36.719 | 36.719 | 0.0023811 | 0.0055464 | 0.014874 | 0.032604 | 0.06086 | 0.099493 | 0.14486 | 0.19025 | 0.22771 | 0.25048 | 0.25504 | 0.2418 | 0.21457 | 0.17902 | 0.14096 | 0.1051 | 0.074381 | 0.050099 | 0.032189 | 0.02295 | 0 | 0 | 0 | 0 | 0 | 0.0023811 | 0.0079281 | 0.022799 | 0.055379 | 0.11612 | 0.21523 | 0.3591 | 0.54727 | 0.77126 | 1.0159 | 1.263 | 1.4947 | 1.6977 | 1.8641 | 1.9922 | 2.0847 | 2.1459 | 2.1825 | 2.2008 | 2.2098 | 2.1959 | 2.1822 | 2.1689 | 2.1559 | 2.1434 | 0.030395 | 0.070782 | 0.18987 | 0.41665 | 0.77941 | 1.2784 | 1.8699 | 2.4701 | 2.9767 | 3.2992 | 3.3859 | 3.2359 | 2.8941 | 2.4325 | 1.9286 | 1.4472 | 1.0307 | 0.69865 | 0.45175 | 0.32414 | 0 | 0 | 0 | 0 | 0 | 0.030395 | 0.10118 | 0.29105 | 0.7077 | 1.4871 | 2.7655 | 4.6355 | 7.1056 | 10.0823 | 13.3816 | 16.7675 | 20.0034 | 22.8975 | 25.33 | 27.2587 | 28.7058 | 29.7366 | 30.4352 | 30.887 | 31.2111 | 31.2111 | 31.2111 | 31.2111 | 31.2111 | 31.2111 | 0 | 0 | 0 | 0 | 0 | 0 | 0 | 0 | 0 | 0 | 0 | 0 | 0 | 0 | 0 | 0 | 0 | 0 | 0 | 0 | 0 | 0 | 0 | 0 | 0 | 0 | 0 | 0 | 0 | 0 | 0 | 0 | 0 | 0 | 0 | 0 | 0 | 0 | 0 | 0 | 0 | 0 | 0 | 0 | 0 | 0 | 0 | 0 | 0 | 0 | 0 | 0 | 0 | 0 | 0 | 0 | 0 | 0 | 0 | 0 | 0 | 0 | 0 | 0 | 0 | 0 | 0 | 0 | 0 | 0 | 0 | 0 | 0 | 0 | 0 | 0 | 0 | 0 | 0 | 0 | 0 | 0 | 0 | 0 | 0 | 0 | 0 | 0 | 0 | 0 | 0 | 0 | 0 | 0 | 0 | 0 | 0 | 0 | 0 | 0 | 0.0023811 | 0.0055464 | 0.014874 | 0.032604 | 0.06086 | 0.099493 | 0.14486 | 0.19025 | 0.22771 | 0.25048 | 0.25504 | 0.2418 | 0.21457 | 0.17902 | 0.14096 | 0.1051 | 0.074381 | 0.050099 | 0.032189 | 0.02295 | 0 | 0 | 0 | 0 | 0 | 0.0023811 | 0.0079281 | 0.022799 | 0.055379 | 0.11612 | 0.21523 | 0.3591 | 0.54727 | 0.77126 | 1.0159 | 1.263 | 1.4947 | 1.6977 | 1.8641 | 1.9922 | 2.0847 | 2.1459 | 2.1825 | 2.2008 | 2.2098 | 2.1959 | 2.1822 | 2.1689 | 2.1559 | 2.1434 | 0.030395 | 0.070782 | 0.18987 | 0.41665 | 0.77941 | 1.2784 | 1.8699 | 2.4701 | 2.9767 | 3.2992 | 3.3859 | 3.2359 | 2.8941 | 2.4325 | 1.9286 | 1.4472 | 1.0307 | 0.69865 | 0.45175 | 0.32414 | 0 | 0 | 0 | 0 | 0 | 0.030395 | 0.10118 | 0.29105 | 0.7077 | 1.4871 | 2.7655 | 4.6355 | 7.1056 | 10.0823 | 13.3816 | 16.7675 | 20.0034 | 22.8975 | 25.33 | 27.2587 | 28.7058 | 29.7366 | 30.4352 | 30.887 | 31.2111 | 31.2111 | 31.2111 | 31.2111 | 31.2111 | 31.2111 | 1888.5482 | 1887.3777 | 1886.4554 | 1885.6858 | 1885.2084 | 1884.8633 | 1884.6023 | 1884.398 | 1884.2337 | 1884.0989 | 1883.8983 | 1883.7023 | 1883.5306 | 1883.3891 | 1883.2804 | 1883.1951 | 1883.1278 | 1882.9681 | 1882.8979 | 1882.8648 | 1882.8522 | 1882.8549 | 1882.8549 | 1882.8549 | 1882.8549 | 833.5743 | 833.0577 | 832.6506 | 832.3109 | 832.1002 | 831.9478 | 831.8326 | 831.7424 | 831.67 | 831.6104 | 831.5219 | 831.4354 | 831.3596 | 831.2971 | 831.2492 | 831.2115 | 831.1818 | 831.1113 | 831.0803 | 831.0657 | 831.0602 | 831.0614 | 831.0614 | 831.0614 | 831.0614 | 155
OR_Residential_LI - Single Family_Existing_Space Heating_Natural Gas_Furnace | OR | Residential | LI - Single Family | New | Water Heating | Natural Gas | Water Heater - Temperature Setback | A | ORM108 | Water Set at 135°F | Water Set at 120°F | 2 | 3.5 | 0 | 0 | 5.09 | 0 | 0 | 0 | 0.30173 | 0.25 | household | 85% | 85% | Retrofit | Retro3Slow | 84.16% | TBD | 0% | 977.8431 |  | 431.6039 |  | 0 | IL TRM - 5.4.6 - RS-HWE-TMPS-V08-210101 | IL TRM - 5.4.6 - RS-HWE-TMPS-V08-210101 | IL TRM - 5.4.6 - RS-HWE-TMPS-V08-210101 | Water Set at 135°F | Water Set at 135°F | Water Set at 135°F | Water Set at 135°F | Water Set at 135°F | Water Set at 135°F | Water Set at 135°F | Water Set at 135°F | Water Set at 135°F | Water Set at 135°F | Water Set at 135°F | Water Set at 135°F | Water Set at 135°F | Water Set at 135°F | Water Set at 135°F | Water Set at 135°F | Water Set at 135°F | Water Set at 135°F | Water Set at 135°F | Water Set at 135°F | Water Set at 135°F | Water Set at 135°F | Water Set at 135°F | Water Set at 135°F | Water Set at 135°F | Water Set at 135°F | Water Set at 135°F | Water Set at 120°F | Water Set at 120°F | Water Set at 120°F | Water Set at 120°F | Water Set at 120°F | Water Set at 120°F | Water Set at 120°F | Water Set at 120°F | Water Set at 120°F | Water Set at 120°F | Water Set at 120°F | Water Set at 120°F | Water Set at 120°F | Water Set at 120°F | Water Set at 120°F | Water Set at 120°F | Water Set at 120°F | Water Set at 120°F | Water Set at 120°F | Water Set at 120°F | Water Set at 120°F | Water Set at 120°F | Water Set at 120°F | Water Set at 120°F | Water Set at 120°F | Water Set at 120°F | Water Set at 120°F | 5.09 | 5.09 | 5.09 | 5.09 | 5.09 | 5.09 | 5.09 | 5.09 | 5.09 | 5.09 | 5.09 | 5.09 | 5.09 | 5.09 | 5.09 | 5.09 | 5.09 | 5.09 | 5.09 | 5.09 | 5.09 | 5.09 | 5.09 | 5.09 | 5.09 | 5.09 | 5.09 | 0 | 0 | 3.5006 | 3.5008 | 3.4982 | 3.4919 | 3.4804 | 3.4631 | 3.4399 | 3.4116 | 3.3792 | 3.3446 | 3.3096 | 3.2756 | 3.2435 | 3.2142 | 3.1879 | 3.1644 | 3.1416 | 3.1192 | 3.097 | 3.0749 | 3.0532 | 3.0318 | 3.0108 | 2.9903 | 2.9704 | 0 | 0 | 0 | 0 | 0 | 0 | 0 | 0 | 0 | 0 | 0 | 0 | 0 | 0 | 0 | 0 | 0 | 0 | 0 | 0 | 0 | 0 | 0 | 0 | 0 | 0 | 0 | 0 | 0 | 0 | 0 | 0 | 0 | 0 | 0 | 0 | 0 | 0 | 0 | 0 | 0 | 0 | 0 | 0 | 0 | 0 | 0 | 0 | 0 | 0 | 0 | 0 | 0 | 0 | 0 | 0 | 0 | 0 | 0 | 0 | 0 | 0 | 0 | 0 | 0 | 0 | 0 | 0 | 0 | 0 | 0 | 0 | 0 | 0 | 0 | 0 | 0 | 0 | 0 | 0 | 0 | 0 | 0 | 0 | 0 | 0 | 0 | 0 | 0 | 0 | 0 | 0 | 0 | 0 | 0 | 0 | 0 | 0 | 0 | 0 | 0 | 0 | 0 | 0 | 0 | 0 | 0 | 0 | 0 | 0 | 0 | 0 | 0 | 0 | 0 | 0 | 0 | 0 | 0 | 0 | 0 | 0 | 0 | 0 | 0 | 0 | 0 | 0 | 0 | 0 | 0 | 0 | 0 | 0 | 0 | 0 | 0 | 0 | 0 | 0 | 0 | 0 | 0 | 0 | 0 | 0 | 0 | 0 | 0 | 0 | 0 | 0 | 0 | 0 | 0 | 0 | 0 | 0 | 0 | 0 | 0 | 0 | 0 | 0 | 0 | 0 | 0 | 0 | 0 | 0 | 0 | 0 | 0 | 0 | 0 | 0 | 0 | 0 | 0 | 0 | 0 | 0 | 0 | 0 | 0 | 0 | 0 | 0 | 0 | 0 | 0 | 0 | 0 | 0 | 0 | 0 | 0 | 0 | 0 | 0 | 0 | 0 | 0 | 0 | 0 | 0 | 0 | 0 | 0 | 0 | 0 | 0 | 0 | 0 | 0 | 0 | 0 | 0 | 0 | 0 | 0 | 0 | 0 | 0 | 0 | 0 | 0 | 0 | 0 | 0 | 0 | 0 | 0 | 0 | 0 | 0 | 0 | 0 | 0 | 0 | 0 | 0 | 0 | 0 | 0 | 0 | 0 | 0 | 0 | 0 | 0 | 0 | 0 | 0 | 0 | 0 | 0 | 0 | 0 | 0 | 0 | 0 | 0 | 0 | 0 | 0 | 0 | 0 | 0 | 0 | 0 | 0 | 0 | 0 | 0 | 0 | 0 | 0 | 0 | 0 | 0 | 0 | 0 | 0 | 0 | 0 | 0 | 0 | 0 | 0 | 0 | 0 | 0 | 0 | 0 | 0 | 0 | 0 | 0 | 0 | 0 | 0 | 0 | 0 | 0 | 0 | 0 | 0 | 0 | 0 | 0 | 0 | 0 | 0 | 0 | 0 | 0 | 0 | 0 | 0 | 0 | 0 | 0 | 0 | 0 | 0 | 0 | 0 | 0 | 0 | 0 | 0 | 0 | 0 | 0 | 0 | 0 | 0 | 0 | 0 | 0 | 0 | 0 | 0 | 0 | 0 | 0 | 0 | 0 | 0 | 0 | 0 | 0 | 0 | 0 | 0 | 0 | 0 | 0 | 0 | 0 | 0 | 0 | 0 | 0 | 0 | 0 | 0 | 0 | 0 | 0 | 0 | 0 | 0 | 0 | 0 | 0 | 0 | 0 | 0 | 0 | 0 | 0 | 0 | 0 | 0 | 0 | 0 | 0 | 0 | 0 | 0 | 0 | 0 | 0 | 0 | 0 | 0 | 0 | 0 | 979.9878 | 979.3804 | 978.9018 | 978.5025 | 978.2548 | 978.0757 | 977.9402 | 977.8342 | 977.749 | 977.679 | 977.5749 | 977.4732 | 977.3841 | 977.3107 | 977.2543 | 977.21 | 977.1751 | 977.0922 | 977.0558 | 977.0386 | 977.0321 | 977.0335 | 977.0335 | 977.0335 | 977.0335 | 432.5506 | 432.2825 | 432.0713 | 431.895 | 431.7857 | 431.7066 | 431.6468 | 431.6 | 431.5624 | 431.5315 | 431.4856 | 431.4407 | 431.4014 | 431.369 | 431.3441 | 431.3245 | 431.3091 | 431.2725 | 431.2565 | 431.2489 | 431.246 | 431.2466 | 431.2466 | 431.2466 | 431.2466 | 156
OR_Residential_LI - Single Family_Existing_Space Heating_Natural Gas_Furnace | OR | Residential | LI - Single Family | New | Water Heating | Natural Gas | Water Heater - Tank Blanket/Insulation | A | ORM109 | None | Installed | 5 | 0 | 0 | 0 | 38.68 | 0 | 0 | 0 | 0.30173 | 0.25 | household | 95% | 95% | Retrofit | Retro3Slow | 84.16% | TBD | 0% | 0 |  | 0 |  | 0 | IL TRM - 5.4.7 - RS-HWE-TMPS-V07-200101 | IL TRM - 5.4.7 - RS-HWE-TMPS-V07-200101 | IL TRM - 5.4.7 - RS-HWE-TMPS-V07-200101 | None | None | None | None | None | None | None | None | None | None | None | None | None | None | None | None | None | None | None | None | None | None | None | None | None | None | None | Installed | Installed | Installed | Installed | Installed | Installed | Installed | Installed | Installed | Installed | Installed | Installed | Installed | Installed | Installed | Installed | Installed | Installed | Installed | Installed | Installed | Installed | Installed | Installed | Installed | Installed | Installed | 38.68 | 38.68 | 38.68 | 38.68 | 38.68 | 38.68 | 38.68 | 38.68 | 38.68 | 38.68 | 38.68 | 38.68 | 38.68 | 38.68 | 38.68 | 38.68 | 38.68 | 38.68 | 38.68 | 38.68 | 38.68 | 38.68 | 38.68 | 38.68 | 38.68 | 38.68 | 38.68 | 0 | 0 | 0 | 0 | 0 | 0 | 0 | 0 | 0 | 0 | 0 | 0 | 0 | 0 | 0 | 0 | 0 | 0 | 0 | 0 | 0 | 0 | 0 | 0 | 0 | 0 | 0 | 0 | 0 | 0 | 0 | 0 | 0 | 0 | 0 | 0 | 0 | 0 | 0 | 0 | 0 | 0 | 0 | 0 | 0 | 0 | 0 | 0 | 0 | 0 | 0 | 0 | 0 | 0 | 0 | 0 | 0 | 0 | 0 | 0 | 0 | 0 | 0 | 0 | 0 | 0 | 0 | 0 | 0 | 0 | 0 | 0 | 0 | 0 | 0 | 0 | 0 | 0 | 0 | 0 | 0 | 0 | 0 | 0 | 0 | 0 | 0 | 0 | 0 | 0 | 0 | 0 | 0 | 0 | 0 | 0 | 0 | 0 | 0 | 0 | 0 | 0 | 0 | 0 | 0 | 0 | 0 | 0 | 0 | 0 | 0 | 0 | 0 | 0 | 0 | 0 | 0 | 0 | 0 | 0 | 0 | 0 | 0 | 0 | 0 | 0 | 0 | 0 | 0 | 0 | 0 | 0 | 0 | 0 | 0 | 0 | 0 | 0 | 0 | 0 | 0 | 0 | 0 | 0 | 0 | 0 | 0 | 0 | 0 | 0 | 0 | 0 | 0 | 0 | 0 | 0 | 0 | 0 | 0 | 0 | 0 | 0 | 0 | 0 | 0 | 0 | 0 | 0 | 0 | 0 | 0 | 0 | 0 | 0 | 0 | 0 | 0 | 0 | 0 | 0 | 0 | 0 | 0 | 0 | 0 | 0 | 0 | 0 | 0 | 0 | 0 | 0 | 0 | 0 | 0 | 0 | 0 | 0 | 0 | 0 | 0 | 0 | 0 | 0 | 0 | 0 | 0 | 0 | 0 | 0 | 0 | 0 | 0 | 0 | 0 | 0 | 0 | 0 | 0 | 0 | 0 | 0 | 0 | 0 | 0 | 0 | 0 | 0 | 0 | 0 | 0 | 0 | 0 | 0 | 0 | 0 | 0 | 0 | 0 | 0 | 0 | 0 | 0 | 0 | 0 | 0 | 0 | 0 | 0 | 0 | 0 | 0 | 0 | 0 | 0 | 0 | 0 | 0 | 0 | 0 | 0 | 0 | 0 | 0 | 0 | 0 | 0 | 0 | 0 | 0 | 0 | 0 | 0 | 0 | 0 | 0 | 0 | 0 | 0 | 0 | 0 | 0 | 0 | 0 | 0 | 0 | 0 | 0 | 0 | 0 | 0 | 0 | 0 | 0 | 0 | 0 | 0 | 0 | 0 | 0 | 0 | 0 | 0 | 0 | 0 | 0 | 0 | 0 | 0 | 0 | 0 | 0 | 0 | 0 | 0 | 0 | 0 | 0 | 0 | 0 | 0 | 0 | 0 | 0 | 0 | 0 | 0 | 0 | 0 | 0 | 0 | 0 | 0 | 0 | 0 | 0 | 0 | 0 | 0 | 0 | 0 | 0 | 0 | 0 | 0 | 0 | 0 | 0 | 0 | 0 | 0 | 0 | 0 | 0 | 0 | 0 | 0 | 0 | 0 | 0 | 0 | 0 | 0 | 0 | 0 | 0 | 0 | 0 | 0 | 0 | 0 | 0 | 0 | 0 | 0 | 0 | 0 | 0 | 0 | 0 | 0 | 0 | 0 | 0 | 0 | 0 | 0 | 0 | 0 | 0 | 0 | 0 | 0 | 0 | 0 | 0 | 0 | 0 | 0 | 0 | 0 | 0 | 0 | 0 | 0 | 0 | 0 | 0 | 0 | 0 | 0 | 0 | 0 | 0 | 0 | 0 | 0 | 0 | 0 | 0 | 0 | 0 | 0 | 0 | 0 | 0 | 0 | 0 | 0 | 0 | 0 | 0 | 0 | 0 | 0 | 0 | 0 | 0 | 0 | 0 | 0 | 0 | 0 | 0 | 0 | 0 | 0 | 0 | 0 | 0 | 0 | 0 | 0 | 0 | 0 | 0 | 0 | 0 | 0 | 0 | 0 | 0 | 0 | 0 | 0 | 0 | 0 | 0 | 0 | 0 | 0 | 0 | 0 | 0 | 0 | 0 | 0 | 157
OR_Residential_LI - Single Family_Existing_Space Heating_Natural Gas_Furnace | OR | Residential | LI - Single Family | New | Water Heating | Natural Gas | Water Heater - Thermostatic Shower Restriction Valve | A | ORM110 | None | Installed | 10 | 2.4047 | 0 | 0 | 24.46 | 0 | 0 | 0 | 0.30173 | 0.25 | showerheads | 1% | 95% | Retrofit | Retro3Slow | 84.16% | TBD | 0% | 1658.7986 |  | 732.1666 |  | 0.0049456 | RTF Workbook - ThermostaticShowerRestrictionValve_v4_1 | RTF Workbook - ThermostaticShowerRestrictionValve_v4_1 | RTF Workbook - ThermostaticShowerRestrictionValve_v4_1 | None | None | None | None | None | None | None | None | None | None | None | None | None | None | None | None | None | None | None | None | None | None | None | None | None | None | None | Installed | Installed | Installed | Installed | Installed | Installed | Installed | Installed | Installed | Installed | Installed | Installed | Installed | Installed | Installed | Installed | Installed | Installed | Installed | Installed | Installed | Installed | Installed | Installed | Installed | Installed | Installed | 24.46 | 24.46 | 24.46 | 24.46 | 24.46 | 24.46 | 24.46 | 24.46 | 24.46 | 24.46 | 24.46 | 24.46 | 24.46 | 24.46 | 24.46 | 24.46 | 24.46 | 24.46 | 24.46 | 24.46 | 24.46 | 24.46 | 24.46 | 24.46 | 24.46 | 24.46 | 24.46 | 0 | 0 | 2.406 | 2.407 | 2.4073 | 2.4066 | 2.4041 | 2.3998 | 2.3931 | 2.3839 | 2.372 | 2.3578 | 2.3415 | 2.3235 | 2.3044 | 2.2846 | 2.2644 | 2.2443 | 2.2244 | 2.205 | 2.1859 | 2.1672 | 2.1489 | 2.1312 | 2.1139 | 2.0973 | 2.0813 | 0.0058183 | 0.013556 | 0.036367 | 0.079778 | 0.14909 | 0.24409 | 0.35603 | 0.4685 | 0.56179 | 0.6189 | 0.62511 | 0.58513 | 0.49581 | 0.36642 | 0.20705 | 0.030132 | 0 | 0 | 0 | 0 | 0 | 0 | 0 | 0 | 0 | 0.0058183 | 0.019376 | 0.055746 | 0.13551 | 0.28446 | 0.52803 | 0.8826 | 1.3477 | 1.9028 | 2.5102 | 3.118 | 3.6793 | 4.1448 | 4.4755 | 4.6431 | 4.632 | 4.5909 | 4.5508 | 4.5114 | 4.4729 | 4.4351 | 4.3984 | 4.3629 | 4.3285 | 4.2955 | 2.4183 | 5.6316 | 15.1069 | 33.1502 | 62.0121 | 101.7158 | 148.7749 | 196.5314 | 236.8384 | 262.4976 | 266.9738 | 251.8278 | 215.1548 | 160.3882 | 91.4358 | 13.4259 | 0 | 0 | 0 | 0 | 0 | 0 | 0 | 0 | 0 | 2.4183 | 8.0499 | 23.1568 | 56.3069 | 118.3191 | 220.0349 | 368.8097 | 565.3411 | 802.1796 | 1064.6772 | 1331.651 | 1583.4787 | 1798.6335 | 1959.0217 | 2050.4575 | 2063.8835 | 2063.8835 | 2063.8835 | 2063.8835 | 2063.8835 | 2063.8835 | 2063.8835 | 2063.8835 | 2063.8835 | 2063.8835 | 0.0049456 | 0.011523 | 0.030915 | 0.067825 | 0.12677 | 0.20762 | 0.30297 | 0.39892 | 0.47872 | 0.52788 | 0.53375 | 0.50021 | 0.4244 | 0.31408 | 0.17772 | 0.025901 | 0 | 0 | 0 | 0 | 0 | 0 | 0 | 0 | 0 | 0.0049456 | 0.016471 | 0.047389 | 0.1152 | 0.24188 | 0.44914 | 0.75106 | 1.1475 | 1.6214 | 2.141 | 2.6623 | 3.1453 | 3.5479 | 3.8362 | 3.9854 | 3.9815 | 3.9519 | 3.923 | 3.8945 | 3.8667 | 3.8394 | 3.8129 | 3.7872 | 3.7624 | 3.7386 | 2.0555 | 4.7869 | 12.8409 | 28.1776 | 52.7103 | 86.4584 | 126.4587 | 167.0517 | 201.3127 | 223.123 | 226.9277 | 214.0536 | 182.8816 | 136.33 | 77.7204 | 11.412 | 0 | 0 | 0 | 0 | 0 | 0 | 0 | 0 | 0 | 2.0555 | 6.8424 | 19.6833 | 47.8609 | 100.5712 | 187.0296 | 313.4883 | 480.54 | 681.8526 | 904.9756 | 1131.9033 | 1345.9569 | 1528.8385 | 1665.1685 | 1742.8889 | 1754.3009 | 1754.3009 | 1754.3009 | 1754.3009 | 1754.3009 | 1754.3009 | 1754.3009 | 1754.3009 | 1754.3009 | 1754.3009 | 0 | 0 | 0 | 0.067825 | 0.12677 | 0.20762 | 0.30297 | 0.39892 | 0.47872 | 0.52788 | 0.53858 | 0.5114 | 0.4542 | 0.31408 | 0.17772 | 0.025901 | 0 | 0 | 0 | 0 | 0 | 0 | 0 | 0 | 0 | 0 | 0 | 0 | 0.067825 | 0.19454 | 0.40187 | 0.7039 | 1.1005 | 1.5746 | 2.0945 | 2.6208 | 3.1153 | 3.5479 | 3.8362 | 3.9854 | 3.9815 | 3.9519 | 3.923 | 3.8945 | 3.8667 | 3.8394 | 3.8129 | 3.7872 | 3.7624 | 3.7386 | 0 | 0 | 0 | 28.1776 | 52.7103 | 86.4584 | 126.4587 | 167.0517 | 201.3127 | 223.123 | 228.9832 | 218.8405 | 195.7224 | 136.33 | 77.7204 | 11.412 | 0 | 0 | 0 | 0 | 0 | 0 | 0 | 0 | 0 | 0 | 0 | 0 | 28.1776 | 80.8879 | 167.3464 | 293.805 | 460.8567 | 662.1694 | 885.2923 | 1114.2756 | 1333.1161 | 1528.8385 | 1665.1685 | 1742.8889 | 1754.3009 | 1754.3009 | 1754.3009 | 1754.3009 | 1754.3009 | 1754.3009 | 1754.3009 | 1754.3009 | 1754.3009 | 1754.3009 | 0.0049456 | 0.011523 | 0.030915 | 0.067825 | 0.12677 | 0.20762 | 0.30297 | 0.39892 | 0.47872 | 0.52788 | 0.53375 | 0.50021 | 0.4244 | 0.31408 | 0.17772 | 0.025901 | 0 | 0 | 0 | 0 | 0 | 0 | 0 | 0 | 0 | 0.0049456 | 0.016471 | 0.047389 | 0.1152 | 0.24188 | 0.44914 | 0.75106 | 1.1475 | 1.6214 | 2.141 | 2.6623 | 3.1453 | 3.5479 | 3.8362 | 3.9854 | 3.9815 | 3.9519 | 3.923 | 3.8945 | 3.8667 | 3.8394 | 3.8129 | 3.7872 | 3.7624 | 3.7386 | 2.0555 | 4.7869 | 12.8409 | 28.1776 | 52.7103 | 86.4584 | 126.4587 | 167.0517 | 201.3127 | 223.123 | 226.9277 | 214.0536 | 182.8816 | 136.33 | 77.7204 | 11.412 | 0 | 0 | 0 | 0 | 0 | 0 | 0 | 0 | 0 | 2.0555 | 6.8424 | 19.6833 | 47.8609 | 100.5712 | 187.0296 | 313.4883 | 480.54 | 681.8526 | 904.9756 | 1131.9033 | 1345.9569 | 1528.8385 | 1665.1685 | 1742.8889 | 1754.3009 | 1754.3009 | 1754.3009 | 1754.3009 | 1754.3009 | 1754.3009 | 1754.3009 | 1754.3009 | 1754.3009 | 1754.3009 | 1662.4369 | 1661.4065 | 1660.5946 | 1659.9172 | 1659.4969 | 1659.1931 | 1658.9633 | 1658.7835 | 1658.6389 | 1658.5202 | 1658.3436 | 1658.1711 | 1658.02 | 1657.8954 | 1657.7997 | 1657.7247 | 1657.6654 | 1657.5248 | 1657.463 | 1657.4339 | 1657.4228 | 1657.4252 | 1657.4252 | 1657.4252 | 1657.4252 | 733.7724 | 733.3177 | 732.9593 | 732.6603 | 732.4748 | 732.3407 | 732.2393 | 732.1599 | 732.0961 | 732.0437 | 731.9658 | 731.8896 | 731.8229 | 731.7679 | 731.7257 | 731.6926 | 731.6664 | 731.6044 | 731.5771 | 731.5642 | 731.5593 | 731.5604 | 731.5604 | 731.5604 | 731.5604 | 158
OR_Residential_LI - Single Family_Existing_Space Heating_Natural Gas_Furnace | OR | Residential | LI - Single Family | New | Water Heating | Natural Gas | Water Heater - Timer | A | ORM111 | None | Installed | 7 | 6.4 | 0 | 0 | 139.02 | 0 | 0 | 0 | 0.30173 | 0.25 | household | 0% | 10% | Retrofit | Retro3Slow | 84.16% | TBD | 0% | 4715.1248 |  | 2081.179 |  | 0.0007748 | DHW_TIM-Water Heating-AEG-2 | DHW_TIM-Water Heating-AEG-2 | DHW_TIM-Water Heating-AEG-2 | None | None | None | None | None | None | None | None | None | None | None | None | None | None | None | None | None | None | None | None | None | None | None | None | None | None | None | Installed | Installed | Installed | Installed | Installed | Installed | Installed | Installed | Installed | Installed | Installed | Installed | Installed | Installed | Installed | Installed | Installed | Installed | Installed | Installed | Installed | Installed | Installed | Installed | Installed | Installed | Installed | 139.02 | 139.02 | 139.02 | 139.02 | 139.02 | 139.02 | 139.02 | 139.02 | 139.02 | 139.02 | 139.02 | 139.02 | 139.02 | 139.02 | 139.02 | 139.02 | 139.02 | 139.02 | 139.02 | 139.02 | 139.02 | 139.02 | 139.02 | 139.02 | 139.02 | 139.02 | 139.02 | 0 | 0 | 6.3731 | 6.35 | 6.3236 | 6.2912 | 6.2497 | 6.2 | 6.1433 | 6.0797 | 6.0111 | 5.94 | 5.8693 | 5.8013 | 5.7372 | 5.6781 | 5.6243 | 5.577 | 5.5305 | 5.4843 | 5.4382 | 5.3922 | 5.3476 | 5.3041 | 5.2619 | 5.221 | 5.1817 | 0.00091088 | 0.0021135 | 0.005646 | 0.012326 | 0.022905 | 0.037272 | 0.054017 | 0.069749 | 0.08214 | 0.08685 | 0.08195 | 0.067012 | 0.043587 | 0.015022 | 0 | 0 | 0 | 0 | 0 | 0 | 0 | 0 | 0 | 0 | 0 | 0.00091088 | 0.0030211 | 0.0086545 | 0.020936 | 0.043703 | 0.080627 | 0.13391 | 0.20227 | 0.28213 | 0.36564 | 0.44324 | 0.50511 | 0.54312 | 0.55255 | 0.54731 | 0.54271 | 0.53818 | 0.53369 | 0.5292 | 0.52472 | 0.52038 | 0.51615 | 0.51204 | 0.50806 | 0.50425 | 0.14292 | 0.33284 | 0.89284 | 1.9592 | 3.665 | 6.0116 | 8.7928 | 11.4724 | 13.6647 | 14.6212 | 13.9623 | 11.5513 | 7.5973 | 2.6456 | 0 | 0 | 0 | 0 | 0 | 0 | 0 | 0 | 0 | 0 | 0 | 0.14292 | 0.47576 | 1.3686 | 3.3278 | 6.9929 | 13.0044 | 21.7973 | 33.2697 | 46.9344 | 61.5556 | 75.5179 | 87.0691 | 94.6664 | 97.312 | 97.312 | 97.312 | 97.312 | 97.312 | 97.312 | 97.312 | 97.312 | 97.312 | 97.312 | 97.312 | 97.312 | 0.0007748 | 0.0017989 | 0.004809 | 0.010507 | 0.019546 | 0.031845 | 0.046217 | 0.059772 | 0.070513 | 0.074692 | 0.070608 | 0.057842 | 0.037688 | 0.01301 | 0 | 0 | 0 | 0 | 0 | 0 | 0 | 0 | 0 | 0 | 0 | 0.0007748 | 0.0025714 | 0.0073715 | 0.017847 | 0.037294 | 0.068888 | 0.11457 | 0.17334 | 0.24219 | 0.31445 | 0.3819 | 0.43599 | 0.46961 | 0.47854 | 0.47472 | 0.47137 | 0.46807 | 0.4648 | 0.46153 | 0.45826 | 0.4551 | 0.45201 | 0.44902 | 0.44612 | 0.44333 | 0.12149 | 0.28291 | 0.75892 | 1.6653 | 3.1153 | 5.1098 | 7.4739 | 9.7515 | 11.615 | 12.428 | 11.8679 | 9.8186 | 6.4577 | 2.2488 | 0 | 0 | 0 | 0 | 0 | 0 | 0 | 0 | 0 | 0 | 0 | 0.12149 | 0.4044 | 1.1633 | 2.8287 | 5.9439 | 11.0538 | 18.5277 | 28.2792 | 39.8942 | 52.3222 | 64.1902 | 74.0088 | 80.4664 | 82.7152 | 82.7152 | 82.7152 | 82.7152 | 82.7152 | 82.7152 | 82.7152 | 82.7152 | 82.7152 | 82.7152 | 82.7152 | 82.7152 | 0 | 0 | 0 | 0 | 0 | 0 | 0 | 0 | 0 | 0 | 0 | 0 | 0 | 0 | 0 | 0 | 0 | 0 | 0 | 0 | 0 | 0 | 0 | 0 | 0 | 0 | 0 | 0 | 0 | 0 | 0 | 0 | 0 | 0 | 0 | 0 | 0 | 0 | 0 | 0 | 0 | 0 | 0 | 0 | 0 | 0 | 0 | 0 | 0 | 0 | 0 | 0 | 0 | 0 | 0 | 0 | 0 | 0 | 0 | 0 | 0 | 0 | 0 | 0 | 0 | 0 | 0 | 0 | 0 | 0 | 0 | 0 | 0 | 0 | 0 | 0 | 0 | 0 | 0 | 0 | 0 | 0 | 0 | 0 | 0 | 0 | 0 | 0 | 0 | 0 | 0 | 0 | 0 | 0 | 0 | 0 | 0 | 0 | 0 | 0 | 0 | 0 | 0 | 0 | 0 | 0 | 0 | 0 | 0 | 0 | 0 | 0 | 0 | 0 | 0 | 0 | 0 | 0 | 0 | 0 | 0 | 0 | 0 | 0 | 0 | 0 | 0 | 0 | 0 | 0 | 0 | 0 | 0 | 0 | 0 | 0 | 0 | 0 | 0 | 0 | 0 | 0 | 0 | 0 | 0 | 0 | 0 | 0 | 0 | 0 | 0 | 0 | 0 | 0 | 0 | 0 | 0 | 0 | 0 | 0 | 0 | 0 | 0 | 0 | 0 | 0 | 0 | 0 | 0 | 0 | 0 | 0 | 0 | 0 | 0 | 0 | 0 | 0 | 0 | 0 | 0 | 0 | 0 | 0 | 0 | 0 | 0 | 0 | 0 | 0 | 0 | 0 | 0 | 0 | 0 | 0 | 0 | 0 | 0 | 0 | 4725.4667 | 4722.5379 | 4720.2301 | 4718.3045 | 4717.1099 | 4716.2464 | 4715.5932 | 4715.082 | 4714.6711 | 4714.3336 | 4713.8317 | 4713.3414 | 4712.9117 | 4712.5576 | 4712.2856 | 4712.0722 | 4711.9039 | 4711.5042 | 4711.3285 | 4711.2457 | 4711.2143 | 4711.221 | 4711.221 | 4711.221 | 4711.221 | 2085.7437 | 2084.451 | 2083.4324 | 2082.5825 | 2082.0552 | 2081.674 | 2081.3857 | 2081.1601 | 2080.9787 | 2080.8298 | 2080.6082 | 2080.3918 | 2080.2022 | 2080.0458 | 2079.9258 | 2079.8316 | 2079.7574 | 2079.5809 | 2079.5034 | 2079.4668 | 2079.453 | 2079.4559 | 2079.4559 | 2079.4559 | 2079.4559 | 159
OR_Residential_LI - Single Family_Existing_Space Heating_Natural Gas_Furnace | OR | Residential | LI - Single Family | New | Water Heating | Natural Gas | Water Heater - Solar System | A | ORM112 | None | Installed | 30 | 111.3994 | 0 | 0 | 7455.26 | 0 | 0 | 0 | 0.30173 | 0.25 | household | 0.5016% | 30% | Lost Opportunity | LO3Slow | 85% | TBD | 0% | 5557.3552 |  | 2452.9257 |  | 0.0011202 | EIA 2018 Tech Forecast | EIA 2018 Tech Forecast | Michigan Energy Measure Database | None | None | None | None | None | None | None | None | None | None | None | None | None | None | None | None | None | None | None | None | None | None | None | None | None | None | None | Installed | Installed | Installed | Installed | Installed | Installed | Installed | Installed | Installed | Installed | Installed | Installed | Installed | Installed | Installed | Installed | Installed | Installed | Installed | Installed | Installed | Installed | Installed | Installed | Installed | Installed | Installed | 7455.26 | 7455.26 | 7455.26 | 7455.26 | 7455.26 | 7455.26 | 7455.26 | 7455.26 | 7455.26 | 7455.26 | 7455.26 | 7455.26 | 7455.26 | 7455.26 | 7455.26 | 7455.26 | 7455.26 | 7455.26 | 7455.26 | 7455.26 | 7455.26 | 7455.26 | 7455.26 | 7455.26 | 7455.26 | 7455.26 | 7455.26 | 0 | 0 | 110.928 | 110.5207 | 110.0515 | 109.4693 | 108.7208 | 107.8206 | 106.7897 | 105.6363 | 104.3957 | 103.1187 | 101.8609 | 100.6626 | 99.5511 | 98.5401 | 97.6268 | 96.8247 | 96.0319 | 95.2449 | 94.4569 | 93.6685 | 92.9037 | 92.1577 | 91.4321 | 90.7293 | 90.0544 | 0.0013169 | 0.0038332 | 0.0090337 | 0.017827 | 0.031151 | 0.050545 | 0.075492 | 0.10487 | 0.13679 | 0.16905 | 0.22815 | 0.27875 | 0.32759 | 0.37178 | 0.40904 | 0.43981 | 0.46517 | 0.56607 | 0.55362 | 0.56817 | 0.57811 | 0.58758 | 0.60019 | 0.61653 | 0.63455 | 0.0013169 | 0.0051453 | 0.014157 | 0.031909 | 0.062842 | 0.11287 | 0.18728 | 0.29013 | 0.42351 | 0.58738 | 0.80837 | 1.0776 | 1.3933 | 1.7509 | 2.1437 | 2.5659 | 3.0101 | 3.5515 | 4.0757 | 4.6099 | 5.1504 | 5.6966 | 6.2519 | 6.8204 | 7.4042 | 0.011872 | 0.034683 | 0.082086 | 0.16285 | 0.28652 | 0.46878 | 0.70693 | 0.99275 | 1.3103 | 1.6394 | 2.2398 | 2.7691 | 3.2907 | 3.7729 | 4.1898 | 4.5423 | 4.8439 | 5.9433 | 5.8611 | 6.0657 | 6.2227 | 6.3758 | 6.5643 | 6.7953 | 7.0463 | 0.011872 | 0.046555 | 0.12864 | 0.29149 | 0.57801 | 1.0468 | 1.7537 | 2.7465 | 4.0568 | 5.6962 | 7.936 | 10.7051 | 13.9958 | 17.7687 | 21.9585 | 26.5009 | 31.3448 | 37.2881 | 43.1492 | 49.2149 | 55.4375 | 61.8134 | 68.3777 | 75.1729 | 82.2193 | 0.0011202 | 0.0032627 | 0.0076947 | 0.015198 | 0.026585 | 0.043191 | 0.064604 | 0.089893 | 0.11747 | 0.14544 | 0.19666 | 0.24072 | 0.28339 | 0.32213 | 0.35493 | 0.38214 | 0.40471 | 0.49317 | 0.48298 | 0.49635 | 0.50573 | 0.51471 | 0.52645 | 0.54149 | 0.55803 | 0.0011202 | 0.0043795 | 0.012059 | 0.027203 | 0.05363 | 0.096446 | 0.16027 | 0.24869 | 0.36369 | 0.50536 | 0.6968 | 0.93058 | 1.2053 | 1.5171 | 1.8602 | 2.2295 | 2.6189 | 3.0941 | 3.5557 | 4.0272 | 4.5055 | 4.9901 | 5.4838 | 5.9903 | 6.5113 | 0.010091 | 0.029481 | 0.069773 | 0.13842 | 0.24354 | 0.39847 | 0.60089 | 0.84383 | 1.1138 | 1.3935 | 1.9038 | 2.3538 | 2.7971 | 3.207 | 3.5613 | 3.861 | 4.1173 | 5.0518 | 4.9819 | 5.1559 | 5.2893 | 5.4195 | 5.5796 | 5.776 | 5.9894 | 0.010091 | 0.039572 | 0.10934 | 0.24777 | 0.49131 | 0.88978 | 1.4907 | 2.3345 | 3.4483 | 4.8418 | 6.7456 | 9.0994 | 11.8964 | 15.1034 | 18.6647 | 22.5257 | 26.6431 | 31.6949 | 36.6768 | 41.8326 | 47.1219 | 52.5414 | 58.121 | 63.897 | 69.8864 | 0 | 0 | 0 | 0 | 0 | 0 | 0 | 0 | 0 | 0 | 0 | 0 | 0 | 0 | 0 | 0 | 0 | 0 | 0 | 0 | 0 | 0 | 0 | 0 | 0 | 0 | 0 | 0 | 0 | 0 | 0 | 0 | 0 | 0 | 0 | 0 | 0 | 0 | 0 | 0 | 0 | 0 | 0 | 0 | 0 | 0 | 0 | 0 | 0 | 0 | 0 | 0 | 0 | 0 | 0 | 0 | 0 | 0 | 0 | 0 | 0 | 0 | 0 | 0 | 0 | 0 | 0 | 0 | 0 | 0 | 0 | 0 | 0 | 0 | 0 | 0 | 0 | 0 | 0 | 0 | 0 | 0 | 0 | 0 | 0 | 0 | 0 | 0 | 0 | 0 | 0 | 0 | 0 | 0 | 0 | 0 | 0 | 0 | 0 | 0 | 0 | 0 | 0 | 0 | 0 | 0 | 0 | 0 | 0 | 0 | 0 | 0 | 0 | 0 | 0 | 0 | 0 | 0 | 0 | 0 | 0 | 0 | 0 | 0 | 0 | 0 | 0 | 0 | 0 | 0 | 0 | 0 | 0 | 0 | 0 | 0 | 0 | 0 | 0 | 0 | 0 | 0 | 0 | 0 | 0 | 0 | 0 | 0 | 0 | 0 | 0 | 0 | 0 | 0 | 0 | 0 | 0 | 0 | 0 | 0 | 0 | 0 | 0 | 0 | 0 | 0 | 0 | 0 | 0 | 0 | 0 | 0 | 0 | 0 | 0 | 0 | 0 | 0 | 0 | 0 | 0 | 0 | 0 | 0 | 0 | 0 | 0 | 0 | 0 | 0 | 0 | 0 | 0 | 0 | 0 | 0 | 0 | 0 | 0 | 0 | 5569.5443 | 5566.0924 | 5563.3724 | 5561.1028 | 5559.6948 | 5558.6771 | 5557.9072 | 5557.3047 | 5556.8204 | 5556.4226 | 5555.831 | 5555.2532 | 5554.7468 | 5554.3293 | 5554.0088 | 5553.7573 | 5553.559 | 5553.0879 | 5552.8808 | 5552.7831 | 5552.7462 | 5552.754 | 5552.754 | 5552.754 | 5552.754 | 2458.3058 | 2456.7822 | 2455.5816 | 2454.5798 | 2453.9584 | 2453.5092 | 2453.1694 | 2452.9034 | 2452.6896 | 2452.5141 | 2452.253 | 2451.9979 | 2451.7744 | 2451.5901 | 2451.4487 | 2451.3377 | 2451.2501 | 2451.0422 | 2450.9508 | 2450.9077 | 2450.8914 | 2450.8948 | 2450.8948 | 2450.8948 | 2450.8948 | 160
OR_Residential_LI - Single Family_Existing_Space Heating_Natural Gas_Furnace | OR | Residential | LI - Single Family | New | Water Heating | Natural Gas | Water Heater - Intermittent Ignition System | A | ORM113 | None | Installed | 20 | 7.41 | 0 | 0 | 105 | 0 | 0 | 0 | 0.30173 | 0.25 | household | 82% | 100% | Lost Opportunity | LO3Slow | 85% | TBD | 0% | 1442.7057 |  | 636.7867 |  | 0.0016213 | NW Natural 2021 Energy Efficiency Plan | NW Natural 2021 Energy Efficiency Plan | NW Natural 2021 Energy Efficiency Plan | None | None | None | None | None | None | None | None | None | None | None | None | None | None | None | None | None | None | None | None | None | None | None | None | None | None | None | Installed | Installed | Installed | Installed | Installed | Installed | Installed | Installed | Installed | Installed | Installed | Installed | Installed | Installed | Installed | Installed | Installed | Installed | Installed | Installed | Installed | Installed | Installed | Installed | Installed | Installed | Installed | 105 | 105 | 105 | 105 | 105 | 105 | 105 | 105 | 105 | 105 | 105 | 105 | 105 | 105 | 105 | 105 | 105 | 105 | 105 | 105 | 105 | 105 | 105 | 105 | 105 | 105 | 105 | 0 | 0 | 7.4143 | 7.4188 | 7.4224 | 7.4252 | 7.4267 | 7.4277 | 7.4282 | 7.4284 | 7.4284 | 7.4283 | 7.4286 | 7.429 | 7.4295 | 7.4299 | 7.4304 | 7.4308 | 7.4312 | 7.432 | 7.4326 | 7.4329 | 7.4332 | 7.4333 | 7.4335 | 7.4337 | 7.4338 | 0.0019074 | 0.0072722 | 0.021687 | 0.05339 | 0.11321 | 0.21303 | 0.3624 | 0.56566 | 0.82015 | 1.1164 | 1.4405 | 1.777 | 2.1119 | 2.4354 | 2.742 | 3.0304 | 3.3026 | 3.5621 | 3.8126 | 4.0622 | 4.3107 | 4.5436 | 4.7719 | 4.9872 | 5.1788 | 0.0019074 | 0.0091808 | 0.030872 | 0.084274 | 0.1975 | 0.41056 | 0.77299 | 1.3387 | 2.1588 | 3.2753 | 4.7159 | 6.4932 | 8.6055 | 11.0414 | 13.784 | 16.8152 | 20.1187 | 23.6831 | 27.4974 | 31.5609 | 35.8727 | 40.4172 | 45.19 | 50.1781 | 55.358 | 0.25726 | 0.98024 | 2.9219 | 7.1904 | 15.2439 | 28.6808 | 48.7879 | 76.1493 | 110.4078 | 150.2947 | 193.9181 | 239.1934 | 284.2623 | 327.7807 | 369.0222 | 407.8215 | 444.4208 | 479.2885 | 512.9642 | 546.5124 | 579.9263 | 611.2518 | 641.9399 | 670.8918 | 696.6591 | 0.25726 | 1.2375 | 4.1594 | 11.3498 | 26.5937 | 55.2745 | 104.0624 | 180.2117 | 290.6195 | 440.9142 | 634.8323 | 874.0257 | 1158.2881 | 1486.0688 | 1855.0909 | 2262.9125 | 2707.3333 | 3186.6218 | 3699.5859 | 4246.0984 | 4826.0247 | 5437.2765 | 6079.2163 | 6750.1081 | 7446.7672 | 0.0016213 | 0.0061814 | 0.018434 | 0.045382 | 0.096232 | 0.18108 | 0.30805 | 0.48084 | 0.69717 | 0.94904 | 1.2246 | 1.5106 | 1.7953 | 2.0703 | 2.3309 | 2.5761 | 2.8074 | 3.028 | 3.241 | 3.4531 | 3.6644 | 3.8624 | 4.0564 | 4.2394 | 4.4023 | 0.0016213 | 0.0078037 | 0.026242 | 0.071634 | 0.16788 | 0.34899 | 0.65707 | 1.1379 | 1.8351 | 2.7842 | 4.0089 | 5.5197 | 7.3153 | 9.3861 | 11.7175 | 14.2943 | 17.1025 | 20.1324 | 23.3747 | 26.8288 | 30.494 | 34.357 | 38.414 | 42.6541 | 47.0571 | 0.21867 | 0.8332 | 2.4836 | 6.1119 | 12.9573 | 24.3787 | 41.4697 | 64.7269 | 93.8466 | 127.7505 | 164.8304 | 203.3144 | 241.623 | 278.6136 | 313.6689 | 346.6483 | 377.7577 | 407.3952 | 436.0195 | 464.5356 | 492.9374 | 519.564 | 545.6489 | 570.258 | 592.1602 | 0.21867 | 1.0519 | 3.5355 | 9.6473 | 22.6047 | 46.9834 | 88.4531 | 153.18 | 247.0266 | 374.7771 | 539.6075 | 742.9219 | 984.5448 | 1263.1584 | 1576.8273 | 1923.4756 | 2301.2333 | 2708.6285 | 3144.648 | 3609.1836 | 4102.121 | 4621.685 | 5167.3339 | 5737.5919 | 6329.7521 | 0.0016213 | 0.0061814 | 0.018434 | 0.045382 | 0.096232 | 0.18108 | 0.30805 | 0.48084 | 0.69717 | 0.94904 | 1.2246 | 1.5106 | 1.7953 | 2.0703 | 2.3309 | 2.5761 | 2.8074 | 3.028 | 3.241 | 3.4531 | 3.6644 | 3.8624 | 4.0564 | 4.2394 | 4.4023 | 0.0016213 | 0.0078037 | 0.026242 | 0.071634 | 0.16788 | 0.34899 | 0.65707 | 1.1379 | 1.8351 | 2.7842 | 4.0089 | 5.5197 | 7.3153 | 9.3861 | 11.7175 | 14.2943 | 17.1025 | 20.1324 | 23.3747 | 26.8288 | 30.494 | 34.357 | 38.414 | 42.6541 | 47.0571 | 0.21867 | 0.8332 | 2.4836 | 6.1119 | 12.9573 | 24.3787 | 41.4697 | 64.7269 | 93.8466 | 127.7505 | 164.8304 | 203.3144 | 241.623 | 278.6136 | 313.6689 | 346.6483 | 377.7577 | 407.3952 | 436.0195 | 464.5356 | 492.9374 | 519.564 | 545.6489 | 570.258 | 592.1602 | 0.21867 | 1.0519 | 3.5355 | 9.6473 | 22.6047 | 46.9834 | 88.4531 | 153.18 | 247.0266 | 374.7771 | 539.6075 | 742.9219 | 984.5448 | 1263.1584 | 1576.8273 | 1923.4756 | 2301.2333 | 2708.6285 | 3144.648 | 3609.1836 | 4102.121 | 4621.685 | 5167.3339 | 5737.5919 | 6329.7521 | 0.0016213 | 0.0061814 | 0.018434 | 0.045382 | 0.096232 | 0.18108 | 0.30805 | 0.48084 | 0.69717 | 0.94904 | 1.2246 | 1.5106 | 1.7953 | 2.0703 | 2.3309 | 2.5761 | 2.8074 | 3.028 | 3.241 | 3.4531 | 3.6644 | 3.8624 | 4.0564 | 4.2394 | 4.4023 | 0.0016213 | 0.0078037 | 0.026242 | 0.071634 | 0.16788 | 0.34899 | 0.65707 | 1.1379 | 1.8351 | 2.7842 | 4.0089 | 5.5197 | 7.3153 | 9.3861 | 11.7175 | 14.2943 | 17.1025 | 20.1324 | 23.3747 | 26.8288 | 30.494 | 34.357 | 38.414 | 42.6541 | 47.0571 | 0.21867 | 0.8332 | 2.4836 | 6.1119 | 12.9573 | 24.3787 | 41.4697 | 64.7269 | 93.8466 | 127.7505 | 164.8304 | 203.3144 | 241.623 | 278.6136 | 313.6689 | 346.6483 | 377.7577 | 407.3952 | 436.0195 | 464.5356 | 492.9374 | 519.564 | 545.6489 | 570.258 | 592.1602 | 0.21867 | 1.0519 | 3.5355 | 9.6473 | 22.6047 | 46.9834 | 88.4531 | 153.18 | 247.0266 | 374.7771 | 539.6075 | 742.9219 | 984.5448 | 1263.1584 | 1576.8273 | 1923.4756 | 2301.2333 | 2708.6285 | 3144.648 | 3609.1836 | 4102.121 | 4621.685 | 5167.3339 | 5737.5919 | 6329.7521 | 1445.8701 | 1444.9739 | 1444.2678 | 1443.6786 | 1443.3131 | 1443.0489 | 1442.849 | 1442.6926 | 1442.5669 | 1442.4636 | 1442.3101 | 1442.16 | 1442.0286 | 1441.9202 | 1441.837 | 1441.7717 | 1441.7202 | 1441.5979 | 1441.5442 | 1441.5188 | 1441.5092 | 1441.5113 | 1441.5113 | 1441.5113 | 1441.5113 | 638.1834 | 637.7879 | 637.4762 | 637.2161 | 637.0548 | 636.9382 | 636.85 | 636.7809 | 636.7254 | 636.6799 | 636.6121 | 636.5459 | 636.4878 | 636.44 | 636.4033 | 636.3745 | 636.3517 | 636.2978 | 636.274 | 636.2628 | 636.2586 | 636.2595 | 636.2595 | 636.2595 | 636.2595 | 161
OR_Residential_LI - Single Family_Existing_Space Heating_Natural Gas_Furnace | OR | Residential | LI - Single Family | New | Space Heating | Natural Gas | Circulation Pump - High Efficiency | A | ORM114 | Standard circulation pump | High efficient circulation pump | 11.5 | 11.1207 | 0 | 0 | 456.73 | 0 | 0 | 0 | 0.30173 | 0.45 | household | 0% | 0% | Retrofit | Retro1Slow | 84.81% | TBD | 0% | 0 |  | 0 |  | 0 | RTF Wkbk - ComResCirculatorPumps_3_0 | RTF Wkbk - ComResCirculatorPumps_3_0 | RTF Wkbk - ComResCirculatorPumps_3_0 | Standard circulation pump | Standard circulation pump | Standard circulation pump | Standard circulation pump | Standard circulation pump | Standard circulation pump | Standard circulation pump | Standard circulation pump | Standard circulation pump | Standard circulation pump | Standard circulation pump | Standard circulation pump | Standard circulation pump | Standard circulation pump | Standard circulation pump | Standard circulation pump | Standard circulation pump | Standard circulation pump | Standard circulation pump | Standard circulation pump | Standard circulation pump | Standard circulation pump | Standard circulation pump | Standard circulation pump | Standard circulation pump | Standard circulation pump | Standard circulation pump | High efficient circulation pump | High efficient circulation pump | High efficient circulation pump | High efficient circulation pump | High efficient circulation pump | High efficient circulation pump | High efficient circulation pump | High efficient circulation pump | High efficient circulation pump | High efficient circulation pump | High efficient circulation pump | High efficient circulation pump | High efficient circulation pump | High efficient circulation pump | High efficient circulation pump | High efficient circulation pump | High efficient circulation pump | High efficient circulation pump | High efficient circulation pump | High efficient circulation pump | High efficient circulation pump | High efficient circulation pump | High efficient circulation pump | High efficient circulation pump | High efficient circulation pump | High efficient circulation pump | High efficient circulation pump | 456.73 | 456.73 | 456.73 | 456.73 | 456.73 | 456.73 | 456.73 | 456.73 | 456.73 | 456.73 | 456.73 | 456.73 | 456.73 | 456.73 | 456.73 | 456.73 | 456.73 | 456.73 | 456.73 | 456.73 | 456.73 | 456.73 | 456.73 | 456.73 | 456.73 | 456.73 | 456.73 | 0 | 0 | 0 | 0 | 0 | 0 | 0 | 0 | 0 | 0 | 0 | 0 | 0 | 0 | 0 | 0 | 0 | 0 | 0 | 0 | 0 | 0 | 0 | 0 | 0 | 0 | 0 | 0 | 0 | 0 | 0 | 0 | 0 | 0 | 0 | 0 | 0 | 0 | 0 | 0 | 0 | 0 | 0 | 0 | 0 | 0 | 0 | 0 | 0 | 0 | 0 | 0 | 0 | 0 | 0 | 0 | 0 | 0 | 0 | 0 | 0 | 0 | 0 | 0 | 0 | 0 | 0 | 0 | 0 | 0 | 0 | 0 | 0 | 0 | 0 | 0 | 0 | 0 | 0 | 0 | 0 | 0 | 0 | 0 | 0 | 0 | 0 | 0 | 0 | 0 | 0 | 0 | 0 | 0 | 0 | 0 | 0 | 0 | 0 | 0 | 0 | 0 | 0 | 0 | 0 | 0 | 0 | 0 | 0 | 0 | 0 | 0 | 0 | 0 | 0 | 0 | 0 | 0 | 0 | 0 | 0 | 0 | 0 | 0 | 0 | 0 | 0 | 0 | 0 | 0 | 0 | 0 | 0 | 0 | 0 | 0 | 0 | 0 | 0 | 0 | 0 | 0 | 0 | 0 | 0 | 0 | 0 | 0 | 0 | 0 | 0 | 0 | 0 | 0 | 0 | 0 | 0 | 0 | 0 | 0 | 0 | 0 | 0 | 0 | 0 | 0 | 0 | 0 | 0 | 0 | 0 | 0 | 0 | 0 | 0 | 0 | 0 | 0 | 0 | 0 | 0 | 0 | 0 | 0 | 0 | 0 | 0 | 0 | 0 | 0 | 0 | 0 | 0 | 0 | 0 | 0 | 0 | 0 | 0 | 0 | 0 | 0 | 0 | 0 | 0 | 0 | 0 | 0 | 0 | 0 | 0 | 0 | 0 | 0 | 0 | 0 | 0 | 0 | 0 | 0 | 0 | 0 | 0 | 0 | 0 | 0 | 0 | 0 | 0 | 0 | 0 | 0 | 0 | 0 | 0 | 0 | 0 | 0 | 0 | 0 | 0 | 0 | 0 | 0 | 0 | 0 | 0 | 0 | 0 | 0 | 0 | 0 | 0 | 0 | 0 | 0 | 0 | 0 | 0 | 0 | 0 | 0 | 0 | 0 | 0 | 0 | 0 | 0 | 0 | 0 | 0 | 0 | 0 | 0 | 0 | 0 | 0 | 0 | 0 | 0 | 0 | 0 | 0 | 0 | 0 | 0 | 0 | 0 | 0 | 0 | 0 | 0 | 0 | 0 | 0 | 0 | 0 | 0 | 0 | 0 | 0 | 0 | 0 | 0 | 0 | 0 | 0 | 0 | 0 | 0 | 0 | 0 | 0 | 0 | 0 | 0 | 0 | 0 | 0 | 0 | 0 | 0 | 0 | 0 | 0 | 0 | 0 | 0 | 0 | 0 | 0 | 0 | 0 | 0 | 0 | 0 | 0 | 0 | 0 | 0 | 0 | 0 | 0 | 0 | 0 | 0 | 0 | 0 | 0 | 0 | 0 | 0 | 0 | 0 | 0 | 0 | 0 | 0 | 0 | 0 | 0 | 0 | 0 | 0 | 0 | 0 | 0 | 0 | 0 | 0 | 0 | 0 | 0 | 0 | 0 | 0 | 0 | 0 | 0 | 0 | 0 | 0 | 0 | 0 | 0 | 0 | 0 | 0 | 0 | 0 | 0 | 0 | 0 | 0 | 0 | 0 | 0 | 0 | 0 | 0 | 0 | 0 | 0 | 0 | 0 | 0 | 0 | 0 | 0 | 0 | 0 | 0 | 0 | 0 | 0 | 0 | 0 | 0 | 0 | 0 | 0 | 0 | 0 | 0 | 0 | 0 | 0 | 0 | 0 | 0 | 0 | 0 | 0 | 0 | 0 | 0 | 0 | 0 | 0 | 0 | 0 | 0 | 0 | 0 | 0 | 0 | 0 | 0 | 0 | 0 | 0 | 0 | 0 | 0 | 0 | 0 | 0 | 0 | 0 | 0 | 0 | 0 | 0 | 0 | 0 | 0 | 0 | 0 | 0 | 0 | 0 | 0 | 0 | 0 | 0 | 0 | 0 | 162
OR_Residential_LI - Single Family_Existing_Space Heating_Natural Gas_Furnace | OR | Residential | LI - Single Family | New | Water Heating | Natural Gas | Circulation Pump - High Efficiency | A | ORM115 | Standard circulation pump | High efficient circulation pump | 11.5 | 0 | 0 | 0 | 456.73 | 0 | 0 | 0 | 0.30173 | 0.45 | household | 0% | 0% | Retrofit | Retro1Slow | 84.81% | TBD | 0% | 0 |  | 0 |  | 0 | RTF Wkbk - ComResCirculatorPumps_3_0 | RTF Wkbk - ComResCirculatorPumps_3_0 | RTF Wkbk - ComResCirculatorPumps_3_0 | Standard circulation pump | Standard circulation pump | Standard circulation pump | Standard circulation pump | Standard circulation pump | Standard circulation pump | Standard circulation pump | Standard circulation pump | Standard circulation pump | Standard circulation pump | Standard circulation pump | Standard circulation pump | Standard circulation pump | Standard circulation pump | Standard circulation pump | Standard circulation pump | Standard circulation pump | Standard circulation pump | Standard circulation pump | Standard circulation pump | Standard circulation pump | Standard circulation pump | Standard circulation pump | Standard circulation pump | Standard circulation pump | Standard circulation pump | Standard circulation pump | High efficient circulation pump | High efficient circulation pump | High efficient circulation pump | High efficient circulation pump | High efficient circulation pump | High efficient circulation pump | High efficient circulation pump | High efficient circulation pump | High efficient circulation pump | High efficient circulation pump | High efficient circulation pump | High efficient circulation pump | High efficient circulation pump | High efficient circulation pump | High efficient circulation pump | High efficient circulation pump | High efficient circulation pump | High efficient circulation pump | High efficient circulation pump | High efficient circulation pump | High efficient circulation pump | High efficient circulation pump | High efficient circulation pump | High efficient circulation pump | High efficient circulation pump | High efficient circulation pump | High efficient circulation pump | 456.73 | 456.73 | 456.73 | 456.73 | 456.73 | 456.73 | 456.73 | 456.73 | 456.73 | 456.73 | 456.73 | 456.73 | 456.73 | 456.73 | 456.73 | 456.73 | 456.73 | 456.73 | 456.73 | 456.73 | 456.73 | 456.73 | 456.73 | 456.73 | 456.73 | 456.73 | 456.73 | 0 | 0 | 0 | 0 | 0 | 0 | 0 | 0 | 0 | 0 | 0 | 0 | 0 | 0 | 0 | 0 | 0 | 0 | 0 | 0 | 0 | 0 | 0 | 0 | 0 | 0 | 0 | 0 | 0 | 0 | 0 | 0 | 0 | 0 | 0 | 0 | 0 | 0 | 0 | 0 | 0 | 0 | 0 | 0 | 0 | 0 | 0 | 0 | 0 | 0 | 0 | 0 | 0 | 0 | 0 | 0 | 0 | 0 | 0 | 0 | 0 | 0 | 0 | 0 | 0 | 0 | 0 | 0 | 0 | 0 | 0 | 0 | 0 | 0 | 0 | 0 | 0 | 0 | 0 | 0 | 0 | 0 | 0 | 0 | 0 | 0 | 0 | 0 | 0 | 0 | 0 | 0 | 0 | 0 | 0 | 0 | 0 | 0 | 0 | 0 | 0 | 0 | 0 | 0 | 0 | 0 | 0 | 0 | 0 | 0 | 0 | 0 | 0 | 0 | 0 | 0 | 0 | 0 | 0 | 0 | 0 | 0 | 0 | 0 | 0 | 0 | 0 | 0 | 0 | 0 | 0 | 0 | 0 | 0 | 0 | 0 | 0 | 0 | 0 | 0 | 0 | 0 | 0 | 0 | 0 | 0 | 0 | 0 | 0 | 0 | 0 | 0 | 0 | 0 | 0 | 0 | 0 | 0 | 0 | 0 | 0 | 0 | 0 | 0 | 0 | 0 | 0 | 0 | 0 | 0 | 0 | 0 | 0 | 0 | 0 | 0 | 0 | 0 | 0 | 0 | 0 | 0 | 0 | 0 | 0 | 0 | 0 | 0 | 0 | 0 | 0 | 0 | 0 | 0 | 0 | 0 | 0 | 0 | 0 | 0 | 0 | 0 | 0 | 0 | 0 | 0 | 0 | 0 | 0 | 0 | 0 | 0 | 0 | 0 | 0 | 0 | 0 | 0 | 0 | 0 | 0 | 0 | 0 | 0 | 0 | 0 | 0 | 0 | 0 | 0 | 0 | 0 | 0 | 0 | 0 | 0 | 0 | 0 | 0 | 0 | 0 | 0 | 0 | 0 | 0 | 0 | 0 | 0 | 0 | 0 | 0 | 0 | 0 | 0 | 0 | 0 | 0 | 0 | 0 | 0 | 0 | 0 | 0 | 0 | 0 | 0 | 0 | 0 | 0 | 0 | 0 | 0 | 0 | 0 | 0 | 0 | 0 | 0 | 0 | 0 | 0 | 0 | 0 | 0 | 0 | 0 | 0 | 0 | 0 | 0 | 0 | 0 | 0 | 0 | 0 | 0 | 0 | 0 | 0 | 0 | 0 | 0 | 0 | 0 | 0 | 0 | 0 | 0 | 0 | 0 | 0 | 0 | 0 | 0 | 0 | 0 | 0 | 0 | 0 | 0 | 0 | 0 | 0 | 0 | 0 | 0 | 0 | 0 | 0 | 0 | 0 | 0 | 0 | 0 | 0 | 0 | 0 | 0 | 0 | 0 | 0 | 0 | 0 | 0 | 0 | 0 | 0 | 0 | 0 | 0 | 0 | 0 | 0 | 0 | 0 | 0 | 0 | 0 | 0 | 0 | 0 | 0 | 0 | 0 | 0 | 0 | 0 | 0 | 0 | 0 | 0 | 0 | 0 | 0 | 0 | 0 | 0 | 0 | 0 | 0 | 0 | 0 | 0 | 0 | 0 | 0 | 0 | 0 | 0 | 0 | 0 | 0 | 0 | 0 | 0 | 0 | 0 | 0 | 0 | 0 | 0 | 0 | 0 | 0 | 0 | 0 | 0 | 0 | 0 | 0 | 0 | 0 | 0 | 0 | 0 | 0 | 0 | 0 | 0 | 0 | 0 | 0 | 0 | 0 | 0 | 0 | 0 | 0 | 0 | 0 | 0 | 0 | 0 | 0 | 0 | 0 | 0 | 0 | 0 | 0 | 0 | 0 | 0 | 0 | 0 | 0 | 0 | 0 | 0 | 0 | 0 | 0 | 0 | 0 | 0 | 0 | 0 | 0 | 0 | 0 | 0 | 0 | 0 | 0 | 0 | 0 | 0 | 0 | 0 | 0 | 0 | 0 | 0 | 0 | 0 | 0 | 0 | 163
OR_Residential_LI - Single Family_Existing_Space Heating_Natural Gas_Furnace | OR | Residential | LI - Single Family | New | Space Heating | Natural Gas | Circulation Pump - Timer | A | ORM116 | Without controls | Controls added | 11.5 | 0 | 0 | 0 | 1074.28 | 0 | 0 | 0 | 0.30173 | 0.45 | complex | 0% | 0% | Retrofit | Retro1Slow | 84.81% | TBD | 0% | 670.0492 |  | 347.3764 |  | 0 | RTF Wkbk - ComResCirculatorPumps_3_0 | RTF Wkbk - ComResCirculatorPumps_3_0 | RTF Wkbk - ComResCirculatorPumps_3_0 | Without controls | Without controls | Without controls | Without controls | Without controls | Without controls | Without controls | Without controls | Without controls | Without controls | Without controls | Without controls | Without controls | Without controls | Without controls | Without controls | Without controls | Without controls | Without controls | Without controls | Without controls | Without controls | Without controls | Without controls | Without controls | Without controls | Without controls | Controls added | Controls added | Controls added | Controls added | Controls added | Controls added | Controls added | Controls added | Controls added | Controls added | Controls added | Controls added | Controls added | Controls added | Controls added | Controls added | Controls added | Controls added | Controls added | Controls added | Controls added | Controls added | Controls added | Controls added | Controls added | Controls added | Controls added | 1074.28 | 1074.28 | 1074.28 | 1074.28 | 1074.28 | 1074.28 | 1074.28 | 1074.28 | 1074.28 | 1074.28 | 1074.28 | 1074.28 | 1074.28 | 1074.28 | 1074.28 | 1074.28 | 1074.28 | 1074.28 | 1074.28 | 1074.28 | 1074.28 | 1074.28 | 1074.28 | 1074.28 | 1074.28 | 1074.28 | 1074.28 | 0 | 0 | 0 | 0 | 0 | 0 | 0 | 0 | 0 | 0 | 0 | 0 | 0 | 0 | 0 | 0 | 0 | 0 | 0 | 0 | 0 | 0 | 0 | 0 | 0 | 0 | 0 | 0 | 0 | 0 | 0 | 0 | 0 | 0 | 0 | 0 | 0 | 0 | 0 | 0 | 0 | 0 | 0 | 0 | 0 | 0 | 0 | 0 | 0 | 0 | 0 | 0 | 0 | 0 | 0 | 0 | 0 | 0 | 0 | 0 | 0 | 0 | 0 | 0 | 0 | 0 | 0 | 0 | 0 | 0 | 0 | 0 | 0 | 0 | 0 | 0 | 0 | 0 | 0 | 0 | 0 | 0 | 0 | 0 | 0 | 0 | 0 | 0 | 0 | 0 | 0 | 0 | 0 | 0 | 0 | 0 | 0 | 0 | 0 | 0 | 0 | 0 | 0 | 0 | 0 | 0 | 0 | 0 | 0 | 0 | 0 | 0 | 0 | 0 | 0 | 0 | 0 | 0 | 0 | 0 | 0 | 0 | 0 | 0 | 0 | 0 | 0 | 0 | 0 | 0 | 0 | 0 | 0 | 0 | 0 | 0 | 0 | 0 | 0 | 0 | 0 | 0 | 0 | 0 | 0 | 0 | 0 | 0 | 0 | 0 | 0 | 0 | 0 | 0 | 0 | 0 | 0 | 0 | 0 | 0 | 0 | 0 | 0 | 0 | 0 | 0 | 0 | 0 | 0 | 0 | 0 | 0 | 0 | 0 | 0 | 0 | 0 | 0 | 0 | 0 | 0 | 0 | 0 | 0 | 0 | 0 | 0 | 0 | 0 | 0 | 0 | 0 | 0 | 0 | 0 | 0 | 0 | 0 | 0 | 0 | 0 | 0 | 0 | 0 | 0 | 0 | 0 | 0 | 0 | 0 | 0 | 0 | 0 | 0 | 0 | 0 | 0 | 0 | 0 | 0 | 0 | 0 | 0 | 0 | 0 | 0 | 0 | 0 | 0 | 0 | 0 | 0 | 0 | 0 | 0 | 0 | 0 | 0 | 0 | 0 | 0 | 0 | 0 | 0 | 0 | 0 | 0 | 0 | 0 | 0 | 0 | 0 | 0 | 0 | 0 | 0 | 0 | 0 | 0 | 0 | 0 | 0 | 0 | 0 | 0 | 0 | 0 | 0 | 0 | 0 | 0 | 0 | 0 | 0 | 0 | 0 | 0 | 0 | 0 | 0 | 0 | 0 | 0 | 0 | 0 | 0 | 0 | 0 | 0 | 0 | 0 | 0 | 0 | 0 | 0 | 0 | 0 | 0 | 0 | 0 | 0 | 0 | 0 | 0 | 0 | 0 | 0 | 0 | 0 | 0 | 0 | 0 | 0 | 0 | 0 | 0 | 0 | 0 | 0 | 0 | 0 | 0 | 0 | 0 | 0 | 0 | 0 | 0 | 0 | 0 | 0 | 0 | 0 | 0 | 0 | 0 | 0 | 0 | 0 | 0 | 0 | 0 | 0 | 0 | 0 | 0 | 0 | 0 | 0 | 0 | 0 | 0 | 0 | 0 | 0 | 0 | 0 | 0 | 0 | 0 | 0 | 0 | 0 | 0 | 0 | 0 | 0 | 0 | 0 | 0 | 0 | 0 | 0 | 0 | 0 | 0 | 0 | 0 | 0 | 0 | 0 | 0 | 0 | 0 | 0 | 0 | 0 | 0 | 0 | 0 | 0 | 0 | 0 | 0 | 0 | 0 | 0 | 0 | 0 | 0 | 0 | 0 | 0 | 0 | 0 | 0 | 0 | 0 | 0 | 0 | 0 | 0 | 0 | 0 | 0 | 0 | 0 | 0 | 0 | 0 | 0 | 0 | 0 | 0 | 0 | 0 | 0 | 671.5189 | 671.1027 | 670.7747 | 670.5011 | 670.3313 | 670.2086 | 670.1158 | 670.0432 | 669.9848 | 669.9368 | 669.8655 | 669.7958 | 669.7348 | 669.6844 | 669.6458 | 669.6155 | 669.5915 | 669.5347 | 669.5098 | 669.498 | 669.4935 | 669.4945 | 669.4945 | 669.4945 | 669.4945 | 348.1383 | 347.9226 | 347.7526 | 347.6107 | 347.5227 | 347.4591 | 347.4109 | 347.3733 | 347.343 | 347.3181 | 347.2812 | 347.245 | 347.2134 | 347.1873 | 347.1673 | 347.1515 | 347.1391 | 347.1097 | 347.0968 | 347.0906 | 347.0883 | 347.0888 | 347.0888 | 347.0888 | 347.0888 | 164
OR_Residential_LI - Single Family_Existing_Space Heating_Natural Gas_Furnace | OR | Residential | LI - Single Family | New | Water Heating | Natural Gas | Circulation Pump - Timer | A | ORM117 | Without controls | Controls added | 11.5 | 273.0375 | 0 | 0 | 1074.28 | 0 | 0 | 0 | 0.30173 | 0.45 | complex | 0% | 0% | Retrofit | Retro1Slow | 84.81% | TBD | 0% | 670.0492 |  | 347.3764 |  | 0 | RTF Wkbk - ComResCirculatorPumps_3_0 | RTF Wkbk - ComResCirculatorPumps_3_0 | RTF Wkbk - ComResCirculatorPumps_3_0 | Without controls | Without controls | Without controls | Without controls | Without controls | Without controls | Without controls | Without controls | Without controls | Without controls | Without controls | Without controls | Without controls | Without controls | Without controls | Without controls | Without controls | Without controls | Without controls | Without controls | Without controls | Without controls | Without controls | Without controls | Without controls | Without controls | Without controls | Controls added | Controls added | Controls added | Controls added | Controls added | Controls added | Controls added | Controls added | Controls added | Controls added | Controls added | Controls added | Controls added | Controls added | Controls added | Controls added | Controls added | Controls added | Controls added | Controls added | Controls added | Controls added | Controls added | Controls added | Controls added | Controls added | Controls added | 1074.28 | 1074.28 | 1074.28 | 1074.28 | 1074.28 | 1074.28 | 1074.28 | 1074.28 | 1074.28 | 1074.28 | 1074.28 | 1074.28 | 1074.28 | 1074.28 | 1074.28 | 1074.28 | 1074.28 | 1074.28 | 1074.28 | 1074.28 | 1074.28 | 1074.28 | 1074.28 | 1074.28 | 1074.28 | 1074.28 | 1074.28 | 0 | 0 | 273.196 | 273.3633 | 273.4927 | 273.5968 | 273.6544 | 273.6885 | 273.7066 | 273.714 | 273.7149 | 273.7132 | 273.7242 | 273.739 | 273.7553 | 273.7718 | 273.7876 | 273.8033 | 273.8186 | 273.8493 | 273.8686 | 273.8818 | 273.8912 | 273.8978 | 273.9042 | 273.91 | 273.9154 | 0 | 0 | 0 | 0 | 0 | 0 | 0 | 0 | 0 | 0 | 0 | 0 | 0 | 0 | 0 | 0 | 0 | 0 | 0 | 0 | 0 | 0 | 0 | 0 | 0 | 0 | 0 | 0 | 0 | 0 | 0 | 0 | 0 | 0 | 0 | 0 | 0 | 0 | 0 | 0 | 0 | 0 | 0 | 0 | 0 | 0 | 0 | 0 | 0 | 0 | 0 | 0 | 0 | 0 | 0 | 0 | 0 | 0 | 0 | 0 | 0 | 0 | 0 | 0 | 0 | 0 | 0 | 0 | 0 | 0 | 0 | 0 | 0 | 0 | 0 | 0 | 0 | 0 | 0 | 0 | 0 | 0 | 0 | 0 | 0 | 0 | 0 | 0 | 0 | 0 | 0 | 0 | 0 | 0 | 0 | 0 | 0 | 0 | 0 | 0 | 0 | 0 | 0 | 0 | 0 | 0 | 0 | 0 | 0 | 0 | 0 | 0 | 0 | 0 | 0 | 0 | 0 | 0 | 0 | 0 | 0 | 0 | 0 | 0 | 0 | 0 | 0 | 0 | 0 | 0 | 0 | 0 | 0 | 0 | 0 | 0 | 0 | 0 | 0 | 0 | 0 | 0 | 0 | 0 | 0 | 0 | 0 | 0 | 0 | 0 | 0 | 0 | 0 | 0 | 0 | 0 | 0 | 0 | 0 | 0 | 0 | 0 | 0 | 0 | 0 | 0 | 0 | 0 | 0 | 0 | 0 | 0 | 0 | 0 | 0 | 0 | 0 | 0 | 0 | 0 | 0 | 0 | 0 | 0 | 0 | 0 | 0 | 0 | 0 | 0 | 0 | 0 | 0 | 0 | 0 | 0 | 0 | 0 | 0 | 0 | 0 | 0 | 0 | 0 | 0 | 0 | 0 | 0 | 0 | 0 | 0 | 0 | 0 | 0 | 0 | 0 | 0 | 0 | 0 | 0 | 0 | 0 | 0 | 0 | 0 | 0 | 0 | 0 | 0 | 0 | 0 | 0 | 0 | 0 | 0 | 0 | 0 | 0 | 0 | 0 | 0 | 0 | 0 | 0 | 0 | 0 | 0 | 0 | 0 | 0 | 0 | 0 | 0 | 0 | 0 | 0 | 0 | 0 | 0 | 0 | 0 | 0 | 0 | 0 | 0 | 0 | 0 | 0 | 0 | 0 | 0 | 0 | 0 | 0 | 0 | 0 | 0 | 0 | 0 | 0 | 0 | 0 | 0 | 0 | 0 | 0 | 0 | 0 | 0 | 0 | 0 | 0 | 0 | 0 | 0 | 0 | 0 | 0 | 0 | 0 | 0 | 0 | 0 | 0 | 0 | 0 | 0 | 0 | 0 | 0 | 0 | 0 | 0 | 0 | 0 | 0 | 0 | 0 | 0 | 0 | 0 | 0 | 0 | 0 | 0 | 0 | 0 | 0 | 0 | 0 | 0 | 0 | 0 | 0 | 0 | 0 | 0 | 0 | 0 | 0 | 0 | 0 | 0 | 0 | 0 | 0 | 0 | 0 | 0 | 0 | 0 | 0 | 0 | 0 | 0 | 0 | 0 | 0 | 0 | 0 | 0 | 0 | 0 | 0 | 0 | 0 | 0 | 0 | 0 | 0 | 0 | 0 | 0 | 0 | 0 | 0 | 0 | 0 | 0 | 0 | 0 | 0 | 0 | 0 | 0 | 0 | 0 | 0 | 0 | 0 | 0 | 0 | 0 | 0 | 0 | 0 | 0 | 0 | 0 | 0 | 671.5189 | 671.1027 | 670.7747 | 670.5011 | 670.3313 | 670.2086 | 670.1158 | 670.0432 | 669.9848 | 669.9368 | 669.8655 | 669.7958 | 669.7348 | 669.6844 | 669.6458 | 669.6155 | 669.5915 | 669.5347 | 669.5098 | 669.498 | 669.4935 | 669.4945 | 669.4945 | 669.4945 | 669.4945 | 348.1383 | 347.9226 | 347.7526 | 347.6107 | 347.5227 | 347.4591 | 347.4109 | 347.3733 | 347.343 | 347.3181 | 347.2812 | 347.245 | 347.2134 | 347.1873 | 347.1673 | 347.1515 | 347.1391 | 347.1097 | 347.0968 | 347.0906 | 347.0883 | 347.0888 | 347.0888 | 347.0888 | 347.0888 | 165
OR_Residential_LI - Single Family_Existing_Space Heating_Natural Gas_Furnace | OR | Residential | LI - Single Family | New | Water Heating | Natural Gas | Clothes Washer - ENERGY STAR (8.0) | A | ORM118 | MEF 1.87 | Energy Star Washer | 14.2 | 5.3271 | 0 | 0 | 63.39 | 0 | 0 | 0 | 0.30173 | 0.45 | household | 55% | 99% | Retrofit | Retro12Med | 75.44% | TBD | 0% | 1744.6644 |  | 904.4937 |  | 0.056313 | RTF Workbook - ResClothesWashers_v8_0 | RTF Workbook - ResClothesWashers_v8_0 | RTF Workbook - ResClothesWashers_v8_0 | MEF 1.87 | MEF 1.87 | MEF 1.87 | MEF 1.87 | MEF 1.87 | MEF 1.87 | MEF 1.87 | MEF 1.87 | MEF 1.87 | MEF 1.87 | MEF 1.87 | MEF 1.87 | MEF 1.87 | MEF 1.87 | MEF 1.87 | MEF 1.87 | MEF 1.87 | MEF 1.87 | MEF 1.87 | MEF 1.87 | MEF 1.87 | MEF 1.87 | MEF 1.87 | MEF 1.87 | MEF 1.87 | MEF 1.87 | MEF 1.87 | Energy Star Washer | Energy Star Washer | Energy Star Washer | Energy Star Washer | Energy Star Washer | Energy Star Washer | Energy Star Washer | Energy Star Washer | Energy Star Washer | Energy Star Washer | Energy Star Washer | Energy Star Washer | Energy Star Washer | Energy Star Washer | Energy Star Washer | Energy Star Washer | Energy Star Washer | Energy Star Washer | Energy Star Washer | Energy Star Washer | Energy Star Washer | Energy Star Washer | Energy Star Washer | Energy Star Washer | Energy Star Washer | Energy Star Washer | Energy Star Washer | 63.39 | 63.39 | 63.39 | 63.39 | 63.39 | 63.39 | 63.39 | 63.39 | 63.39 | 63.39 | 63.39 | 63.39 | 63.39 | 63.39 | 63.39 | 63.39 | 63.39 | 63.39 | 63.39 | 63.39 | 63.39 | 63.39 | 63.39 | 63.39 | 63.39 | 63.39 | 63.39 | 0 | 0 | 5.3281 | 5.3283 | 5.3244 | 5.3148 | 5.2973 | 5.2709 | 5.2357 | 5.1925 | 5.1433 | 5.0906 | 5.0373 | 4.9855 | 4.9368 | 4.8921 | 4.852 | 4.8164 | 4.7816 | 4.7476 | 4.7137 | 4.6801 | 4.6471 | 4.6145 | 4.5825 | 4.5513 | 4.5211 | 0.066246 | 0.098146 | 0.13154 | 0.16465 | 0.19735 | 0.20706 | 0.18909 | 0.16987 | 0.15063 | 0.13219 | 0.11507 | 0.099509 | 0.085609 | 0.073343 | 0.062617 | 0 | 0 | 0 | 0 | 0 | 0 | 0 | 0 | 0 | 0 | 0.066246 | 0.16439 | 0.29582 | 0.45994 | 0.65576 | 0.85957 | 1.0429 | 1.2042 | 1.3434 | 1.4618 | 1.5616 | 1.645 | 1.7146 | 1.7724 | 1.8205 | 1.8071 | 1.7941 | 1.7813 | 1.7686 | 1.756 | 1.7436 | 1.7314 | 1.7194 | 1.7076 | 1.6963 | 12.4334 | 18.4199 | 24.7059 | 30.9794 | 37.2545 | 39.283 | 36.1161 | 32.715 | 29.2868 | 25.9678 | 22.8427 | 19.9597 | 17.3411 | 14.9919 | 12.9053 | 0 | 0 | 0 | 0 | 0 | 0 | 0 | 0 | 0 | 0 | 12.4334 | 30.8533 | 55.5592 | 86.5387 | 123.7932 | 163.0762 | 199.1923 | 231.9073 | 261.1941 | 287.1619 | 310.0046 | 329.9643 | 347.3054 | 362.2974 | 375.2026 | 375.2026 | 375.2026 | 375.2026 | 375.2026 | 375.2026 | 375.2026 | 375.2026 | 375.2026 | 375.2026 | 375.2026 | 0.056313 | 0.083437 | 0.11185 | 0.14005 | 0.16795 | 0.17635 | 0.16121 | 0.14501 | 0.12877 | 0.11319 | 0.098684 | 0.085479 | 0.073652 | 0.063189 | 0.054018 | 0 | 0 | 0 | 0 | 0 | 0 | 0 | 0 | 0 | 0 | 0.056313 | 0.13976 | 0.25153 | 0.39121 | 0.55807 | 0.73208 | 0.88914 | 1.0279 | 1.1484 | 1.2517 | 1.3393 | 1.4131 | 1.4751 | 1.527 | 1.5705 | 1.5608 | 1.5514 | 1.5422 | 1.533 | 1.5239 | 1.5149 | 1.5061 | 1.4974 | 1.4889 | 1.4807 | 10.5684 | 15.6569 | 21 | 26.3325 | 31.6663 | 33.3906 | 30.6987 | 27.8077 | 24.8938 | 22.0726 | 19.4163 | 16.9657 | 14.74 | 12.7431 | 10.9695 | 0 | 0 | 0 | 0 | 0 | 0 | 0 | 0 | 0 | 0 | 10.5684 | 26.2253 | 47.2254 | 73.5579 | 105.2242 | 138.6148 | 169.3135 | 197.1212 | 222.015 | 244.0876 | 263.5039 | 280.4697 | 295.2096 | 307.9528 | 318.9222 | 318.9222 | 318.9222 | 318.9222 | 318.9222 | 318.9222 | 318.9222 | 318.9222 | 318.9222 | 318.9222 | 318.9222 | 0 | 0 | 0 | 0 | 0 | 0 | 0 | 0 | 0 | 0 | 0 | 0 | 0 | 0 | 0 | 0 | 0 | 0 | 0 | 0 | 0 | 0 | 0 | 0 | 0 | 0 | 0 | 0 | 0 | 0 | 0 | 0 | 0 | 0 | 0 | 0 | 0 | 0 | 0 | 0 | 0 | 0 | 0 | 0 | 0 | 0 | 0 | 0 | 0 | 0 | 0 | 0 | 0 | 0 | 0 | 0 | 0 | 0 | 0 | 0 | 0 | 0 | 0 | 0 | 0 | 0 | 0 | 0 | 0 | 0 | 0 | 0 | 0 | 0 | 0 | 0 | 0 | 0 | 0 | 0 | 0 | 0 | 0 | 0 | 0 | 0 | 0 | 0 | 0 | 0 | 0 | 0 | 0 | 0 | 0 | 0 | 0 | 0 | 0 | 0 | 0.056313 | 0.083437 | 0.11185 | 0.14005 | 0.16795 | 0.17635 | 0.16121 | 0.14501 | 0.12877 | 0.11319 | 0.098684 | 0.085479 | 0.073652 | 0.063189 | 0.054018 | 0 | 0 | 0 | 0 | 0 | 0 | 0 | 0 | 0 | 0 | 0.056313 | 0.13976 | 0.25153 | 0.39121 | 0.55807 | 0.73208 | 0.88914 | 1.0279 | 1.1484 | 1.2517 | 1.3393 | 1.4131 | 1.4751 | 1.527 | 1.5705 | 1.5608 | 1.5514 | 1.5422 | 1.533 | 1.5239 | 1.5149 | 1.5061 | 1.4974 | 1.4889 | 1.4807 | 10.5684 | 15.6569 | 21 | 26.3325 | 31.6663 | 33.3906 | 30.6987 | 27.8077 | 24.8938 | 22.0726 | 19.4163 | 16.9657 | 14.74 | 12.7431 | 10.9695 | 0 | 0 | 0 | 0 | 0 | 0 | 0 | 0 | 0 | 0 | 10.5684 | 26.2253 | 47.2254 | 73.5579 | 105.2242 | 138.6148 | 169.3135 | 197.1212 | 222.015 | 244.0876 | 263.5039 | 280.4697 | 295.2096 | 307.9528 | 318.9222 | 318.9222 | 318.9222 | 318.9222 | 318.9222 | 318.9222 | 318.9222 | 318.9222 | 318.9222 | 318.9222 | 318.9222 | 1748.4911 | 1747.4074 | 1746.5535 | 1745.841 | 1745.3989 | 1745.0794 | 1744.8377 | 1744.6486 | 1744.4965 | 1744.3717 | 1744.1859 | 1744.0045 | 1743.8456 | 1743.7145 | 1743.6139 | 1743.5349 | 1743.4727 | 1743.3248 | 1743.2597 | 1743.2291 | 1743.2175 | 1743.22 | 1743.22 | 1743.22 | 1743.22 | 906.4775 | 905.9157 | 905.473 | 905.1036 | 904.8745 | 904.7088 | 904.5835 | 904.4855 | 904.4066 | 904.3419 | 904.2456 | 904.1516 | 904.0691 | 904.0012 | 903.949 | 903.9081 | 903.8758 | 903.7991 | 903.7654 | 903.7495 | 903.7435 | 903.7448 | 903.7448 | 903.7448 | 903.7448 | 166
OR_Residential_LI - Single Family_Existing_Space Heating_Natural Gas_Furnace | OR | Residential | LI - Single Family | New | Appliances | Natural Gas | Clothes Washer - ENERGY STAR (8.0) | A | ORM119 | MEF 1.87 | Energy Star Washer | 14.2 | 2.4017 | 0 | 0 | 63.39 | 0 | 0 | 0 | 0.30173 | 0.45 | household | 55% | 99% | Retrofit | Retro12Med | 75.44% | TBD | 0% | 1744.6644 |  | 904.4937 |  | 0 | RTF Workbook - ResClothesWashers_v8_0 | RTF Workbook - ResClothesWashers_v8_0 | RTF Workbook - ResClothesWashers_v8_0 | MEF 1.87 | MEF 1.87 | MEF 1.87 | MEF 1.87 | MEF 1.87 | MEF 1.87 | MEF 1.87 | MEF 1.87 | MEF 1.87 | MEF 1.87 | MEF 1.87 | MEF 1.87 | MEF 1.87 | MEF 1.87 | MEF 1.87 | MEF 1.87 | MEF 1.87 | MEF 1.87 | MEF 1.87 | MEF 1.87 | MEF 1.87 | MEF 1.87 | MEF 1.87 | MEF 1.87 | MEF 1.87 | MEF 1.87 | MEF 1.87 | Energy Star Washer | Energy Star Washer | Energy Star Washer | Energy Star Washer | Energy Star Washer | Energy Star Washer | Energy Star Washer | Energy Star Washer | Energy Star Washer | Energy Star Washer | Energy Star Washer | Energy Star Washer | Energy Star Washer | Energy Star Washer | Energy Star Washer | Energy Star Washer | Energy Star Washer | Energy Star Washer | Energy Star Washer | Energy Star Washer | Energy Star Washer | Energy Star Washer | Energy Star Washer | Energy Star Washer | Energy Star Washer | Energy Star Washer | Energy Star Washer | 63.39 | 63.39 | 63.39 | 63.39 | 63.39 | 63.39 | 63.39 | 63.39 | 63.39 | 63.39 | 63.39 | 63.39 | 63.39 | 63.39 | 63.39 | 63.39 | 63.39 | 63.39 | 63.39 | 63.39 | 63.39 | 63.39 | 63.39 | 63.39 | 63.39 | 63.39 | 63.39 | 0 | 0 | 0 | 0 | 0 | 0 | 0 | 0 | 0 | 0 | 0 | 0 | 0 | 0 | 0 | 0 | 0 | 0 | 0 | 0 | 0 | 0 | 0 | 0 | 0 | 0 | 0 | 0 | 0 | 0 | 0 | 0 | 0 | 0 | 0 | 0 | 0 | 0 | 0 | 0 | 0 | 0 | 0 | 0 | 0 | 0 | 0 | 0 | 0 | 0 | 0 | 0 | 0 | 0 | 0 | 0 | 0 | 0 | 0 | 0 | 0 | 0 | 0 | 0 | 0 | 0 | 0 | 0 | 0 | 0 | 0 | 0 | 0 | 0 | 0 | 0 | 0 | 0.048125 | 0.048125 | 0.048125 | 0.048125 | 0.048125 | 0.043312 | 0.03465 | 0.02772 | 0.022176 | 0.017741 | 0.014193 | 0.011354 | 0.0090833 | 0.0072666 | 0.0058133 | 0 | 0 | 0 | 0 | 0 | 0 | 0 | 0 | 0 | 0 | 0.048125 | 0.09625 | 0.14437 | 0.1925 | 0.24062 | 0.28394 | 0.31859 | 0.34631 | 0.36848 | 0.38622 | 0.40042 | 0.41177 | 0.42085 | 0.42812 | 0.43393 | 0.43393 | 0.43393 | 0.43393 | 0.43393 | 0.43393 | 0.43393 | 0.43393 | 0.43393 | 0.43393 | 0.43393 | 0 | 0 | 0 | 0 | 0 | 0 | 0 | 0 | 0 | 0 | 0 | 0 | 0 | 0 | 0 | 0 | 0 | 0 | 0 | 0 | 0 | 0 | 0 | 0 | 0 | 0 | 0 | 0 | 0 | 0 | 0 | 0 | 0 | 0 | 0 | 0 | 0 | 0 | 0 | 0 | 0 | 0 | 0 | 0 | 0 | 0 | 0 | 0 | 0 | 0 | 0.040906 | 0.040906 | 0.040906 | 0.040906 | 0.040906 | 0.036815 | 0.029452 | 0.023562 | 0.01885 | 0.01508 | 0.012064 | 0.009651 | 0.0077208 | 0.0061766 | 0.0049413 | 0 | 0 | 0 | 0 | 0 | 0 | 0 | 0 | 0 | 0 | 0.040906 | 0.081812 | 0.12272 | 0.16362 | 0.20453 | 0.24135 | 0.2708 | 0.29436 | 0.31321 | 0.32829 | 0.34035 | 0.35 | 0.35772 | 0.3639 | 0.36884 | 0.36884 | 0.36884 | 0.36884 | 0.36884 | 0.36884 | 0.36884 | 0.36884 | 0.36884 | 0.36884 | 0.36884 | 0 | 0 | 0 | 0 | 0 | 0 | 0 | 0 | 0 | 0 | 0 | 0 | 0 | 0 | 0 | 0 | 0 | 0 | 0 | 0 | 0 | 0 | 0 | 0 | 0 | 0 | 0 | 0 | 0 | 0 | 0 | 0 | 0 | 0 | 0 | 0 | 0 | 0 | 0 | 0 | 0 | 0 | 0 | 0 | 0 | 0 | 0 | 0 | 0 | 0 | 0 | 0 | 0 | 0 | 0 | 0 | 0 | 0 | 0 | 0 | 0 | 0 | 0 | 0 | 0 | 0 | 0 | 0 | 0 | 0 | 0 | 0 | 0 | 0 | 0 | 0 | 0 | 0 | 0 | 0 | 0 | 0 | 0 | 0 | 0 | 0 | 0 | 0 | 0 | 0 | 0 | 0 | 0 | 0 | 0 | 0 | 0 | 0 | 0 | 0 | 0 | 0 | 0 | 0 | 0 | 0 | 0 | 0 | 0 | 0 | 0 | 0 | 0 | 0 | 0 | 0 | 0 | 0 | 0 | 0 | 0 | 0 | 0 | 0 | 0 | 0 | 0 | 0 | 0 | 0 | 0 | 0 | 0 | 0 | 0 | 0 | 0 | 0 | 0 | 0 | 0 | 0 | 0 | 0 | 0 | 0 | 0 | 0 | 0 | 0 | 0.040906 | 0.040906 | 0.040906 | 0.040906 | 0.040906 | 0.036815 | 0.029452 | 0.023562 | 0.01885 | 0.01508 | 0.012064 | 0.009651 | 0.0077208 | 0.0061766 | 0.0049413 | 0 | 0 | 0 | 0 | 0 | 0 | 0 | 0 | 0 | 0 | 0.040906 | 0.081812 | 0.12272 | 0.16362 | 0.20453 | 0.24135 | 0.2708 | 0.29436 | 0.31321 | 0.32829 | 0.34035 | 0.35 | 0.35772 | 0.3639 | 0.36884 | 0.36884 | 0.36884 | 0.36884 | 0.36884 | 0.36884 | 0.36884 | 0.36884 | 0.36884 | 0.36884 | 0.36884 | 1748.4911 | 1747.4074 | 1746.5535 | 1745.841 | 1745.3989 | 1745.0794 | 1744.8377 | 1744.6486 | 1744.4965 | 1744.3717 | 1744.1859 | 1744.0045 | 1743.8456 | 1743.7145 | 1743.6139 | 1743.5349 | 1743.4727 | 1743.3248 | 1743.2597 | 1743.2291 | 1743.2175 | 1743.22 | 1743.22 | 1743.22 | 1743.22 | 906.4775 | 905.9157 | 905.473 | 905.1036 | 904.8745 | 904.7088 | 904.5835 | 904.4855 | 904.4066 | 904.3419 | 904.2456 | 904.1516 | 904.0691 | 904.0012 | 903.949 | 903.9081 | 903.8758 | 903.7991 | 903.7654 | 903.7495 | 903.7435 | 903.7448 | 903.7448 | 903.7448 | 903.7448 | 167
OR_Residential_LI - Single Family_Existing_Space Heating_Natural Gas_Furnace | OR | Residential | LI - Single Family | New | Water Heating | Natural Gas | Dishwasher ENERGY STAR (6.0) | A | ORM120 | Standard efficiency dishwasher | Dishwasher meeting ENERGY STAR (6.0) specification | 11 | 0.89078 | 0 | 0 | 80.44 | 0 | 0 | 0 | 0.30173 | 0.45 | household | 55% | 99% | Retrofit | Retro12Med | 75.44% | TBD | 0% | 15893.7917 |  | 8239.8849 |  | 0.0093962 | IL TRM - 5.1.4 - RS-APL-ESDI-V07-220101 | IL TRM - 5.1.4 - RS-APL-ESDI-V07-220101 | IL TRM - 5.1.4 - RS-APL-ESDI-V07-220101 | Standard efficiency dishwasher | Standard efficiency dishwasher | Standard efficiency dishwasher | Standard efficiency dishwasher | Standard efficiency dishwasher | Standard efficiency dishwasher | Standard efficiency dishwasher | Standard efficiency dishwasher | Standard efficiency dishwasher | Standard efficiency dishwasher | Standard efficiency dishwasher | Standard efficiency dishwasher | Standard efficiency dishwasher | Standard efficiency dishwasher | Standard efficiency dishwasher | Standard efficiency dishwasher | Standard efficiency dishwasher | Standard efficiency dishwasher | Standard efficiency dishwasher | Standard efficiency dishwasher | Standard efficiency dishwasher | Standard efficiency dishwasher | Standard efficiency dishwasher | Standard efficiency dishwasher | Standard efficiency dishwasher | Standard efficiency dishwasher | Standard efficiency dishwasher | Dishwasher meeting ENERGY STAR (6.0) specification | Dishwasher meeting ENERGY STAR (6.0) specification | Dishwasher meeting ENERGY STAR (6.0) specification | Dishwasher meeting ENERGY STAR (6.0) specification | Dishwasher meeting ENERGY STAR (6.0) specification | Dishwasher meeting ENERGY STAR (6.0) specification | Dishwasher meeting ENERGY STAR (6.0) specification | Dishwasher meeting ENERGY STAR (6.0) specification | Dishwasher meeting ENERGY STAR (6.0) specification | Dishwasher meeting ENERGY STAR (6.0) specification | Dishwasher meeting ENERGY STAR (6.0) specification | Dishwasher meeting ENERGY STAR (6.0) specification | Dishwasher meeting ENERGY STAR (6.0) specification | Dishwasher meeting ENERGY STAR (6.0) specification | Dishwasher meeting ENERGY STAR (6.0) specification | Dishwasher meeting ENERGY STAR (6.0) specification | Dishwasher meeting ENERGY STAR (6.0) specification | Dishwasher meeting ENERGY STAR (6.0) specification | Dishwasher meeting ENERGY STAR (6.0) specification | Dishwasher meeting ENERGY STAR (6.0) specification | Dishwasher meeting ENERGY STAR (6.0) specification | Dishwasher meeting ENERGY STAR (6.0) specification | Dishwasher meeting ENERGY STAR (6.0) specification | Dishwasher meeting ENERGY STAR (6.0) specification | Dishwasher meeting ENERGY STAR (6.0) specification | Dishwasher meeting ENERGY STAR (6.0) specification | Dishwasher meeting ENERGY STAR (6.0) specification | 80.44 | 80.44 | 80.44 | 80.44 | 80.44 | 80.44 | 80.44 | 80.44 | 80.44 | 80.44 | 80.44 | 80.44 | 80.44 | 80.44 | 80.44 | 80.44 | 80.44 | 80.44 | 80.44 | 80.44 | 80.44 | 80.44 | 80.44 | 80.44 | 80.44 | 80.44 | 80.44 | 0 | 0 | 0.88869 | 0.88721 | 0.88528 | 0.88246 | 0.87836 | 0.87308 | 0.86672 | 0.85933 | 0.85112 | 0.84247 | 0.83382 | 0.82546 | 0.81764 | 0.81051 | 0.80415 | 0.79872 | 0.79338 | 0.7881 | 0.78282 | 0.77754 | 0.77233 | 0.76716 | 0.76206 | 0.75707 | 0.75223 | 0.011049 | 0.016342 | 0.021872 | 0.027338 | 0.032723 | 0.034297 | 0.031303 | 0.028113 | 0.024927 | 0.021877 | 0.019047 | 0.0062126 | 0 | 0 | 0 | 0 | 0 | 0 | 0 | 0 | 0 | 0 | 0 | 0 | 0 | 0.011049 | 0.027373 | 0.049185 | 0.076367 | 0.10874 | 0.14238 | 0.17264 | 0.19928 | 0.22231 | 0.24193 | 0.25849 | 0.26211 | 0.25962 | 0.25736 | 0.25534 | 0.25362 | 0.25192 | 0.25025 | 0.24857 | 0.24689 | 0.24524 | 0.2436 | 0.24198 | 0.24039 | 0.23886 | 12.4334 | 18.4199 | 24.7059 | 30.9794 | 37.2545 | 39.283 | 36.1161 | 32.715 | 29.2868 | 25.9678 | 22.8427 | 7.5263 | 0 | 0 | 0 | 0 | 0 | 0 | 0 | 0 | 0 | 0 | 0 | 0 | 0 | 12.4334 | 30.8533 | 55.5592 | 86.5387 | 123.7932 | 163.0762 | 199.1923 | 231.9073 | 261.1941 | 287.1619 | 310.0046 | 317.5309 | 317.5309 | 317.5309 | 317.5309 | 317.5309 | 317.5309 | 317.5309 | 317.5309 | 317.5309 | 317.5309 | 317.5309 | 317.5309 | 317.5309 | 317.5309 | 0.0093962 | 0.013902 | 0.018613 | 0.023278 | 0.027883 | 0.029252 | 0.026728 | 0.024036 | 0.021343 | 0.018761 | 0.01636 | 0.0053446 | 0 | 0 | 0 | 0 | 0 | 0 | 0 | 0 | 0 | 0 | 0 | 0 | 0 | 0.0093962 | 0.023286 | 0.041857 | 0.065024 | 0.092653 | 0.12143 | 0.14741 | 0.17038 | 0.19035 | 0.20747 | 0.22203 | 0.22549 | 0.22368 | 0.22204 | 0.22058 | 0.21933 | 0.2181 | 0.21689 | 0.21568 | 0.21447 | 0.21327 | 0.21208 | 0.21091 | 0.20977 | 0.20866 | 10.5684 | 15.6569 | 21 | 26.3325 | 31.6663 | 33.3906 | 30.6987 | 27.8077 | 24.8938 | 22.0726 | 19.4163 | 6.3973 | 0 | 0 | 0 | 0 | 0 | 0 | 0 | 0 | 0 | 0 | 0 | 0 | 0 | 10.5684 | 26.2253 | 47.2254 | 73.5579 | 105.2242 | 138.6148 | 169.3135 | 197.1212 | 222.015 | 244.0876 | 263.5039 | 269.9013 | 269.9013 | 269.9013 | 269.9013 | 269.9013 | 269.9013 | 269.9013 | 269.9013 | 269.9013 | 269.9013 | 269.9013 | 269.9013 | 269.9013 | 269.9013 | 0 | 0 | 0 | 0 | 0 | 0 | 0 | 0 | 0 | 0 | 0 | 0 | 0 | 0 | 0 | 0 | 0 | 0 | 0 | 0 | 0 | 0 | 0 | 0 | 0 | 0 | 0 | 0 | 0 | 0 | 0 | 0 | 0 | 0 | 0 | 0 | 0 | 0 | 0 | 0 | 0 | 0 | 0 | 0 | 0 | 0 | 0 | 0 | 0 | 0 | 0 | 0 | 0 | 0 | 0 | 0 | 0 | 0 | 0 | 0 | 0 | 0 | 0 | 0 | 0 | 0 | 0 | 0 | 0 | 0 | 0 | 0 | 0 | 0 | 0 | 0 | 0 | 0 | 0 | 0 | 0 | 0 | 0 | 0 | 0 | 0 | 0 | 0 | 0 | 0 | 0 | 0 | 0 | 0 | 0 | 0 | 0 | 0 | 0 | 0 | 0 | 0 | 0 | 0 | 0 | 0 | 0 | 0 | 0 | 0 | 0 | 0 | 0 | 0 | 0 | 0 | 0 | 0 | 0 | 0 | 0 | 0 | 0 | 0 | 0 | 0 | 0 | 0 | 0 | 0 | 0 | 0 | 0 | 0 | 0 | 0 | 0 | 0 | 0 | 0 | 0 | 0 | 0 | 0 | 0 | 0 | 0 | 0 | 0 | 0 | 0 | 0 | 0 | 0 | 0 | 0 | 0 | 0 | 0 | 0 | 0 | 0 | 0 | 0 | 0 | 0 | 0 | 0 | 0 | 0 | 0 | 0 | 0 | 0 | 0 | 0 | 0 | 0 | 0 | 0 | 0 | 0 | 0 | 0 | 0 | 0 | 0 | 0 | 0 | 0 | 0 | 0 | 0 | 0 | 0 | 0 | 0 | 0 | 0 | 0 | 15928.6522 | 15918.78 | 15911.0007 | 15904.5098 | 15900.483 | 15897.5723 | 15895.3707 | 15893.6474 | 15892.2622 | 15891.1247 | 15889.4328 | 15887.7801 | 15886.3318 | 15885.138 | 15884.2214 | 15883.5021 | 15882.9348 | 15881.5875 | 15880.9952 | 15880.7159 | 15880.6103 | 15880.6328 | 15880.6328 | 15880.6328 | 15880.6328 | 8257.9578 | 8252.8396 | 8248.8066 | 8245.4415 | 8243.3539 | 8241.8449 | 8240.7035 | 8239.8101 | 8239.0919 | 8238.5022 | 8237.6251 | 8236.7683 | 8236.0174 | 8235.3985 | 8234.9233 | 8234.5504 | 8234.2563 | 8233.5578 | 8233.2507 | 8233.1059 | 8233.0512 | 8233.0628 | 8233.0628 | 8233.0628 | 8233.0628 | 168
OR_Residential_LI - Single Family_Existing_Space Heating_Natural Gas_Furnace | OR | Residential | LI - Single Family | New | Miscellaneous | Natural Gas | Pool Heater - Solar System | A | ORM121 | Standard hpool heater | Solar thermal system installed on top of existing solar pool heater | 30 | 42.3096 | 0 | 0 | 3564.17 | 0 | 0 | 0 | 0.30173 | 0.45 | household | 0.5016% | 30% | Retrofit | Retro3Slow | 84.16% | TBD | 0% | 0 |  | 0 |  | 0 | EIA 2018 Tech Forecast | DOE - Solar Swimming Pool Heaters | PLHT_SOL-Miscellaneous-AEG-2 | Standard hpool heater | Standard hpool heater | Standard hpool heater | Standard hpool heater | Standard hpool heater | Standard hpool heater | Standard hpool heater | Standard hpool heater | Standard hpool heater | Standard hpool heater | Standard hpool heater | Standard hpool heater | Standard hpool heater | Standard hpool heater | Standard hpool heater | Standard hpool heater | Standard hpool heater | Standard hpool heater | Standard hpool heater | Standard hpool heater | Standard hpool heater | Standard hpool heater | Standard hpool heater | Standard hpool heater | Standard hpool heater | Standard hpool heater | Standard hpool heater | Solar thermal system installed on top of existing solar pool heater | Solar thermal system installed on top of existing solar pool heater | Solar thermal system installed on top of existing solar pool heater | Solar thermal system installed on top of existing solar pool heater | Solar thermal system installed on top of existing solar pool heater | Solar thermal system installed on top of existing solar pool heater | Solar thermal system installed on top of existing solar pool heater | Solar thermal system installed on top of existing solar pool heater | Solar thermal system installed on top of existing solar pool heater | Solar thermal system installed on top of existing solar pool heater | Solar thermal system installed on top of existing solar pool heater | Solar thermal system installed on top of existing solar pool heater | Solar thermal system installed on top of existing solar pool heater | Solar thermal system installed on top of existing solar pool heater | Solar thermal system installed on top of existing solar pool heater | Solar thermal system installed on top of existing solar pool heater | Solar thermal system installed on top of existing solar pool heater | Solar thermal system installed on top of existing solar pool heater | Solar thermal system installed on top of existing solar pool heater | Solar thermal system installed on top of existing solar pool heater | Solar thermal system installed on top of existing solar pool heater | Solar thermal system installed on top of existing solar pool heater | Solar thermal system installed on top of existing solar pool heater | Solar thermal system installed on top of existing solar pool heater | Solar thermal system installed on top of existing solar pool heater | Solar thermal system installed on top of existing solar pool heater | Solar thermal system installed on top of existing solar pool heater | 3564.17 | 3564.17 | 3564.17 | 3564.17 | 3564.17 | 3564.17 | 3564.17 | 3564.17 | 3564.17 | 3564.17 | 3564.17 | 3564.17 | 3564.17 | 3564.17 | 3564.17 | 3564.17 | 3564.17 | 3564.17 | 3564.17 | 3564.17 | 3564.17 | 3564.17 | 3564.17 | 3564.17 | 3564.17 | 3564.17 | 3564.17 | 0 | 0 | 0 | 0 | 0 | 0 | 0 | 0 | 0 | 0 | 0 | 0 | 0 | 0 | 0 | 0 | 0 | 0 | 0 | 0 | 0 | 0 | 0 | 0 | 0 | 0 | 0 | 0 | 0 | 0 | 0 | 0 | 0 | 0 | 0 | 0 | 0 | 0 | 0 | 0 | 0 | 0 | 0 | 0 | 0 | 0 | 0 | 0 | 0 | 0 | 0 | 0 | 0 | 0 | 0 | 0 | 0 | 0 | 0 | 0 | 0 | 0 | 0 | 0 | 0 | 0 | 0 | 0 | 0 | 0 | 0 | 0 | 0 | 0 | 0 | 0 | 0 | 0.006138 | 0.014223 | 0.037964 | 0.082893 | 0.15429 | 0.25182 | 0.3665 | 0.48175 | 0.57767 | 0.63707 | 0.65056 | 0.61866 | 0.55056 | 0.46045 | 0.36326 | 0.27122 | 0.19222 | 0.12964 | 0.083411 | 0.059551 | 0 | 0 | 0 | 0 | 0 | 0.006138 | 0.020361 | 0.058325 | 0.14122 | 0.29551 | 0.54734 | 0.91384 | 1.3956 | 1.9733 | 2.6103 | 3.2609 | 3.8795 | 4.4301 | 4.8905 | 5.2538 | 5.525 | 5.7172 | 5.8469 | 5.9303 | 5.9899 | 5.9899 | 5.9899 | 5.9899 | 5.9899 | 5.9899 | 0 | 0 | 0 | 0 | 0 | 0 | 0 | 0 | 0 | 0 | 0 | 0 | 0 | 0 | 0 | 0 | 0 | 0 | 0 | 0 | 0 | 0 | 0 | 0 | 0 | 0 | 0 | 0 | 0 | 0 | 0 | 0 | 0 | 0 | 0 | 0 | 0 | 0 | 0 | 0 | 0 | 0 | 0 | 0 | 0 | 0 | 0 | 0 | 0 | 0 | 0.0052173 | 0.012089 | 0.032269 | 0.070459 | 0.13115 | 0.21405 | 0.31153 | 0.40948 | 0.49102 | 0.54151 | 0.55298 | 0.52586 | 0.46797 | 0.39138 | 0.30877 | 0.23054 | 0.16338 | 0.1102 | 0.070899 | 0.050618 | 0 | 0 | 0 | 0 | 0 | 0.0052173 | 0.017307 | 0.049576 | 0.12003 | 0.25118 | 0.46523 | 0.77676 | 1.1862 | 1.6773 | 2.2188 | 2.7718 | 3.2976 | 3.7656 | 4.157 | 4.4657 | 4.6963 | 4.8597 | 4.9699 | 5.0408 | 5.0914 | 5.0914 | 5.0914 | 5.0914 | 5.0914 | 5.0914 | 0 | 0 | 0 | 0 | 0 | 0 | 0 | 0 | 0 | 0 | 0 | 0 | 0 | 0 | 0 | 0 | 0 | 0 | 0 | 0 | 0 | 0 | 0 | 0 | 0 | 0 | 0 | 0 | 0 | 0 | 0 | 0 | 0 | 0 | 0 | 0 | 0 | 0 | 0 | 0 | 0 | 0 | 0 | 0 | 0 | 0 | 0 | 0 | 0 | 0 | 0 | 0 | 0 | 0 | 0 | 0 | 0 | 0 | 0 | 0 | 0 | 0 | 0 | 0 | 0 | 0 | 0 | 0 | 0 | 0 | 0 | 0 | 0 | 0 | 0 | 0 | 0 | 0 | 0 | 0 | 0 | 0 | 0 | 0 | 0 | 0 | 0 | 0 | 0 | 0 | 0 | 0 | 0 | 0 | 0 | 0 | 0 | 0 | 0 | 0 | 0 | 0 | 0 | 0 | 0 | 0 | 0 | 0 | 0 | 0 | 0 | 0 | 0 | 0 | 0 | 0 | 0 | 0 | 0 | 0 | 0 | 0 | 0 | 0 | 0 | 0 | 0 | 0 | 0 | 0 | 0 | 0 | 0 | 0 | 0 | 0 | 0 | 0 | 0 | 0 | 0 | 0 | 0 | 0 | 0 | 0 | 0 | 0 | 0 | 0 | 0 | 0 | 0 | 0 | 0 | 0 | 0 | 0 | 0 | 0 | 0 | 0 | 0 | 0 | 0 | 0 | 0 | 0 | 0 | 0 | 0 | 0 | 0 | 0 | 0 | 0 | 0 | 0 | 0 | 0 | 0 | 0 | 0 | 0 | 0 | 0 | 0 | 0 | 0 | 0 | 0 | 0 | 0 | 0 | 0 | 0 | 0 | 0 | 0 | 0 | 0 | 0 | 0 | 0 | 0 | 0 | 0 | 0 | 0 | 0 | 0 | 0 | 0 | 0 | 0 | 0 | 0 | 0 | 0 | 0 | 0 | 0 | 0 | 0 | 0 | 0 | 0 | 0 | 0 | 0 | 0 | 0 | 0 | 0 | 0 | 0 | 0 | 0 | 0 | 0 | 0 | 0 | 0 | 0 | 0 | 0 | 0 | 0 | 0 | 0 | 169
OR_Residential_LI - Single Family_Existing_Space Heating_Natural Gas_Furnace | OR | Residential | LI - Single Family | New | Miscellaneous | Natural Gas | Pool Covers | A | ORM122 | None | Installed | 6 | 0 | 0 | 0 | 422.21 | 0 | 0 | 0 | 0.30173 | 0.45 | household | 50% | 100% | Retrofit | Retro12Med | 75.44% | TBD | 0% | 0 |  | 0 |  | 0 | IL TRM - 5.4.10 - RS-HWE-PLCV-V01-200101 | IL TRM - 5.4.10 - RS-HWE-PLCV-V01-200101 | IL TRM - 5.4.10 - RS-HWE-PLCV-V01-200101 | None | None | None | None | None | None | None | None | None | None | None | None | None | None | None | None | None | None | None | None | None | None | None | None | None | None | None | Installed | Installed | Installed | Installed | Installed | Installed | Installed | Installed | Installed | Installed | Installed | Installed | Installed | Installed | Installed | Installed | Installed | Installed | Installed | Installed | Installed | Installed | Installed | Installed | Installed | Installed | Installed | 422.21 | 422.21 | 422.21 | 422.21 | 422.21 | 422.21 | 422.21 | 422.21 | 422.21 | 422.21 | 422.21 | 422.21 | 422.21 | 422.21 | 422.21 | 422.21 | 422.21 | 422.21 | 422.21 | 422.21 | 422.21 | 422.21 | 422.21 | 422.21 | 422.21 | 422.21 | 422.21 | 0 | 0 | 0 | 0 | 0 | 0 | 0 | 0 | 0 | 0 | 0 | 0 | 0 | 0 | 0 | 0 | 0 | 0 | 0 | 0 | 0 | 0 | 0 | 0 | 0 | 0 | 0 | 0 | 0 | 0 | 0 | 0 | 0 | 0 | 0 | 0 | 0 | 0 | 0 | 0 | 0 | 0 | 0 | 0 | 0 | 0 | 0 | 0 | 0 | 0 | 0 | 0 | 0 | 0 | 0 | 0 | 0 | 0 | 0 | 0 | 0 | 0 | 0 | 0 | 0 | 0 | 0 | 0 | 0 | 0 | 0 | 0 | 0 | 0 | 0 | 0 | 0 | 0.054687 | 0.054687 | 0.054687 | 0.054687 | 0.054687 | 0.049219 | 0 | 0 | 0 | 0 | 0 | 0 | 0 | 0 | 0 | 0 | 0 | 0 | 0 | 0 | 0 | 0 | 0 | 0 | 0 | 0.054687 | 0.10937 | 0.16406 | 0.21875 | 0.27344 | 0.32266 | 0.32266 | 0.32266 | 0.32266 | 0.32266 | 0.32266 | 0.32266 | 0.32266 | 0.32266 | 0.32266 | 0.32266 | 0.32266 | 0.32266 | 0.32266 | 0.32266 | 0.32266 | 0.32266 | 0.32266 | 0.32266 | 0.32266 | 0 | 0 | 0 | 0 | 0 | 0 | 0 | 0 | 0 | 0 | 0 | 0 | 0 | 0 | 0 | 0 | 0 | 0 | 0 | 0 | 0 | 0 | 0 | 0 | 0 | 0 | 0 | 0 | 0 | 0 | 0 | 0 | 0 | 0 | 0 | 0 | 0 | 0 | 0 | 0 | 0 | 0 | 0 | 0 | 0 | 0 | 0 | 0 | 0 | 0 | 0.046484 | 0.046484 | 0.046484 | 0.046484 | 0.046484 | 0.041836 | 0 | 0 | 0 | 0 | 0 | 0 | 0 | 0 | 0 | 0 | 0 | 0 | 0 | 0 | 0 | 0 | 0 | 0 | 0 | 0.046484 | 0.092968 | 0.13945 | 0.18594 | 0.23242 | 0.27426 | 0.27426 | 0.27426 | 0.27426 | 0.27426 | 0.27426 | 0.27426 | 0.27426 | 0.27426 | 0.27426 | 0.27426 | 0.27426 | 0.27426 | 0.27426 | 0.27426 | 0.27426 | 0.27426 | 0.27426 | 0.27426 | 0.27426 | 0 | 0 | 0 | 0 | 0 | 0 | 0 | 0 | 0 | 0 | 0 | 0 | 0 | 0 | 0 | 0 | 0 | 0 | 0 | 0 | 0 | 0 | 0 | 0 | 0 | 0 | 0 | 0 | 0 | 0 | 0 | 0 | 0 | 0 | 0 | 0 | 0 | 0 | 0 | 0 | 0 | 0 | 0 | 0 | 0 | 0 | 0 | 0 | 0 | 0 | 0 | 0 | 0 | 0 | 0 | 0 | 0 | 0 | 0 | 0 | 0 | 0 | 0 | 0 | 0 | 0 | 0 | 0 | 0 | 0 | 0 | 0 | 0 | 0 | 0 | 0 | 0 | 0 | 0 | 0 | 0 | 0 | 0 | 0 | 0 | 0 | 0 | 0 | 0 | 0 | 0 | 0 | 0 | 0 | 0 | 0 | 0 | 0 | 0 | 0 | 0 | 0 | 0 | 0 | 0 | 0 | 0 | 0 | 0 | 0 | 0 | 0 | 0 | 0 | 0 | 0 | 0 | 0 | 0 | 0 | 0 | 0 | 0 | 0 | 0 | 0 | 0 | 0 | 0 | 0 | 0 | 0 | 0 | 0 | 0 | 0 | 0 | 0 | 0 | 0 | 0 | 0 | 0 | 0 | 0 | 0 | 0 | 0 | 0 | 0 | 0 | 0 | 0 | 0 | 0 | 0 | 0 | 0 | 0 | 0 | 0 | 0 | 0 | 0 | 0 | 0 | 0 | 0 | 0 | 0 | 0 | 0 | 0 | 0 | 0 | 0 | 0 | 0 | 0 | 0 | 0 | 0 | 0 | 0 | 0 | 0 | 0 | 0 | 0 | 0 | 0 | 0 | 0 | 0 | 0 | 0 | 0 | 0 | 0 | 0 | 0 | 0 | 0 | 0 | 0 | 0 | 0 | 0 | 0 | 0 | 0 | 0 | 0 | 0 | 0 | 0 | 0 | 0 | 0 | 0 | 0 | 0 | 0 | 0 | 0 | 0 | 0 | 0 | 0 | 0 | 0 | 0 | 0 | 0 | 0 | 0 | 0 | 0 | 0 | 0 | 0 | 0 | 0 | 0 | 0 | 0 | 0 | 0 | 0 | 0 | 170
OR_Residential_LI - Single Family_Existing_Space Heating_Natural Gas_Furnace | OR | Residential | LI - Single Family | New | Space Heating | Natural Gas | ENERGY STAR Home Design | A | ORM123 | Code-Compliant Home Design | ENERGY STAR Home Design | 25 | 77.6863 | 0 | 0 | 2117 | 0 | 10.24 | 0 | 0 | 0.45 | household | 20% | 50% | Lost Opportunity | LOEven20 | 85% | TBD | 0% | 1367.3927 |  | 405.6835 |  | 0.14329 | Avista TRM - 07.01.21 - E STAR HOME - GAS ONLY | Avista TRM - 07.01.21 - E STAR HOME - GAS ONLY | ENERGY STAR - Expert Home Improvements | Code-Compliant Home Design | Code-Compliant Home Design | Code-Compliant Home Design | Code-Compliant Home Design | Code-Compliant Home Design | Code-Compliant Home Design | Code-Compliant Home Design | Code-Compliant Home Design | Code-Compliant Home Design | Code-Compliant Home Design | Code-Compliant Home Design | Code-Compliant Home Design | Code-Compliant Home Design | Code-Compliant Home Design | Code-Compliant Home Design | Code-Compliant Home Design | Code-Compliant Home Design | Code-Compliant Home Design | Code-Compliant Home Design | Code-Compliant Home Design | Code-Compliant Home Design | Code-Compliant Home Design | Code-Compliant Home Design | Code-Compliant Home Design | Code-Compliant Home Design | Code-Compliant Home Design | Code-Compliant Home Design | ENERGY STAR Home Design | ENERGY STAR Home Design | ENERGY STAR Home Design | ENERGY STAR Home Design | ENERGY STAR Home Design | ENERGY STAR Home Design | ENERGY STAR Home Design | ENERGY STAR Home Design | ENERGY STAR Home Design | ENERGY STAR Home Design | ENERGY STAR Home Design | ENERGY STAR Home Design | ENERGY STAR Home Design | ENERGY STAR Home Design | ENERGY STAR Home Design | ENERGY STAR Home Design | ENERGY STAR Home Design | ENERGY STAR Home Design | ENERGY STAR Home Design | ENERGY STAR Home Design | ENERGY STAR Home Design | ENERGY STAR Home Design | ENERGY STAR Home Design | ENERGY STAR Home Design | ENERGY STAR Home Design | ENERGY STAR Home Design | ENERGY STAR Home Design | 2117 | 2117 | 2117 | 2117 | 2117 | 2117 | 2117 | 2117 | 2117 | 2117 | 2117 | 2117 | 2117 | 2117 | 2117 | 2117 | 2117 | 2117 | 2117 | 2117 | 2117 | 2117 | 2117 | 2117 | 2117 | 2117 | 2117 | 0 | 0 | 79.2686 | 105.7133 | 120.1447 | 129.0921 | 135.3428 | 140.1179 | 143.9591 | 147.1796 | 149.977 | 152.4818 | 155.1449 | 157.8365 | 160.3092 | 162.6053 | 164.7525 | 166.7743 | 168.6909 | 170.5196 | 172.2751 | 173.9695 | 175.613 | 177.2139 | 178.7793 | 179.7194 | 179.973 | 0.16857 | 0.49318 | 0.87466 | 1.238 | 1.6066 | 2.0142 | 2.4365 | 2.8731 | 3.324 | 3.7896 | 4.2806 | 4.7948 | 5.3246 | 5.8704 | 6.432 | 7.0098 | 7.6038 | 8.2144 | 8.8421 | 9.4871 | 9.6667 | 9.8466 | 10.0271 | 10.1749 | 10.2856 | 0.16857 | 0.71798 | 1.6907 | 3.0546 | 4.8091 | 6.993 | 9.6212 | 12.7095 | 16.275 | 20.3364 | 24.9722 | 30.2002 | 35.9979 | 42.3839 | 49.3756 | 56.9913 | 65.2501 | 74.1719 | 83.7775 | 94.0886 | 104.6442 | 115.4447 | 126.4916 | 137.3318 | 147.8111 | 2.1266 | 4.6652 | 7.2801 | 9.5901 | 11.8705 | 14.3752 | 16.925 | 19.5207 | 22.1632 | 24.853 | 27.591 | 30.378 | 33.2147 | 36.102 | 39.0406 | 42.0314 | 45.0753 | 48.173 | 51.3253 | 54.5333 | 55.0455 | 55.5632 | 56.0866 | 56.6157 | 57.1506 | 2.1266 | 6.7918 | 14.0719 | 23.662 | 35.5325 | 49.9076 | 66.8326 | 86.3533 | 108.5165 | 133.3695 | 160.9605 | 191.3385 | 224.5532 | 260.6552 | 299.6958 | 341.7272 | 386.8025 | 434.9755 | 486.3008 | 540.8341 | 595.8796 | 651.4429 | 707.5295 | 764.1453 | 821.2958 | 0.14329 | 0.41925 | 0.74361 | 1.0526 | 1.3661 | 1.7129 | 2.0722 | 2.4437 | 2.8275 | 3.2239 | 3.6417 | 4.0791 | 4.5297 | 4.9938 | 5.4713 | 5.9624 | 6.4674 | 6.9865 | 7.5201 | 8.0684 | 8.2209 | 8.3736 | 8.5269 | 8.6525 | 8.7464 | 0.14329 | 0.61036 | 1.4373 | 2.5971 | 4.0892 | 5.9467 | 8.1826 | 10.8103 | 13.8443 | 17.3003 | 21.2447 | 25.6923 | 30.6238 | 36.0548 | 42.0005 | 48.4763 | 55.4986 | 63.0845 | 71.2517 | 80.0185 | 88.9929 | 98.1753 | 107.5669 | 116.7827 | 125.6917 | 1.8076 | 3.9654 | 6.1881 | 8.1516 | 10.0899 | 12.2189 | 14.3862 | 16.5926 | 18.8387 | 21.125 | 23.4524 | 25.8213 | 28.2325 | 30.6867 | 33.1845 | 35.7267 | 38.314 | 40.947 | 43.6265 | 46.3533 | 46.7887 | 47.2288 | 47.6736 | 48.1234 | 48.578 | 1.8076 | 5.773 | 11.9611 | 20.1127 | 30.2026 | 42.4215 | 56.8077 | 73.4003 | 92.239 | 113.3641 | 136.8164 | 162.6377 | 190.8702 | 221.5569 | 254.7414 | 290.4682 | 328.7821 | 369.7291 | 413.3557 | 459.709 | 506.4977 | 553.7264 | 601.4001 | 649.5235 | 698.1015 | 0.14329 | 0.41925 | 0.74361 | 1.0526 | 1.3661 | 1.7129 | 2.0722 | 2.4437 | 2.8275 | 3.2239 | 3.6417 | 4.0791 | 4.5297 | 4.9938 | 5.4713 | 5.9624 | 6.4674 | 6.9865 | 7.5201 | 8.0684 | 8.2209 | 8.3736 | 8.5269 | 8.6525 | 8.7464 | 0.14329 | 0.61036 | 1.4373 | 2.5971 | 4.0892 | 5.9467 | 8.1826 | 10.8103 | 13.8443 | 17.3003 | 21.2447 | 25.6923 | 30.6238 | 36.0548 | 42.0005 | 48.4763 | 55.4986 | 63.0845 | 71.2517 | 80.0185 | 88.9929 | 98.1753 | 107.5669 | 116.7827 | 125.6917 | 1.8076 | 3.9654 | 6.1881 | 8.1516 | 10.0899 | 12.2189 | 14.3862 | 16.5926 | 18.8387 | 21.125 | 23.4524 | 25.8213 | 28.2325 | 30.6867 | 33.1845 | 35.7267 | 38.314 | 40.947 | 43.6265 | 46.3533 | 46.7887 | 47.2288 | 47.6736 | 48.1234 | 48.578 | 1.8076 | 5.773 | 11.9611 | 20.1127 | 30.2026 | 42.4215 | 56.8077 | 73.4003 | 92.239 | 113.3641 | 136.8164 | 162.6377 | 190.8702 | 221.5569 | 254.7414 | 290.4682 | 328.7821 | 369.7291 | 413.3557 | 459.709 | 506.4977 | 553.7264 | 601.4001 | 649.5235 | 698.1015 | 0.14329 | 0.41925 | 0.74361 | 1.0526 | 1.3661 | 1.7129 | 2.0722 | 2.4437 | 2.8275 | 3.2239 | 3.6417 | 4.0791 | 4.5297 | 4.9938 | 5.4713 | 5.9624 | 6.4674 | 6.9865 | 7.5201 | 8.0684 | 8.2209 | 8.3736 | 8.5269 | 8.6525 | 8.7464 | 0.14329 | 0.61036 | 1.4373 | 2.5971 | 4.0892 | 5.9467 | 8.1826 | 10.8103 | 13.8443 | 17.3003 | 21.2447 | 25.6923 | 30.6238 | 36.0548 | 42.0005 | 48.4763 | 55.4986 | 63.0845 | 71.2517 | 80.0185 | 88.9929 | 98.1753 | 107.5669 | 116.7827 | 125.6917 | 1.8076 | 3.9654 | 6.1881 | 8.1516 | 10.0899 | 12.2189 | 14.3862 | 16.5926 | 18.8387 | 21.125 | 23.4524 | 25.8213 | 28.2325 | 30.6867 | 33.1845 | 35.7267 | 38.314 | 40.947 | 43.6265 | 46.3533 | 46.7887 | 47.2288 | 47.6736 | 48.1234 | 48.578 | 1.8076 | 5.773 | 11.9611 | 20.1127 | 30.2026 | 42.4215 | 56.8077 | 73.4003 | 92.239 | 113.3641 | 136.8164 | 162.6377 | 190.8702 | 221.5569 | 254.7414 | 290.4682 | 328.7821 | 369.7291 | 413.3557 | 459.709 | 506.4977 | 553.7264 | 601.4001 | 649.5235 | 698.1015 | 2326.351 | 1837.4164 | 1647.3526 | 1547.2729 | 1483.6532 | 1437.9063 | 1402.6662 | 1374.1324 | 1350.1452 | 1329.3863 | 1308.3053 | 1287.9277 | 1269.887 | 1253.6634 | 1238.8795 | 1225.2543 | 1212.5747 | 1200.671 | 1189.4264 | 1178.7358 | 1168.5169 | 1158.7031 | 1149.2393 | 1143.4179 | 1141.4752 | 690.1911 | 545.132 | 488.7431 | 459.0511 | 440.1762 | 426.6038 | 416.1486 | 407.6831 | 400.5665 | 394.4077 | 388.1533 | 382.1075 | 376.7551 | 371.9419 | 367.5557 | 363.5133 | 359.7515 | 356.2199 | 352.8838 | 349.7121 | 346.6802 | 343.7686 | 340.9609 | 339.2338 | 338.6574 | 171
OR_Residential_LI - Single Family_Existing_Space Heating_Natural Gas_Furnace | OR | Residential | LI - Single Family | New | Water Heating | Natural Gas | ENERGY STAR Home Design | A | ORM124 | Code-Compliant Home Design | ENERGY STAR Home Design | 25 | 17.4455 | 0 | 0 | 2117 | 0 | 10.24 | 0 | 0 | 0.45 | household | 20% | 50% | Lost Opportunity | LOEven20 | 85% | TBD | 0% | 1367.3927 |  | 405.6835 |  | 0.03162 | Avista TRM - 07.01.21 - E STAR HOME - GAS ONLY | Avista TRM - 07.01.21 - E STAR HOME - GAS ONLY | ENERGY STAR - Expert Home Improvements | Code-Compliant Home Design | Code-Compliant Home Design | Code-Compliant Home Design | Code-Compliant Home Design | Code-Compliant Home Design | Code-Compliant Home Design | Code-Compliant Home Design | Code-Compliant Home Design | Code-Compliant Home Design | Code-Compliant Home Design | Code-Compliant Home Design | Code-Compliant Home Design | Code-Compliant Home Design | Code-Compliant Home Design | Code-Compliant Home Design | Code-Compliant Home Design | Code-Compliant Home Design | Code-Compliant Home Design | Code-Compliant Home Design | Code-Compliant Home Design | Code-Compliant Home Design | Code-Compliant Home Design | Code-Compliant Home Design | Code-Compliant Home Design | Code-Compliant Home Design | Code-Compliant Home Design | Code-Compliant Home Design | ENERGY STAR Home Design | ENERGY STAR Home Design | ENERGY STAR Home Design | ENERGY STAR Home Design | ENERGY STAR Home Design | ENERGY STAR Home Design | ENERGY STAR Home Design | ENERGY STAR Home Design | ENERGY STAR Home Design | ENERGY STAR Home Design | ENERGY STAR Home Design | ENERGY STAR Home Design | ENERGY STAR Home Design | ENERGY STAR Home Design | ENERGY STAR Home Design | ENERGY STAR Home Design | ENERGY STAR Home Design | ENERGY STAR Home Design | ENERGY STAR Home Design | ENERGY STAR Home Design | ENERGY STAR Home Design | ENERGY STAR Home Design | ENERGY STAR Home Design | ENERGY STAR Home Design | ENERGY STAR Home Design | ENERGY STAR Home Design | ENERGY STAR Home Design | 2117 | 2117 | 2117 | 2117 | 2117 | 2117 | 2117 | 2117 | 2117 | 2117 | 2117 | 2117 | 2117 | 2117 | 2117 | 2117 | 2117 | 2117 | 2117 | 2117 | 2117 | 2117 | 2117 | 2117 | 2117 | 2117 | 2117 | 0 | 0 | 17.484 | 17.537 | 17.5818 | 17.6093 | 17.611 | 17.5894 | 17.5467 | 17.4829 | 17.4022 | 17.3115 | 17.2198 | 17.1339 | 17.0584 | 16.996 | 16.9483 | 16.9193 | 16.8913 | 16.8638 | 16.8354 | 16.8062 | 16.7776 | 16.7493 | 16.7217 | 16.6956 | 16.6723 | 0.037181 | 0.081814 | 0.128 | 0.16887 | 0.20905 | 0.25285 | 0.29698 | 0.34128 | 0.38569 | 0.43024 | 0.47511 | 0.52049 | 0.56659 | 0.61359 | 0.66167 | 0.71114 | 0.76138 | 0.81238 | 0.86408 | 0.9165 | 0.92353 | 0.93064 | 0.93786 | 0.94524 | 0.95283 | 0.037181 | 0.11911 | 0.24741 | 0.41667 | 0.62576 | 0.87785 | 1.1727 | 1.5097 | 1.8884 | 2.3088 | 2.7717 | 3.2784 | 3.8305 | 4.4301 | 5.0793 | 5.7818 | 6.5336 | 7.3353 | 8.1871 | 9.0894 | 9.9975 | 10.9112 | 11.8311 | 12.7579 | 13.6929 | 2.1266 | 4.6652 | 7.2801 | 9.5901 | 11.8705 | 14.3752 | 16.925 | 19.5207 | 22.1632 | 24.853 | 27.591 | 30.378 | 33.2147 | 36.102 | 39.0406 | 42.0314 | 45.0753 | 48.173 | 51.3253 | 54.5333 | 55.0455 | 55.5632 | 56.0866 | 56.6157 | 57.1506 | 2.1266 | 6.7918 | 14.0719 | 23.662 | 35.5325 | 49.9076 | 66.8326 | 86.3533 | 108.5165 | 133.3695 | 160.9605 | 191.3385 | 224.5532 | 260.6552 | 299.6958 | 341.7272 | 386.8025 | 434.9755 | 486.3008 | 540.8341 | 595.8796 | 651.4429 | 707.5295 | 764.1453 | 821.2958 | 0.03162 | 0.069604 | 0.10894 | 0.14382 | 0.17817 | 0.21571 | 0.25364 | 0.29186 | 0.33032 | 0.36906 | 0.40819 | 0.44788 | 0.48826 | 0.52949 | 0.57169 | 0.6151 | 0.65927 | 0.7042 | 0.74985 | 0.79623 | 0.80324 | 0.81034 | 0.81755 | 0.82491 | 0.83245 | 0.03162 | 0.10133 | 0.21058 | 0.35484 | 0.53332 | 0.74889 | 1.0016 | 1.2911 | 1.6173 | 1.9805 | 2.3813 | 2.821 | 3.301 | 3.8229 | 4.3886 | 5.0009 | 5.6573 | 6.3585 | 7.1047 | 7.8966 | 8.6953 | 9.5008 | 10.3134 | 11.1338 | 11.9629 | 1.8076 | 3.9654 | 6.1881 | 8.1516 | 10.0899 | 12.2189 | 14.3862 | 16.5926 | 18.8387 | 21.125 | 23.4524 | 25.8213 | 28.2325 | 30.6867 | 33.1845 | 35.7267 | 38.314 | 40.947 | 43.6265 | 46.3533 | 46.7887 | 47.2288 | 47.6736 | 48.1234 | 48.578 | 1.8076 | 5.773 | 11.9611 | 20.1127 | 30.2026 | 42.4215 | 56.8077 | 73.4003 | 92.239 | 113.3641 | 136.8164 | 162.6377 | 190.8702 | 221.5569 | 254.7414 | 290.4682 | 328.7821 | 369.7291 | 413.3557 | 459.709 | 506.4977 | 553.7264 | 601.4001 | 649.5235 | 698.1015 | 0.031708 | 0.06994 | 0.10971 | 0.14506 | 0.18004 | 0.21837 | 0.25718 | 0.29636 | 0.33585 | 0.37562 | 0.41577 | 0.45635 | 0.49746 | 0.53938 | 0.58215 | 0.62588 | 0.67029 | 0.71539 | 0.76115 | 0.80761 | 0.8141 | 0.82072 | 0.82748 | 0.83443 | 0.8416 | 0.031708 | 0.10182 | 0.21205 | 0.3579 | 0.53891 | 0.75812 | 1.0155 | 1.311 | 1.6444 | 2.0157 | 2.4255 | 2.8743 | 3.3632 | 3.8943 | 4.4689 | 5.0886 | 5.7519 | 6.4596 | 7.2118 | 8.0095 | 8.8128 | 9.6224 | 10.4387 | 11.2624 | 12.0945 | 1.8076 | 3.9654 | 6.1881 | 8.1516 | 10.0899 | 12.2189 | 14.3862 | 16.5926 | 18.8387 | 21.125 | 23.4524 | 25.8213 | 28.2325 | 30.6867 | 33.1845 | 35.7267 | 38.314 | 40.947 | 43.6265 | 46.3533 | 46.7887 | 47.2288 | 47.6736 | 48.1234 | 48.578 | 1.8076 | 5.773 | 11.9611 | 20.1127 | 30.2026 | 42.4215 | 56.8077 | 73.4003 | 92.239 | 113.3641 | 136.8164 | 162.6377 | 190.8702 | 221.5569 | 254.7414 | 290.4682 | 328.7821 | 369.7291 | 413.3557 | 459.709 | 506.4977 | 553.7264 | 601.4001 | 649.5235 | 698.1015 | 0.031631 | 0.069646 | 0.10903 | 0.14396 | 0.17838 | 0.216 | 0.254 | 0.29229 | 0.33081 | 0.3696 | 0.40878 | 0.44848 | 0.48887 | 0.53009 | 0.5723 | 0.61571 | 0.65988 | 0.70481 | 0.75047 | 0.79685 | 0.80383 | 0.81091 | 0.81809 | 0.82542 | 0.83295 | 0.031631 | 0.10139 | 0.21075 | 0.3552 | 0.53396 | 0.74989 | 1.003 | 1.293 | 1.6197 | 1.9834 | 2.3847 | 2.8248 | 3.3051 | 3.8273 | 4.3932 | 5.0059 | 5.6626 | 6.3641 | 7.1106 | 7.9027 | 8.7017 | 9.5074 | 10.3202 | 11.1408 | 11.9701 | 1.8076 | 3.9654 | 6.1881 | 8.1516 | 10.0899 | 12.2189 | 14.3862 | 16.5926 | 18.8387 | 21.125 | 23.4524 | 25.8213 | 28.2325 | 30.6867 | 33.1845 | 35.7267 | 38.314 | 40.947 | 43.6265 | 46.3533 | 46.7887 | 47.2288 | 47.6736 | 48.1234 | 48.578 | 1.8076 | 5.773 | 11.9611 | 20.1127 | 30.2026 | 42.4215 | 56.8077 | 73.4003 | 92.239 | 113.3641 | 136.8164 | 162.6377 | 190.8702 | 221.5569 | 254.7414 | 290.4682 | 328.7821 | 369.7291 | 413.3557 | 459.709 | 506.4977 | 553.7264 | 601.4001 | 649.5235 | 698.1015 | 2326.351 | 1837.4164 | 1647.3526 | 1547.2729 | 1483.6532 | 1437.9063 | 1402.6662 | 1374.1324 | 1350.1452 | 1329.3863 | 1308.3053 | 1287.9277 | 1269.887 | 1253.6634 | 1238.8795 | 1225.2543 | 1212.5747 | 1200.671 | 1189.4264 | 1178.7358 | 1168.5169 | 1158.7031 | 1149.2393 | 1143.4179 | 1141.4752 | 690.1911 | 545.132 | 488.7431 | 459.0511 | 440.1762 | 426.6038 | 416.1486 | 407.6831 | 400.5665 | 394.4077 | 388.1533 | 382.1075 | 376.7551 | 371.9419 | 367.5557 | 363.5133 | 359.7515 | 356.2199 | 352.8838 | 349.7121 | 346.6802 | 343.7686 | 340.9609 | 339.2338 | 338.6574 | 172
OR_Residential_LI - Single Family_Existing_Space Heating_Natural Gas_Furnace | OR | Residential | LI - Single Family | New | Appliances | Natural Gas | ENERGY STAR Home Design | A | ORM125 | Code-Compliant Home Design | ENERGY STAR Home Design | 25 | 3.1443 | 0 | 0 | 2117 | 0 | 10.24 | 0 | 0 | 0.45 | household | 20% | 50% | Lost Opportunity | LOEven20 | 85% | TBD | 0% | 1367.3927 |  | 405.6835 |  | 0.0057091 | Avista TRM - 07.01.21 - E STAR HOME - GAS ONLY | Avista TRM - 07.01.21 - E STAR HOME - GAS ONLY | ENERGY STAR - Expert Home Improvements | Code-Compliant Home Design | Code-Compliant Home Design | Code-Compliant Home Design | Code-Compliant Home Design | Code-Compliant Home Design | Code-Compliant Home Design | Code-Compliant Home Design | Code-Compliant Home Design | Code-Compliant Home Design | Code-Compliant Home Design | Code-Compliant Home Design | Code-Compliant Home Design | Code-Compliant Home Design | Code-Compliant Home Design | Code-Compliant Home Design | Code-Compliant Home Design | Code-Compliant Home Design | Code-Compliant Home Design | Code-Compliant Home Design | Code-Compliant Home Design | Code-Compliant Home Design | Code-Compliant Home Design | Code-Compliant Home Design | Code-Compliant Home Design | Code-Compliant Home Design | Code-Compliant Home Design | Code-Compliant Home Design | ENERGY STAR Home Design | ENERGY STAR Home Design | ENERGY STAR Home Design | ENERGY STAR Home Design | ENERGY STAR Home Design | ENERGY STAR Home Design | ENERGY STAR Home Design | ENERGY STAR Home Design | ENERGY STAR Home Design | ENERGY STAR Home Design | ENERGY STAR Home Design | ENERGY STAR Home Design | ENERGY STAR Home Design | ENERGY STAR Home Design | ENERGY STAR Home Design | ENERGY STAR Home Design | ENERGY STAR Home Design | ENERGY STAR Home Design | ENERGY STAR Home Design | ENERGY STAR Home Design | ENERGY STAR Home Design | ENERGY STAR Home Design | ENERGY STAR Home Design | ENERGY STAR Home Design | ENERGY STAR Home Design | ENERGY STAR Home Design | ENERGY STAR Home Design | 2117 | 2117 | 2117 | 2117 | 2117 | 2117 | 2117 | 2117 | 2117 | 2117 | 2117 | 2117 | 2117 | 2117 | 2117 | 2117 | 2117 | 2117 | 2117 | 2117 | 2117 | 2117 | 2117 | 2117 | 2117 | 2117 | 2117 | 0 | 0 | 3.1584 | 3.1726 | 3.1866 | 3.2006 | 3.2145 | 3.2285 | 3.2426 | 3.2568 | 3.271 | 3.2853 | 3.2998 | 3.3143 | 3.3289 | 3.3436 | 3.3584 | 3.3732 | 3.3883 | 3.4034 | 3.4185 | 3.4338 | 3.4491 | 3.4646 | 3.4802 | 3.4958 | 3.5116 | 0.0067166 | 0.014801 | 0.023199 | 0.030694 | 0.038158 | 0.046411 | 0.054881 | 0.063574 | 0.072495 | 0.08165 | 0.091044 | 0.10068 | 0.11057 | 0.12071 | 0.13111 | 0.14178 | 0.15273 | 0.16395 | 0.17546 | 0.18726 | 0.18986 | 0.1925 | 0.19519 | 0.19792 | 0.20069 | 0.0067166 | 0.021547 | 0.044841 | 0.075732 | 0.11422 | 0.16113 | 0.21671 | 0.28123 | 0.35495 | 0.43816 | 0.53113 | 0.63415 | 0.74752 | 0.87153 | 1.0065 | 1.1527 | 1.3106 | 1.4804 | 1.6624 | 1.8571 | 2.0553 | 2.257 | 2.4623 | 2.6713 | 2.8841 | 2.1266 | 4.6652 | 7.2801 | 9.5901 | 11.8705 | 14.3752 | 16.925 | 19.5207 | 22.1632 | 24.853 | 27.591 | 30.378 | 33.2147 | 36.102 | 39.0406 | 42.0314 | 45.0753 | 48.173 | 51.3253 | 54.5333 | 55.0455 | 55.5632 | 56.0866 | 56.6157 | 57.1506 | 2.1266 | 6.7918 | 14.0719 | 23.662 | 35.5325 | 49.9076 | 66.8326 | 86.3533 | 108.5165 | 133.3695 | 160.9605 | 191.3385 | 224.5532 | 260.6552 | 299.6958 | 341.7272 | 386.8025 | 434.9755 | 486.3008 | 540.8341 | 595.8796 | 651.4429 | 707.5295 | 764.1453 | 821.2958 | 0.0057091 | 0.012581 | 0.019719 | 0.02609 | 0.032434 | 0.039449 | 0.046649 | 0.054038 | 0.061621 | 0.069403 | 0.077387 | 0.085579 | 0.093983 | 0.1026 | 0.11145 | 0.12052 | 0.12982 | 0.13936 | 0.14914 | 0.15917 | 0.16138 | 0.16363 | 0.16591 | 0.16823 | 0.17059 | 0.0057091 | 0.018315 | 0.038115 | 0.064372 | 0.097087 | 0.13696 | 0.18421 | 0.23905 | 0.30171 | 0.37244 | 0.45146 | 0.53903 | 0.63539 | 0.7408 | 0.85552 | 0.97982 | 1.114 | 1.2583 | 1.4131 | 1.5785 | 1.747 | 1.9184 | 2.093 | 2.2706 | 2.4515 | 1.8076 | 3.9654 | 6.1881 | 8.1516 | 10.0899 | 12.2189 | 14.3862 | 16.5926 | 18.8387 | 21.125 | 23.4524 | 25.8213 | 28.2325 | 30.6867 | 33.1845 | 35.7267 | 38.314 | 40.947 | 43.6265 | 46.3533 | 46.7887 | 47.2288 | 47.6736 | 48.1234 | 48.578 | 1.8076 | 5.773 | 11.9611 | 20.1127 | 30.2026 | 42.4215 | 56.8077 | 73.4003 | 92.239 | 113.3641 | 136.8164 | 162.6377 | 190.8702 | 221.5569 | 254.7414 | 290.4682 | 328.7821 | 369.7291 | 413.3557 | 459.709 | 506.4977 | 553.7264 | 601.4001 | 649.5235 | 698.1015 | 0.0057091 | 0.012581 | 0.019719 | 0.02609 | 0.032434 | 0.039449 | 0.046649 | 0.054038 | 0.061621 | 0.069403 | 0.077387 | 0.085579 | 0.093983 | 0.1026 | 0.11145 | 0.12052 | 0.12982 | 0.13936 | 0.14914 | 0.15917 | 0.16138 | 0.16363 | 0.16591 | 0.16823 | 0.17059 | 0.0057091 | 0.018315 | 0.038115 | 0.064372 | 0.097087 | 0.13696 | 0.18421 | 0.23905 | 0.30171 | 0.37244 | 0.45146 | 0.53903 | 0.63539 | 0.7408 | 0.85552 | 0.97982 | 1.114 | 1.2583 | 1.4131 | 1.5785 | 1.747 | 1.9184 | 2.093 | 2.2706 | 2.4515 | 1.8076 | 3.9654 | 6.1881 | 8.1516 | 10.0899 | 12.2189 | 14.3862 | 16.5926 | 18.8387 | 21.125 | 23.4524 | 25.8213 | 28.2325 | 30.6867 | 33.1845 | 35.7267 | 38.314 | 40.947 | 43.6265 | 46.3533 | 46.7887 | 47.2288 | 47.6736 | 48.1234 | 48.578 | 1.8076 | 5.773 | 11.9611 | 20.1127 | 30.2026 | 42.4215 | 56.8077 | 73.4003 | 92.239 | 113.3641 | 136.8164 | 162.6377 | 190.8702 | 221.5569 | 254.7414 | 290.4682 | 328.7821 | 369.7291 | 413.3557 | 459.709 | 506.4977 | 553.7264 | 601.4001 | 649.5235 | 698.1015 | 0.0057091 | 0.012581 | 0.019719 | 0.02609 | 0.032434 | 0.039449 | 0.046649 | 0.054038 | 0.061621 | 0.069403 | 0.077387 | 0.085579 | 0.093983 | 0.1026 | 0.11145 | 0.12052 | 0.12982 | 0.13936 | 0.14914 | 0.15917 | 0.16138 | 0.16363 | 0.16591 | 0.16823 | 0.17059 | 0.0057091 | 0.018315 | 0.038115 | 0.064372 | 0.097087 | 0.13696 | 0.18421 | 0.23905 | 0.30171 | 0.37244 | 0.45146 | 0.53903 | 0.63539 | 0.7408 | 0.85552 | 0.97982 | 1.114 | 1.2583 | 1.4131 | 1.5785 | 1.747 | 1.9184 | 2.093 | 2.2706 | 2.4515 | 1.8076 | 3.9654 | 6.1881 | 8.1516 | 10.0899 | 12.2189 | 14.3862 | 16.5926 | 18.8387 | 21.125 | 23.4524 | 25.8213 | 28.2325 | 30.6867 | 33.1845 | 35.7267 | 38.314 | 40.947 | 43.6265 | 46.3533 | 46.7887 | 47.2288 | 47.6736 | 48.1234 | 48.578 | 1.8076 | 5.773 | 11.9611 | 20.1127 | 30.2026 | 42.4215 | 56.8077 | 73.4003 | 92.239 | 113.3641 | 136.8164 | 162.6377 | 190.8702 | 221.5569 | 254.7414 | 290.4682 | 328.7821 | 369.7291 | 413.3557 | 459.709 | 506.4977 | 553.7264 | 601.4001 | 649.5235 | 698.1015 | 2326.351 | 1837.4164 | 1647.3526 | 1547.2729 | 1483.6532 | 1437.9063 | 1402.6662 | 1374.1324 | 1350.1452 | 1329.3863 | 1308.3053 | 1287.9277 | 1269.887 | 1253.6634 | 1238.8795 | 1225.2543 | 1212.5747 | 1200.671 | 1189.4264 | 1178.7358 | 1168.5169 | 1158.7031 | 1149.2393 | 1143.4179 | 1141.4752 | 690.1911 | 545.132 | 488.7431 | 459.0511 | 440.1762 | 426.6038 | 416.1486 | 407.6831 | 400.5665 | 394.4077 | 388.1533 | 382.1075 | 376.7551 | 371.9419 | 367.5557 | 363.5133 | 359.7515 | 356.2199 | 352.8838 | 349.7121 | 346.6802 | 343.7686 | 340.9609 | 339.2338 | 338.6574 | 173
OR_Residential_LI - Single Family_Existing_Space Heating_Natural Gas_Furnace | OR | Residential | LI - Single Family | New | Space Heating | Natural Gas | Advanced New Construction Design - Zero Net Energy | A | ORM126 | Standard New Construction Home | ZNE-Ready Home | 20 | 0.081832 | 0 | 0 | 2.29 | 0 | 0.01 | 0 | 0.30173 | 0.45 | sqft home | 0% | 0% | Lost Opportunity | LO3Slow | 85% | TBD | 0% | 1560.6224 |  | 778.1303 |  | 0 | RES_ADVNC_ZNE-All-PGE-2 | RES_ADVNC_ZNE-All-PGE-2 | RES_ADVNC_ZNE-All-PGE-2 | Standard New Construction Home | Standard New Construction Home | Standard New Construction Home | Standard New Construction Home | Standard New Construction Home | Standard New Construction Home | Standard New Construction Home | Standard New Construction Home | Standard New Construction Home | Standard New Construction Home | Standard New Construction Home | Standard New Construction Home | Standard New Construction Home | Standard New Construction Home | Standard New Construction Home | Standard New Construction Home | Standard New Construction Home | Standard New Construction Home | Standard New Construction Home | Standard New Construction Home | Standard New Construction Home | Standard New Construction Home | Standard New Construction Home | Standard New Construction Home | Standard New Construction Home | Standard New Construction Home | Standard New Construction Home | ZNE-Ready Home | ZNE-Ready Home | ZNE-Ready Home | ZNE-Ready Home | ZNE-Ready Home | ZNE-Ready Home | ZNE-Ready Home | ZNE-Ready Home | ZNE-Ready Home | ZNE-Ready Home | ZNE-Ready Home | ZNE-Ready Home | ZNE-Ready Home | ZNE-Ready Home | ZNE-Ready Home | ZNE-Ready Home | ZNE-Ready Home | ZNE-Ready Home | ZNE-Ready Home | ZNE-Ready Home | ZNE-Ready Home | ZNE-Ready Home | ZNE-Ready Home | ZNE-Ready Home | ZNE-Ready Home | ZNE-Ready Home | ZNE-Ready Home | 2.29 | 2.29 | 2.29 | 2.29 | 2.29 | 2.29 | 2.29 | 2.29 | 2.29 | 2.29 | 2.29 | 2.29 | 2.29 | 2.29 | 2.29 | 2.29 | 2.29 | 2.29 | 2.29 | 2.29 | 2.29 | 2.29 | 2.29 | 2.29 | 2.29 | 2.29 | 2.29 | 0 | 0 | 0.082964 | 0.10993 | 0.12414 | 0.13252 | 0.13804 | 0.14199 | 0.14494 | 0.14723 | 0.14906 | 0.15056 | 0.1522 | 0.15383 | 0.15523 | 0.15642 | 0.15746 | 0.15835 | 0.15912 | 0.1598 | 0.16038 | 0.1609 | 0.16136 | 0.16176 | 0.16211 | 0.16242 | 0.16269 | 0 | 0 | 0 | 0 | 0 | 0 | 0 | 0 | 0 | 0 | 0 | 0 | 0 | 0 | 0 | 0 | 0 | 0 | 0 | 0 | 0 | 0 | 0 | 0 | 0 | 0 | 0 | 0 | 0 | 0 | 0 | 0 | 0 | 0 | 0 | 0 | 0 | 0 | 0 | 0 | 0 | 0 | 0 | 0 | 0 | 0 | 0 | 0 | 0 | 0 | 0 | 0 | 0 | 0 | 0 | 0 | 0 | 0 | 0 | 0 | 0 | 0 | 0 | 0 | 0 | 0 | 0 | 0 | 0 | 0 | 0 | 0 | 0 | 0 | 0 | 0 | 0 | 0 | 0 | 0 | 0 | 0 | 0 | 0 | 0 | 0 | 0 | 0 | 0 | 0 | 0 | 0 | 0 | 0 | 0 | 0 | 0 | 0 | 0 | 0 | 0 | 0 | 0 | 0 | 0 | 0 | 0 | 0 | 0 | 0 | 0 | 0 | 0 | 0 | 0 | 0 | 0 | 0 | 0 | 0 | 0 | 0 | 0 | 0 | 0 | 0 | 0 | 0 | 0 | 0 | 0 | 0 | 0 | 0 | 0 | 0 | 0 | 0 | 0 | 0 | 0 | 0 | 0 | 0 | 0 | 0 | 0 | 0 | 0 | 0 | 0 | 0 | 0 | 0 | 0 | 0 | 0 | 0 | 0 | 0 | 0 | 0 | 0 | 0 | 0 | 0 | 0 | 0 | 0 | 0 | 0 | 0 | 0 | 0 | 0 | 0 | 0 | 0 | 0 | 0 | 0 | 0 | 0 | 0 | 0 | 0 | 0 | 0 | 0 | 0 | 0 | 0 | 0 | 0 | 0 | 0 | 0 | 0 | 0 | 0 | 0 | 0 | 0 | 0 | 0 | 0 | 0 | 0 | 0 | 0 | 0 | 0 | 0 | 0 | 0 | 0 | 0 | 0 | 0 | 0 | 0 | 0 | 0 | 0 | 0 | 0 | 0 | 0 | 0 | 0 | 0 | 0 | 0 | 0 | 0 | 0 | 0 | 0 | 0 | 0 | 0 | 0 | 0 | 0 | 0 | 0 | 0 | 0 | 0 | 0 | 0 | 0 | 0 | 0 | 0 | 0 | 0 | 0 | 0 | 0 | 0 | 0 | 0 | 0 | 0 | 0 | 0 | 0 | 0 | 0 | 0 | 0 | 0 | 0 | 0 | 0 | 0 | 0 | 0 | 0 | 0 | 0 | 0 | 0 | 0 | 0 | 0 | 0 | 0 | 0 | 0 | 0 | 0 | 0 | 0 | 0 | 0 | 0 | 0 | 0 | 0 | 0 | 0 | 0 | 0 | 0 | 0 | 0 | 0 | 0 | 0 | 0 | 0 | 0 | 0 | 0 | 0 | 0 | 0 | 0 | 0 | 0 | 0 | 0 | 0 | 0 | 0 | 0 | 0 | 0 | 0 | 0 | 0 | 0 | 0 | 0 | 0 | 0 | 0 | 0 | 0 | 0 | 0 | 0 | 0 | 0 | 0 | 0 | 0 | 0 | 0 | 0 | 0 | 0 | 0 | 0 | 0 | 0 | 0 | 0 | 0 | 0 | 0 | 0 | 0 | 0 | 0 | 0 | 0 | 0 | 0 | 0 | 0 | 0 | 0 | 0 | 0 | 0 | 0 | 0 | 0 | 0 | 0 | 0 | 0 | 0 | 0 | 0 | 0 | 0 | 0 | 0 | 0 | 0 | 0 | 0 | 0 | 0 | 0 | 0 | 2386.7696 | 1942.0205 | 1767.8873 | 1678.5193 | 1624.0558 | 1586.8116 | 1559.7361 | 1539.1655 | 1523.0071 | 1509.9782 | 1496.3856 | 1483.3161 | 1472.5388 | 1463.5422 | 1455.9536 | 1449.4942 | 1443.952 | 1439.1513 | 1434.9869 | 1431.3505 | 1428.1583 | 1425.3435 | 1422.8493 | 1420.6865 | 1418.8046 | 1190.0494 | 968.2963 | 881.4731 | 836.914 | 809.7583 | 791.1883 | 777.6884 | 767.4318 | 759.3752 | 752.879 | 746.1016 | 739.5852 | 734.2116 | 729.7258 | 725.9421 | 722.7215 | 719.9581 | 717.5645 | 715.4881 | 713.675 | 712.0834 | 710.6799 | 709.4363 | 708.3579 | 707.4196 | 174
OR_Residential_LI - Single Family_Existing_Space Heating_Natural Gas_Furnace | OR | Residential | LI - Single Family | New | Water Heating | Natural Gas | Advanced New Construction Design - Zero Net Energy | A | ORM127 | Standard New Construction Home | ZNE-Ready Home | 20 | 0.031804 | 0 | 0 | 2.29 | 0 | 0.01 | 0 | 0.30173 | 0.45 | sqft home | 0% | 0% | Lost Opportunity | LO3Slow | 85% | TBD | 0% | 1560.6224 |  | 778.1303 |  | 0 | RES_ADVNC_ZNE-All-PGE-2 | RES_ADVNC_ZNE-All-PGE-2 | RES_ADVNC_ZNE-All-PGE-2 | Standard New Construction Home | Standard New Construction Home | Standard New Construction Home | Standard New Construction Home | Standard New Construction Home | Standard New Construction Home | Standard New Construction Home | Standard New Construction Home | Standard New Construction Home | Standard New Construction Home | Standard New Construction Home | Standard New Construction Home | Standard New Construction Home | Standard New Construction Home | Standard New Construction Home | Standard New Construction Home | Standard New Construction Home | Standard New Construction Home | Standard New Construction Home | Standard New Construction Home | Standard New Construction Home | Standard New Construction Home | Standard New Construction Home | Standard New Construction Home | Standard New Construction Home | Standard New Construction Home | Standard New Construction Home | ZNE-Ready Home | ZNE-Ready Home | ZNE-Ready Home | ZNE-Ready Home | ZNE-Ready Home | ZNE-Ready Home | ZNE-Ready Home | ZNE-Ready Home | ZNE-Ready Home | ZNE-Ready Home | ZNE-Ready Home | ZNE-Ready Home | ZNE-Ready Home | ZNE-Ready Home | ZNE-Ready Home | ZNE-Ready Home | ZNE-Ready Home | ZNE-Ready Home | ZNE-Ready Home | ZNE-Ready Home | ZNE-Ready Home | ZNE-Ready Home | ZNE-Ready Home | ZNE-Ready Home | ZNE-Ready Home | ZNE-Ready Home | ZNE-Ready Home | 2.29 | 2.29 | 2.29 | 2.29 | 2.29 | 2.29 | 2.29 | 2.29 | 2.29 | 2.29 | 2.29 | 2.29 | 2.29 | 2.29 | 2.29 | 2.29 | 2.29 | 2.29 | 2.29 | 2.29 | 2.29 | 2.29 | 2.29 | 2.29 | 2.29 | 2.29 | 2.29 | 0 | 0 | 0.031666 | 0.031546 | 0.031405 | 0.031228 | 0.030999 | 0.030721 | 0.030403 | 0.030048 | 0.029668 | 0.02928 | 0.028893 | 0.028519 | 0.028168 | 0.027844 | 0.027548 | 0.027286 | 0.027028 | 0.026765 | 0.026508 | 0.026254 | 0.02601 | 0.025773 | 0.025545 | 0.025325 | 0.025113 | 0 | 0 | 0 | 0 | 0 | 0 | 0 | 0 | 0 | 0 | 0 | 0 | 0 | 0 | 0 | 0 | 0 | 0 | 0 | 0 | 0 | 0 | 0 | 0 | 0 | 0 | 0 | 0 | 0 | 0 | 0 | 0 | 0 | 0 | 0 | 0 | 0 | 0 | 0 | 0 | 0 | 0 | 0 | 0 | 0 | 0 | 0 | 0 | 0 | 0 | 0 | 0 | 0 | 0 | 0 | 0 | 0 | 0 | 0 | 0 | 0 | 0 | 0 | 0 | 0 | 0 | 0 | 0 | 0 | 0 | 0 | 0 | 0 | 0 | 0 | 0 | 0 | 0 | 0 | 0 | 0 | 0 | 0 | 0 | 0 | 0 | 0 | 0 | 0 | 0 | 0 | 0 | 0 | 0 | 0 | 0 | 0 | 0 | 0 | 0 | 0 | 0 | 0 | 0 | 0 | 0 | 0 | 0 | 0 | 0 | 0 | 0 | 0 | 0 | 0 | 0 | 0 | 0 | 0 | 0 | 0 | 0 | 0 | 0 | 0 | 0 | 0 | 0 | 0 | 0 | 0 | 0 | 0 | 0 | 0 | 0 | 0 | 0 | 0 | 0 | 0 | 0 | 0 | 0 | 0 | 0 | 0 | 0 | 0 | 0 | 0 | 0 | 0 | 0 | 0 | 0 | 0 | 0 | 0 | 0 | 0 | 0 | 0 | 0 | 0 | 0 | 0 | 0 | 0 | 0 | 0 | 0 | 0 | 0 | 0 | 0 | 0 | 0 | 0 | 0 | 0 | 0 | 0 | 0 | 0 | 0 | 0 | 0 | 0 | 0 | 0 | 0 | 0 | 0 | 0 | 0 | 0 | 0 | 0 | 0 | 0 | 0 | 0 | 0 | 0 | 0 | 0 | 0 | 0 | 0 | 0 | 0 | 0 | 0 | 0 | 0 | 0 | 0 | 0 | 0 | 0 | 0 | 0 | 0 | 0 | 0 | 0 | 0 | 0 | 0 | 0 | 0 | 0 | 0 | 0 | 0 | 0 | 0 | 0 | 0 | 0 | 0 | 0 | 0 | 0 | 0 | 0 | 0 | 0 | 0 | 0 | 0 | 0 | 0 | 0 | 0 | 0 | 0 | 0 | 0 | 0 | 0 | 0 | 0 | 0 | 0 | 0 | 0 | 0 | 0 | 0 | 0 | 0 | 0 | 0 | 0 | 0 | 0 | 0 | 0 | 0 | 0 | 0 | 0 | 0 | 0 | 0 | 0 | 0 | 0 | 0 | 0 | 0 | 0 | 0 | 0 | 0 | 0 | 0 | 0 | 0 | 0 | 0 | 0 | 0 | 0 | 0 | 0 | 0 | 0 | 0 | 0 | 0 | 0 | 0 | 0 | 0 | 0 | 0 | 0 | 0 | 0 | 0 | 0 | 0 | 0 | 0 | 0 | 0 | 0 | 0 | 0 | 0 | 0 | 0 | 0 | 0 | 0 | 0 | 0 | 0 | 0 | 0 | 0 | 0 | 0 | 0 | 0 | 0 | 0 | 0 | 0 | 0 | 0 | 0 | 0 | 0 | 0 | 0 | 0 | 0 | 0 | 0 | 0 | 0 | 0 | 0 | 0 | 0 | 0 | 0 | 0 | 0 | 0 | 0 | 0 | 0 | 0 | 0 | 0 | 0 | 0 | 0 | 0 | 0 | 0 | 0 | 0 | 0 | 0 | 0 | 0 | 0 | 0 | 0 | 0 | 0 | 0 | 0 | 0 | 2386.7696 | 1942.0205 | 1767.8873 | 1678.5193 | 1624.0558 | 1586.8116 | 1559.7361 | 1539.1655 | 1523.0071 | 1509.9782 | 1496.3856 | 1483.3161 | 1472.5388 | 1463.5422 | 1455.9536 | 1449.4942 | 1443.952 | 1439.1513 | 1434.9869 | 1431.3505 | 1428.1583 | 1425.3435 | 1422.8493 | 1420.6865 | 1418.8046 | 1190.0494 | 968.2963 | 881.4731 | 836.914 | 809.7583 | 791.1883 | 777.6884 | 767.4318 | 759.3752 | 752.879 | 746.1016 | 739.5852 | 734.2116 | 729.7258 | 725.9421 | 722.7215 | 719.9581 | 717.5645 | 715.4881 | 713.675 | 712.0834 | 710.6799 | 709.4363 | 708.3579 | 707.4196 | 175
OR_Residential_LI - Single Family_Existing_Space Heating_Natural Gas_Furnace | OR | Residential | LI - Single Family | New | Appliances | Natural Gas | Advanced New Construction Design - Zero Net Energy | A | ORM128 | Standard New Construction Home | ZNE-Ready Home | 20 | 0.0033121 | 0 | 0 | 2.29 | 0 | 0.01 | 0 | 0.30173 | 0.45 | sqft home | 0% | 0% | Lost Opportunity | LO3Slow | 85% | TBD | 0% | 1560.6224 |  | 778.1303 |  | 0 | RES_ADVNC_ZNE-All-PGE-2 | RES_ADVNC_ZNE-All-PGE-2 | RES_ADVNC_ZNE-All-PGE-2 | Standard New Construction Home | Standard New Construction Home | Standard New Construction Home | Standard New Construction Home | Standard New Construction Home | Standard New Construction Home | Standard New Construction Home | Standard New Construction Home | Standard New Construction Home | Standard New Construction Home | Standard New Construction Home | Standard New Construction Home | Standard New Construction Home | Standard New Construction Home | Standard New Construction Home | Standard New Construction Home | Standard New Construction Home | Standard New Construction Home | Standard New Construction Home | Standard New Construction Home | Standard New Construction Home | Standard New Construction Home | Standard New Construction Home | Standard New Construction Home | Standard New Construction Home | Standard New Construction Home | Standard New Construction Home | ZNE-Ready Home | ZNE-Ready Home | ZNE-Ready Home | ZNE-Ready Home | ZNE-Ready Home | ZNE-Ready Home | ZNE-Ready Home | ZNE-Ready Home | ZNE-Ready Home | ZNE-Ready Home | ZNE-Ready Home | ZNE-Ready Home | ZNE-Ready Home | ZNE-Ready Home | ZNE-Ready Home | ZNE-Ready Home | ZNE-Ready Home | ZNE-Ready Home | ZNE-Ready Home | ZNE-Ready Home | ZNE-Ready Home | ZNE-Ready Home | ZNE-Ready Home | ZNE-Ready Home | ZNE-Ready Home | ZNE-Ready Home | ZNE-Ready Home | 2.29 | 2.29 | 2.29 | 2.29 | 2.29 | 2.29 | 2.29 | 2.29 | 2.29 | 2.29 | 2.29 | 2.29 | 2.29 | 2.29 | 2.29 | 2.29 | 2.29 | 2.29 | 2.29 | 2.29 | 2.29 | 2.29 | 2.29 | 2.29 | 2.29 | 2.29 | 2.29 | 0 | 0 | 0.0033244 | 0.0033364 | 0.003348 | 0.0033597 | 0.0033713 | 0.003383 | 0.0033947 | 0.0034064 | 0.0034181 | 0.00343 | 0.0034419 | 0.0034539 | 0.0034658 | 0.0034779 | 0.00349 | 0.0035021 | 0.0035144 | 0.0035267 | 0.003539 | 0.0035514 | 0.0035642 | 0.0035773 | 0.0035908 | 0.0036045 | 0.0036185 | 0 | 0 | 0 | 0 | 0 | 0 | 0 | 0 | 0 | 0 | 0 | 0 | 0 | 0 | 0 | 0 | 0 | 0 | 0 | 0 | 0 | 0 | 0 | 0 | 0 | 0 | 0 | 0 | 0 | 0 | 0 | 0 | 0 | 0 | 0 | 0 | 0 | 0 | 0 | 0 | 0 | 0 | 0 | 0 | 0 | 0 | 0 | 0 | 0 | 0 | 0 | 0 | 0 | 0 | 0 | 0 | 0 | 0 | 0 | 0 | 0 | 0 | 0 | 0 | 0 | 0 | 0 | 0 | 0 | 0 | 0 | 0 | 0 | 0 | 0 | 0 | 0 | 0 | 0 | 0 | 0 | 0 | 0 | 0 | 0 | 0 | 0 | 0 | 0 | 0 | 0 | 0 | 0 | 0 | 0 | 0 | 0 | 0 | 0 | 0 | 0 | 0 | 0 | 0 | 0 | 0 | 0 | 0 | 0 | 0 | 0 | 0 | 0 | 0 | 0 | 0 | 0 | 0 | 0 | 0 | 0 | 0 | 0 | 0 | 0 | 0 | 0 | 0 | 0 | 0 | 0 | 0 | 0 | 0 | 0 | 0 | 0 | 0 | 0 | 0 | 0 | 0 | 0 | 0 | 0 | 0 | 0 | 0 | 0 | 0 | 0 | 0 | 0 | 0 | 0 | 0 | 0 | 0 | 0 | 0 | 0 | 0 | 0 | 0 | 0 | 0 | 0 | 0 | 0 | 0 | 0 | 0 | 0 | 0 | 0 | 0 | 0 | 0 | 0 | 0 | 0 | 0 | 0 | 0 | 0 | 0 | 0 | 0 | 0 | 0 | 0 | 0 | 0 | 0 | 0 | 0 | 0 | 0 | 0 | 0 | 0 | 0 | 0 | 0 | 0 | 0 | 0 | 0 | 0 | 0 | 0 | 0 | 0 | 0 | 0 | 0 | 0 | 0 | 0 | 0 | 0 | 0 | 0 | 0 | 0 | 0 | 0 | 0 | 0 | 0 | 0 | 0 | 0 | 0 | 0 | 0 | 0 | 0 | 0 | 0 | 0 | 0 | 0 | 0 | 0 | 0 | 0 | 0 | 0 | 0 | 0 | 0 | 0 | 0 | 0 | 0 | 0 | 0 | 0 | 0 | 0 | 0 | 0 | 0 | 0 | 0 | 0 | 0 | 0 | 0 | 0 | 0 | 0 | 0 | 0 | 0 | 0 | 0 | 0 | 0 | 0 | 0 | 0 | 0 | 0 | 0 | 0 | 0 | 0 | 0 | 0 | 0 | 0 | 0 | 0 | 0 | 0 | 0 | 0 | 0 | 0 | 0 | 0 | 0 | 0 | 0 | 0 | 0 | 0 | 0 | 0 | 0 | 0 | 0 | 0 | 0 | 0 | 0 | 0 | 0 | 0 | 0 | 0 | 0 | 0 | 0 | 0 | 0 | 0 | 0 | 0 | 0 | 0 | 0 | 0 | 0 | 0 | 0 | 0 | 0 | 0 | 0 | 0 | 0 | 0 | 0 | 0 | 0 | 0 | 0 | 0 | 0 | 0 | 0 | 0 | 0 | 0 | 0 | 0 | 0 | 0 | 0 | 0 | 0 | 0 | 0 | 0 | 0 | 0 | 0 | 0 | 0 | 0 | 0 | 0 | 0 | 0 | 0 | 0 | 0 | 0 | 0 | 0 | 0 | 0 | 0 | 0 | 0 | 0 | 0 | 0 | 0 | 0 | 0 | 0 | 0 | 0 | 0 | 0 | 0 | 2386.7696 | 1942.0205 | 1767.8873 | 1678.5193 | 1624.0558 | 1586.8116 | 1559.7361 | 1539.1655 | 1523.0071 | 1509.9782 | 1496.3856 | 1483.3161 | 1472.5388 | 1463.5422 | 1455.9536 | 1449.4942 | 1443.952 | 1439.1513 | 1434.9869 | 1431.3505 | 1428.1583 | 1425.3435 | 1422.8493 | 1420.6865 | 1418.8046 | 1190.0494 | 968.2963 | 881.4731 | 836.914 | 809.7583 | 791.1883 | 777.6884 | 767.4318 | 759.3752 | 752.879 | 746.1016 | 739.5852 | 734.2116 | 729.7258 | 725.9421 | 722.7215 | 719.9581 | 717.5645 | 715.4881 | 713.675 | 712.0834 | 710.6799 | 709.4363 | 708.3579 | 707.4196 | 176
OR_Residential_LI - Single Family_Existing_Space Heating_Natural Gas_Furnace | OR | Residential | LI - Single Family | New | Space Heating | Natural Gas | Behavioral Programs | A | ORM129 | None | Program Participation | 2 | 2.3089 | 0 | 0 | 4.42 | 0 | 0 | 0 | 0.30173 | 0.45 | household | 0% | 75% | Retrofit | Retro3Slow | 99.01% | TBD | 0% | 676.5321 |  | 350.7374 |  | 0.0028235 | BEHAV_HER-All-CPUC-2018_PG-3 | BEHAV_HER-All-CPUC-2018_PG-3 | BEHAV_HER-All-CPUC-2018_PG-3 | None | None | None | None | None | None | None | None | None | None | None | None | None | None | None | None | None | None | None | None | None | None | None | None | None | None | None | Program Participation | Program Participation | Program Participation | Program Participation | Program Participation | Program Participation | Program Participation | Program Participation | Program Participation | Program Participation | Program Participation | Program Participation | Program Participation | Program Participation | Program Participation | Program Participation | Program Participation | Program Participation | Program Participation | Program Participation | Program Participation | Program Participation | Program Participation | Program Participation | Program Participation | Program Participation | Program Participation | 4.42 | 4.42 | 4.42 | 4.42 | 4.42 | 4.42 | 4.42 | 4.42 | 4.42 | 4.42 | 4.42 | 4.42 | 4.42 | 4.42 | 4.42 | 4.42 | 4.42 | 4.42 | 4.42 | 4.42 | 4.42 | 4.42 | 4.42 | 4.42 | 4.42 | 4.42 | 4.42 | 0 | 0 | 2.3342 | 3.0826 | 3.4691 | 3.691 | 3.832 | 3.9284 | 3.9964 | 4.0455 | 4.0816 | 4.1085 | 4.1386 | 4.1683 | 4.1912 | 4.2084 | 4.221 | 4.2295 | 4.2347 | 4.2369 | 4.2368 | 4.2346 | 4.2321 | 4.2295 | 4.2266 | 4.2234 | 4.22 | 0.0028221 | 0.0086921 | 0.022084 | 0.051037 | 0.090481 | 0.13586 | 0.17045 | 0.183 | 0.14694 | 0.058599 | 0 | 0 | 0 | 0 | 0 | 0 | 0 | 0 | 0 | 0 | 0 | 0 | 0 | 0 | 0 | 0.0028221 | 0.012419 | 0.03606 | 0.089404 | 0.1833 | 0.32377 | 0.49982 | 0.68896 | 0.84204 | 0.9062 | 0.91284 | 0.91939 | 0.92443 | 0.92823 | 0.931 | 0.93288 | 0.93401 | 0.93452 | 0.93449 | 0.93401 | 0.93346 | 0.93287 | 0.93224 | 0.93154 | 0.93077 | 1.209 | 2.8197 | 6.366 | 13.8273 | 23.6119 | 34.584 | 42.6498 | 45.2345 | 35.9996 | 14.2628 | 0 | 0 | 0 | 0 | 0 | 0 | 0 | 0 | 0 | 0 | 0 | 0 | 0 | 0 | 0 | 1.209 | 4.0287 | 10.3947 | 24.222 | 47.8339 | 82.4178 | 125.0676 | 170.3021 | 206.3017 | 220.5645 | 220.5645 | 220.5645 | 220.5645 | 220.5645 | 220.5645 | 220.5645 | 220.5645 | 220.5645 | 220.5645 | 220.5645 | 220.5645 | 220.5645 | 220.5645 | 220.5645 | 220.5645 | 0.0028235 | 0.0087012 | 0.02212 | 0.05115 | 0.090736 | 0.13633 | 0.17114 | 0.18386 | 0.14772 | 0.058947 | 0 | 0 | 0 | 0 | 0 | 0 | 0 | 0 | 0 | 0 | 0 | 0 | 0 | 0 | 0 | 0.0028235 | 0.012432 | 0.036119 | 0.089603 | 0.18382 | 0.32488 | 0.50186 | 0.6922 | 0.84653 | 0.91157 | 0.91878 | 0.92588 | 0.93144 | 0.93576 | 0.93903 | 0.94142 | 0.94306 | 0.94408 | 0.94457 | 0.94461 | 0.94454 | 0.94439 | 0.94417 | 0.94383 | 0.94342 | 1.209 | 2.8197 | 6.366 | 13.8273 | 23.6119 | 34.584 | 42.6498 | 45.2345 | 35.9996 | 14.2628 | 0 | 0 | 0 | 0 | 0 | 0 | 0 | 0 | 0 | 0 | 0 | 0 | 0 | 0 | 0 | 1.209 | 4.0287 | 10.3947 | 24.222 | 47.8339 | 82.4178 | 125.0676 | 170.3021 | 206.3017 | 220.5645 | 220.5645 | 220.5645 | 220.5645 | 220.5645 | 220.5645 | 220.5645 | 220.5645 | 220.5645 | 220.5645 | 220.5645 | 220.5645 | 220.5645 | 220.5645 | 220.5645 | 220.5645 | 0 | 0.0087012 | 0.026321 | 0.05115 | 0.090736 | 0.13633 | 0.17599 | 0.18386 | 0.15268 | 0.058947 | 0 | 0 | 0 | 0 | 0 | 0 | 0 | 0 | 0 | 0 | 0 | 0 | 0 | 0 | 0 | 0 | 0.0087012 | 0.036119 | 0.089603 | 0.18382 | 0.32488 | 0.50671 | 0.69711 | 0.85645 | 0.92157 | 0.92885 | 0.93603 | 0.94165 | 0.94601 | 0.94932 | 0.95174 | 0.9534 | 0.95443 | 0.95493 | 0.95497 | 0.9549 | 0.95474 | 0.95452 | 0.95418 | 0.95376 | 0 | 2.8197 | 7.575 | 13.8273 | 23.6119 | 34.584 | 43.8589 | 45.2345 | 37.2087 | 14.2628 | 0 | 0 | 0 | 0 | 0 | 0 | 0 | 0 | 0 | 0 | 0 | 0 | 0 | 0 | 0 | 0 | 2.8197 | 10.3947 | 24.222 | 47.8339 | 82.4178 | 126.2767 | 171.5111 | 208.7198 | 222.9826 | 222.9826 | 222.9826 | 222.9826 | 222.9826 | 222.9826 | 222.9826 | 222.9826 | 222.9826 | 222.9826 | 222.9826 | 222.9826 | 222.9826 | 222.9826 | 222.9826 | 222.9826 | 0.0028235 | 0.0087012 | 0.02212 | 0.05115 | 0.090736 | 0.13633 | 0.17114 | 0.18386 | 0.14772 | 0.058947 | 0 | 0 | 0 | 0 | 0 | 0 | 0 | 0 | 0 | 0 | 0 | 0 | 0 | 0 | 0 | 0.0028235 | 0.012432 | 0.036119 | 0.089603 | 0.18382 | 0.32488 | 0.50186 | 0.6922 | 0.84653 | 0.91157 | 0.91878 | 0.92588 | 0.93144 | 0.93576 | 0.93903 | 0.94142 | 0.94306 | 0.94408 | 0.94457 | 0.94461 | 0.94454 | 0.94439 | 0.94417 | 0.94383 | 0.94342 | 1.209 | 2.8197 | 6.366 | 13.8273 | 23.6119 | 34.584 | 42.6498 | 45.2345 | 35.9996 | 14.2628 | 0 | 0 | 0 | 0 | 0 | 0 | 0 | 0 | 0 | 0 | 0 | 0 | 0 | 0 | 0 | 1.209 | 4.0287 | 10.3947 | 24.222 | 47.8339 | 82.4178 | 125.0676 | 170.3021 | 206.3017 | 220.5645 | 220.5645 | 220.5645 | 220.5645 | 220.5645 | 220.5645 | 220.5645 | 220.5645 | 220.5645 | 220.5645 | 220.5645 | 220.5645 | 220.5645 | 220.5645 | 220.5645 | 220.5645 | 1033.4183 | 841.399 | 766.1493 | 727.5151 | 703.9652 | 687.8588 | 676.1488 | 667.2515 | 660.2622 | 654.6263 | 648.7464 | 643.0925 | 638.4301 | 634.5379 | 631.2548 | 628.4601 | 626.0623 | 623.9852 | 622.1834 | 620.61 | 619.2288 | 618.0109 | 616.9317 | 615.9959 | 615.1816 | 535.7594 | 436.21 | 397.198 | 377.1687 | 364.9596 | 356.6095 | 350.5387 | 345.926 | 342.3025 | 339.3807 | 336.3323 | 333.4011 | 330.984 | 328.9661 | 327.264 | 325.8152 | 324.5721 | 323.4952 | 322.5611 | 321.7454 | 321.0294 | 320.398 | 319.8385 | 319.3533 | 318.9312 | 177
OR_Residential_LI - Single Family_Existing_Space Heating_Natural Gas_Furnace | OR | Residential | LI - Single Family | New | Water Heating | Natural Gas | Behavioral Programs | A | ORM130 | None | Program Participation | 2 | 0.89734 | 0 | 0 | 4.42 | 0 | 0 | 0 | 0.30173 | 0.45 | household | 0% | 75% | Retrofit | Retro3Slow | 99.01% | TBD | 0% | 676.5321 |  | 350.7374 |  | 0.00095847 | BEHAV_HER-All-CPUC-2018_PG-3 | BEHAV_HER-All-CPUC-2018_PG-3 | BEHAV_HER-All-CPUC-2018_PG-3 | None | None | None | None | None | None | None | None | None | None | None | None | None | None | None | None | None | None | None | None | None | None | None | None | None | None | None | Program Participation | Program Participation | Program Participation | Program Participation | Program Participation | Program Participation | Program Participation | Program Participation | Program Participation | Program Participation | Program Participation | Program Participation | Program Participation | Program Participation | Program Participation | Program Participation | Program Participation | Program Participation | Program Participation | Program Participation | Program Participation | Program Participation | Program Participation | Program Participation | Program Participation | Program Participation | Program Participation | 4.42 | 4.42 | 4.42 | 4.42 | 4.42 | 4.42 | 4.42 | 4.42 | 4.42 | 4.42 | 4.42 | 4.42 | 4.42 | 4.42 | 4.42 | 4.42 | 4.42 | 4.42 | 4.42 | 4.42 | 4.42 | 4.42 | 4.42 | 4.42 | 4.42 | 4.42 | 4.42 | 0 | 0 | 0.89349 | 0.89014 | 0.88624 | 0.88135 | 0.87504 | 0.86741 | 0.85862 | 0.84874 | 0.83809 | 0.82709 | 0.81607 | 0.80544 | 0.79545 | 0.78626 | 0.77787 | 0.77042 | 0.7631 | 0.75563 | 0.74835 | 0.74116 | 0.73424 | 0.72755 | 0.72109 | 0.71485 | 0.70887 | 0.00095777 | 0.002222 | 0.0049845 | 0.010751 | 0.018193 | 0.026363 | 0.032101 | 0.033552 | 0.026205 | 0.0099663 | 0 | 0 | 0 | 0 | 0 | 0 | 0 | 0 | 0 | 0 | 0 | 0 | 0 | 0 | 0 | 0.00095777 | 0.0031762 | 0.0081468 | 0.018853 | 0.036911 | 0.062952 | 0.094415 | 0.12688 | 0.15149 | 0.15947 | 0.15735 | 0.1553 | 0.15337 | 0.1516 | 0.14998 | 0.14854 | 0.14713 | 0.14569 | 0.14429 | 0.1429 | 0.14157 | 0.14028 | 0.13903 | 0.13783 | 0.13668 | 1.0719 | 2.4963 | 5.6244 | 12.1979 | 20.7913 | 30.3926 | 37.3867 | 39.5319 | 31.267 | 12.0499 | 0 | 0 | 0 | 0 | 0 | 0 | 0 | 0 | 0 | 0 | 0 | 0 | 0 | 0 | 0 | 1.0719 | 3.5682 | 9.1926 | 21.3905 | 42.1819 | 72.5744 | 109.9612 | 149.4931 | 180.7601 | 192.8099 | 192.8099 | 192.8099 | 192.8099 | 192.8099 | 192.8099 | 192.8099 | 192.8099 | 192.8099 | 192.8099 | 192.8099 | 192.8099 | 192.8099 | 192.8099 | 192.8099 | 192.8099 | 0.00095847 | 0.0022251 | 0.0049951 | 0.010783 | 0.018269 | 0.026508 | 0.032328 | 0.033849 | 0.026487 | 0.010094 | 0 | 0 | 0 | 0 | 0 | 0 | 0 | 0 | 0 | 0 | 0 | 0 | 0 | 0 | 0 | 0.00095847 | 0.0031806 | 0.0081641 | 0.01891 | 0.037064 | 0.063298 | 0.095082 | 0.128 | 0.15313 | 0.16152 | 0.15969 | 0.15793 | 0.15628 | 0.15475 | 0.15336 | 0.15212 | 0.15091 | 0.14967 | 0.14846 | 0.14727 | 0.14612 | 0.14501 | 0.14393 | 0.1429 | 0.1419 | 1.0719 | 2.4963 | 5.6244 | 12.1979 | 20.7913 | 30.3926 | 37.3867 | 39.5319 | 31.267 | 12.0499 | 0 | 0 | 0 | 0 | 0 | 0 | 0 | 0 | 0 | 0 | 0 | 0 | 0 | 0 | 0 | 1.0719 | 3.5682 | 9.1926 | 21.3905 | 42.1819 | 72.5744 | 109.9612 | 149.4931 | 180.7601 | 192.8099 | 192.8099 | 192.8099 | 192.8099 | 192.8099 | 192.8099 | 192.8099 | 192.8099 | 192.8099 | 192.8099 | 192.8099 | 192.8099 | 192.8099 | 192.8099 | 192.8099 | 192.8099 | 0 | 0.0022364 | 0.0059915 | 0.010885 | 0.018486 | 0.026892 | 0.033822 | 0.034513 | 0.028 | 0.010339 | 0 | 0 | 0 | 0 | 0 | 0 | 0 | 0 | 0 | 0 | 0 | 0 | 0 | 0 | 0 | 0 | 0.0022364 | 0.008225 | 0.019088 | 0.037504 | 0.064214 | 0.097646 | 0.13145 | 0.15836 | 0.16728 | 0.16571 | 0.16413 | 0.16259 | 0.16115 | 0.1598 | 0.15855 | 0.15731 | 0.15608 | 0.15485 | 0.15364 | 0.15246 | 0.15132 | 0.15021 | 0.14915 | 0.14814 | 0 | 2.4963 | 6.6963 | 12.1979 | 20.7913 | 30.3926 | 38.4587 | 39.5319 | 32.3389 | 12.0499 | 0 | 0 | 0 | 0 | 0 | 0 | 0 | 0 | 0 | 0 | 0 | 0 | 0 | 0 | 0 | 0 | 2.4963 | 9.1926 | 21.3905 | 42.1819 | 72.5744 | 111.0331 | 150.565 | 182.904 | 194.9538 | 194.9538 | 194.9538 | 194.9538 | 194.9538 | 194.9538 | 194.9538 | 194.9538 | 194.9538 | 194.9538 | 194.9538 | 194.9538 | 194.9538 | 194.9538 | 194.9538 | 194.9538 | 0.0009589 | 0.0022269 | 0.0050014 | 0.010803 | 0.018316 | 0.0266 | 0.032473 | 0.034039 | 0.026666 | 0.010173 | 0 | 0 | 0 | 0 | 0 | 0 | 0 | 0 | 0 | 0 | 0 | 0 | 0 | 0 | 0 | 0.0009589 | 0.0031832 | 0.0081743 | 0.018944 | 0.037159 | 0.063518 | 0.095509 | 0.12872 | 0.15416 | 0.16278 | 0.16113 | 0.15953 | 0.15802 | 0.15663 | 0.15536 | 0.15425 | 0.15316 | 0.15208 | 0.151 | 0.14992 | 0.14888 | 0.14786 | 0.14688 | 0.14592 | 0.14501 | 1.0719 | 2.4963 | 5.6244 | 12.1979 | 20.7913 | 30.3926 | 37.3867 | 39.5319 | 31.267 | 12.0499 | 0 | 0 | 0 | 0 | 0 | 0 | 0 | 0 | 0 | 0 | 0 | 0 | 0 | 0 | 0 | 1.0719 | 3.5682 | 9.1926 | 21.3905 | 42.1819 | 72.5744 | 109.9612 | 149.4931 | 180.7601 | 192.8099 | 192.8099 | 192.8099 | 192.8099 | 192.8099 | 192.8099 | 192.8099 | 192.8099 | 192.8099 | 192.8099 | 192.8099 | 192.8099 | 192.8099 | 192.8099 | 192.8099 | 192.8099 | 1033.4183 | 841.399 | 766.1493 | 727.5151 | 703.9652 | 687.8588 | 676.1488 | 667.2515 | 660.2622 | 654.6263 | 648.7464 | 643.0925 | 638.4301 | 634.5379 | 631.2548 | 628.4601 | 626.0623 | 623.9852 | 622.1834 | 620.61 | 619.2288 | 618.0109 | 616.9317 | 615.9959 | 615.1816 | 535.7594 | 436.21 | 397.198 | 377.1687 | 364.9596 | 356.6095 | 350.5387 | 345.926 | 342.3025 | 339.3807 | 336.3323 | 333.4011 | 330.984 | 328.9661 | 327.264 | 325.8152 | 324.5721 | 323.4952 | 322.5611 | 321.7454 | 321.0294 | 320.398 | 319.8385 | 319.3533 | 318.9312 | 178
OR_Residential_LI - Single Family_Existing_Space Heating_Natural Gas_Furnace | OR | Residential | LI - Single Family | New | Appliances | Natural Gas | Behavioral Programs | A | ORM131 | None | Program Participation | 2 | 0.09345 | 0 | 0 | 4.42 | 0 | 0 | 0 | 0.30173 | 0.45 | household | 0% | 75% | Retrofit | Retro3Slow | 99.01% | TBD | 0% | 676.5321 |  | 350.7374 |  | 0.00012766 | BEHAV_HER-All-CPUC-2018_PG-3 | BEHAV_HER-All-CPUC-2018_PG-3 | BEHAV_HER-All-CPUC-2018_PG-3 | None | None | None | None | None | None | None | None | None | None | None | None | None | None | None | None | None | None | None | None | None | None | None | None | None | None | None | Program Participation | Program Participation | Program Participation | Program Participation | Program Participation | Program Participation | Program Participation | Program Participation | Program Participation | Program Participation | Program Participation | Program Participation | Program Participation | Program Participation | Program Participation | Program Participation | Program Participation | Program Participation | Program Participation | Program Participation | Program Participation | Program Participation | Program Participation | Program Participation | Program Participation | Program Participation | Program Participation | 4.42 | 4.42 | 4.42 | 4.42 | 4.42 | 4.42 | 4.42 | 4.42 | 4.42 | 4.42 | 4.42 | 4.42 | 4.42 | 4.42 | 4.42 | 4.42 | 4.42 | 4.42 | 4.42 | 4.42 | 4.42 | 4.42 | 4.42 | 4.42 | 4.42 | 4.42 | 4.42 | 0 | 0 | 0.093798 | 0.094135 | 0.094464 | 0.094793 | 0.095122 | 0.095451 | 0.09578 | 0.096111 | 0.096442 | 0.096777 | 0.097112 | 0.09745 | 0.097788 | 0.098128 | 0.098469 | 0.098812 | 0.099159 | 0.099505 | 0.099853 | 0.1002 | 0.10056 | 0.10093 | 0.10131 | 0.1017 | 0.1021 | 0.00012764 | 0.00029683 | 0.00066653 | 0.0014432 | 0.0024533 | 0.0035749 | 0.004376 | 0.0045962 | 0.0035721 | 0.001249 | 0 | 0 | 0 | 0 | 0 | 0 | 0 | 0 | 0 | 0 | 0 | 0 | 0 | 0 | 0 | 0.00012764 | 0.00042494 | 0.001093 | 0.0025399 | 0.0050021 | 0.0085943 | 0.013 | 0.017641 | 0.021274 | 0.022597 | 0.022675 | 0.022754 | 0.022833 | 0.022912 | 0.022992 | 0.023072 | 0.023153 | 0.023234 | 0.023315 | 0.023397 | 0.023481 | 0.023567 | 0.023656 | 0.023746 | 0.023839 | 1.3608 | 3.1533 | 7.056 | 15.2246 | 25.791 | 37.4532 | 45.6874 | 47.8219 | 37.0387 | 12.9057 | 0 | 0 | 0 | 0 | 0 | 0 | 0 | 0 | 0 | 0 | 0 | 0 | 0 | 0 | 0 | 1.3608 | 4.5141 | 11.5701 | 26.7947 | 52.5858 | 90.039 | 135.7264 | 183.5483 | 220.587 | 233.4927 | 233.4927 | 233.4927 | 233.4927 | 233.4927 | 233.4927 | 233.4927 | 233.4927 | 233.4927 | 233.4927 | 233.4927 | 233.4927 | 233.4927 | 233.4927 | 233.4927 | 233.4927 | 0.00012766 | 0.00029691 | 0.00066679 | 0.0014439 | 0.0024549 | 0.0035778 | 0.00438 | 0.0046011 | 0.0035764 | 0.0012506 | 0 | 0 | 0 | 0 | 0 | 0 | 0 | 0 | 0 | 0 | 0 | 0 | 0 | 0 | 0 | 0.00012766 | 0.00042504 | 0.0010934 | 0.0025413 | 0.0050053 | 0.0086011 | 0.013012 | 0.01766 | 0.021299 | 0.022627 | 0.022709 | 0.022791 | 0.022873 | 0.022956 | 0.023039 | 0.023122 | 0.023207 | 0.023291 | 0.023376 | 0.023461 | 0.023549 | 0.023639 | 0.02373 | 0.023823 | 0.023918 | 1.3608 | 3.1533 | 7.056 | 15.2246 | 25.791 | 37.4532 | 45.6874 | 47.8219 | 37.0387 | 12.9057 | 0 | 0 | 0 | 0 | 0 | 0 | 0 | 0 | 0 | 0 | 0 | 0 | 0 | 0 | 0 | 1.3608 | 4.5141 | 11.5701 | 26.7947 | 52.5858 | 90.039 | 135.7264 | 183.5483 | 220.587 | 233.4927 | 233.4927 | 233.4927 | 233.4927 | 233.4927 | 233.4927 | 233.4927 | 233.4927 | 233.4927 | 233.4927 | 233.4927 | 233.4927 | 233.4927 | 233.4927 | 233.4927 | 233.4927 | 0 | 0.00029691 | 0.00079539 | 0.0014439 | 0.0024549 | 0.0035778 | 0.0045105 | 0.0046011 | 0.0037078 | 0.0012506 | 0 | 0 | 0 | 0 | 0 | 0 | 0 | 0 | 0 | 0 | 0 | 0 | 0 | 0 | 0 | 0 | 0.00029691 | 0.0010934 | 0.0025413 | 0.0050053 | 0.0086011 | 0.013142 | 0.017791 | 0.021562 | 0.022891 | 0.022973 | 0.023056 | 0.02314 | 0.023223 | 0.023307 | 0.023392 | 0.023477 | 0.023563 | 0.023649 | 0.023735 | 0.023823 | 0.023914 | 0.024007 | 0.024101 | 0.024197 | 0 | 3.1533 | 8.4168 | 15.2246 | 25.791 | 37.4532 | 47.0483 | 47.8219 | 38.3996 | 12.9057 | 0 | 0 | 0 | 0 | 0 | 0 | 0 | 0 | 0 | 0 | 0 | 0 | 0 | 0 | 0 | 0 | 3.1533 | 11.5701 | 26.7947 | 52.5858 | 90.039 | 137.0872 | 184.9091 | 223.3087 | 236.2144 | 236.2144 | 236.2144 | 236.2144 | 236.2144 | 236.2144 | 236.2144 | 236.2144 | 236.2144 | 236.2144 | 236.2144 | 236.2144 | 236.2144 | 236.2144 | 236.2144 | 236.2144 | 0.00012766 | 0.00029691 | 0.00066679 | 0.0014439 | 0.0024549 | 0.0035778 | 0.00438 | 0.0046011 | 0.0035764 | 0.0012506 | 0 | 0 | 0 | 0 | 0 | 0 | 0 | 0 | 0 | 0 | 0 | 0 | 0 | 0 | 0 | 0.00012766 | 0.00042504 | 0.0010934 | 0.0025413 | 0.0050053 | 0.0086011 | 0.013012 | 0.01766 | 0.021299 | 0.022627 | 0.022709 | 0.022791 | 0.022873 | 0.022956 | 0.023039 | 0.023122 | 0.023207 | 0.023291 | 0.023376 | 0.023461 | 0.023549 | 0.023639 | 0.02373 | 0.023823 | 0.023918 | 1.3608 | 3.1533 | 7.056 | 15.2246 | 25.791 | 37.4532 | 45.6874 | 47.8219 | 37.0387 | 12.9057 | 0 | 0 | 0 | 0 | 0 | 0 | 0 | 0 | 0 | 0 | 0 | 0 | 0 | 0 | 0 | 1.3608 | 4.5141 | 11.5701 | 26.7947 | 52.5858 | 90.039 | 135.7264 | 183.5483 | 220.587 | 233.4927 | 233.4927 | 233.4927 | 233.4927 | 233.4927 | 233.4927 | 233.4927 | 233.4927 | 233.4927 | 233.4927 | 233.4927 | 233.4927 | 233.4927 | 233.4927 | 233.4927 | 233.4927 | 1033.4183 | 841.399 | 766.1493 | 727.5151 | 703.9652 | 687.8588 | 676.1488 | 667.2515 | 660.2622 | 654.6263 | 648.7464 | 643.0925 | 638.4301 | 634.5379 | 631.2548 | 628.4601 | 626.0623 | 623.9852 | 622.1834 | 620.61 | 619.2288 | 618.0109 | 616.9317 | 615.9959 | 615.1816 | 535.7594 | 436.21 | 397.198 | 377.1687 | 364.9596 | 356.6095 | 350.5387 | 345.926 | 342.3025 | 339.3807 | 336.3323 | 333.4011 | 330.984 | 328.9661 | 327.264 | 325.8152 | 324.5721 | 323.4952 | 322.5611 | 321.7454 | 321.0294 | 320.398 | 319.8385 | 319.3533 | 318.9312 | 179
OR_Residential_LI - Single Family_Existing_Space Heating_Natural Gas_Furnace | OR | Residential | LI - Single Family | New | Miscellaneous | Natural Gas | Behavioral Programs | A | ORM132 | None | Program Participation | 2 | 0.011674 | 0 | 0 | 4.42 | 0 | 0 | 0 | 0.30173 | 0.45 | household | 0% | 75% | Retrofit | Retro3Slow | 99.01% | TBD | 0% | 676.5321 |  | 350.7374 |  | 1.5886e-05 | BEHAV_HER-All-CPUC-2018_PG-3 | BEHAV_HER-All-CPUC-2018_PG-3 | BEHAV_HER-All-CPUC-2018_PG-3 | None | None | None | None | None | None | None | None | None | None | None | None | None | None | None | None | None | None | None | None | None | None | None | None | None | None | None | Program Participation | Program Participation | Program Participation | Program Participation | Program Participation | Program Participation | Program Participation | Program Participation | Program Participation | Program Participation | Program Participation | Program Participation | Program Participation | Program Participation | Program Participation | Program Participation | Program Participation | Program Participation | Program Participation | Program Participation | Program Participation | Program Participation | Program Participation | Program Participation | Program Participation | Program Participation | Program Participation | 4.42 | 4.42 | 4.42 | 4.42 | 4.42 | 4.42 | 4.42 | 4.42 | 4.42 | 4.42 | 4.42 | 4.42 | 4.42 | 4.42 | 4.42 | 4.42 | 4.42 | 4.42 | 4.42 | 4.42 | 4.42 | 4.42 | 4.42 | 4.42 | 4.42 | 4.42 | 4.42 | 0 | 0 | 0.011674 | 0.011674 | 0.011674 | 0.011674 | 0.011674 | 0.011674 | 0.011674 | 0.011674 | 0.011674 | 0.011674 | 0.011674 | 0.011674 | 0.011674 | 0.011674 | 0.011674 | 0.011674 | 0.011674 | 0.011674 | 0.011674 | 0.011674 | 0.011674 | 0.011674 | 0.011674 | 0.011674 | 0.011674 | 1.5886e-05 | 3.6812e-05 | 8.2372e-05 | 0.00017773 | 0.00030109 | 0.00043723 | 0.00053336 | 0.00055827 | 0.00043239 | 0.00015066 | 0 | 0 | 0 | 0 | 0 | 0 | 0 | 0 | 0 | 0 | 0 | 0 | 0 | 0 | 0 | 1.5886e-05 | 5.2698e-05 | 0.00013507 | 0.0003128 | 0.00061389 | 0.0010511 | 0.0015845 | 0.0021427 | 0.0025751 | 0.0027258 | 0.0027258 | 0.0027258 | 0.0027258 | 0.0027258 | 0.0027258 | 0.0027258 | 0.0027258 | 0.0027258 | 0.0027258 | 0.0027258 | 0.0027258 | 0.0027258 | 0.0027258 | 0.0027258 | 0.0027258 | 1.3608 | 3.1533 | 7.056 | 15.2246 | 25.791 | 37.4532 | 45.6874 | 47.8219 | 37.0387 | 12.9057 | 0 | 0 | 0 | 0 | 0 | 0 | 0 | 0 | 0 | 0 | 0 | 0 | 0 | 0 | 0 | 1.3608 | 4.5141 | 11.5701 | 26.7947 | 52.5858 | 90.039 | 135.7264 | 183.5483 | 220.587 | 233.4927 | 233.4927 | 233.4927 | 233.4927 | 233.4927 | 233.4927 | 233.4927 | 233.4927 | 233.4927 | 233.4927 | 233.4927 | 233.4927 | 233.4927 | 233.4927 | 233.4927 | 233.4927 | 1.5886e-05 | 3.6812e-05 | 8.2372e-05 | 0.00017773 | 0.00030109 | 0.00043723 | 0.00053336 | 0.00055827 | 0.00043239 | 0.00015066 | 0 | 0 | 0 | 0 | 0 | 0 | 0 | 0 | 0 | 0 | 0 | 0 | 0 | 0 | 0 | 1.5886e-05 | 5.2698e-05 | 0.00013507 | 0.0003128 | 0.00061389 | 0.0010511 | 0.0015845 | 0.0021427 | 0.0025751 | 0.0027258 | 0.0027258 | 0.0027258 | 0.0027258 | 0.0027258 | 0.0027258 | 0.0027258 | 0.0027258 | 0.0027258 | 0.0027258 | 0.0027258 | 0.0027258 | 0.0027258 | 0.0027258 | 0.0027258 | 0.0027258 | 1.3608 | 3.1533 | 7.056 | 15.2246 | 25.791 | 37.4532 | 45.6874 | 47.8219 | 37.0387 | 12.9057 | 0 | 0 | 0 | 0 | 0 | 0 | 0 | 0 | 0 | 0 | 0 | 0 | 0 | 0 | 0 | 1.3608 | 4.5141 | 11.5701 | 26.7947 | 52.5858 | 90.039 | 135.7264 | 183.5483 | 220.587 | 233.4927 | 233.4927 | 233.4927 | 233.4927 | 233.4927 | 233.4927 | 233.4927 | 233.4927 | 233.4927 | 233.4927 | 233.4927 | 233.4927 | 233.4927 | 233.4927 | 233.4927 | 233.4927 | 0 | 3.6812e-05 | 9.8258e-05 | 0.00017773 | 0.00030109 | 0.00043723 | 0.00054924 | 0.00055827 | 0.00044828 | 0.00015066 | 0 | 0 | 0 | 0 | 0 | 0 | 0 | 0 | 0 | 0 | 0 | 0 | 0 | 0 | 0 | 0 | 3.6812e-05 | 0.00013507 | 0.0003128 | 0.00061389 | 0.0010511 | 0.0016004 | 0.0021586 | 0.0026069 | 0.0027576 | 0.0027576 | 0.0027576 | 0.0027576 | 0.0027576 | 0.0027576 | 0.0027576 | 0.0027576 | 0.0027576 | 0.0027576 | 0.0027576 | 0.0027576 | 0.0027576 | 0.0027576 | 0.0027576 | 0.0027576 | 0 | 3.1533 | 8.4168 | 15.2246 | 25.791 | 37.4532 | 47.0483 | 47.8219 | 38.3996 | 12.9057 | 0 | 0 | 0 | 0 | 0 | 0 | 0 | 0 | 0 | 0 | 0 | 0 | 0 | 0 | 0 | 0 | 3.1533 | 11.5701 | 26.7947 | 52.5858 | 90.039 | 137.0872 | 184.9091 | 223.3087 | 236.2144 | 236.2144 | 236.2144 | 236.2144 | 236.2144 | 236.2144 | 236.2144 | 236.2144 | 236.2144 | 236.2144 | 236.2144 | 236.2144 | 236.2144 | 236.2144 | 236.2144 | 236.2144 | 1.5886e-05 | 3.6812e-05 | 8.2372e-05 | 0.00017773 | 0.00030109 | 0.00043723 | 0.00053336 | 0.00055827 | 0.00043239 | 0.00015066 | 0 | 0 | 0 | 0 | 0 | 0 | 0 | 0 | 0 | 0 | 0 | 0 | 0 | 0 | 0 | 1.5886e-05 | 5.2698e-05 | 0.00013507 | 0.0003128 | 0.00061389 | 0.0010511 | 0.0015845 | 0.0021427 | 0.0025751 | 0.0027258 | 0.0027258 | 0.0027258 | 0.0027258 | 0.0027258 | 0.0027258 | 0.0027258 | 0.0027258 | 0.0027258 | 0.0027258 | 0.0027258 | 0.0027258 | 0.0027258 | 0.0027258 | 0.0027258 | 0.0027258 | 1.3608 | 3.1533 | 7.056 | 15.2246 | 25.791 | 37.4532 | 45.6874 | 47.8219 | 37.0387 | 12.9057 | 0 | 0 | 0 | 0 | 0 | 0 | 0 | 0 | 0 | 0 | 0 | 0 | 0 | 0 | 0 | 1.3608 | 4.5141 | 11.5701 | 26.7947 | 52.5858 | 90.039 | 135.7264 | 183.5483 | 220.587 | 233.4927 | 233.4927 | 233.4927 | 233.4927 | 233.4927 | 233.4927 | 233.4927 | 233.4927 | 233.4927 | 233.4927 | 233.4927 | 233.4927 | 233.4927 | 233.4927 | 233.4927 | 233.4927 | 1033.4183 | 841.399 | 766.1493 | 727.5151 | 703.9652 | 687.8588 | 676.1488 | 667.2515 | 660.2622 | 654.6263 | 648.7464 | 643.0925 | 638.4301 | 634.5379 | 631.2548 | 628.4601 | 626.0623 | 623.9852 | 622.1834 | 620.61 | 619.2288 | 618.0109 | 616.9317 | 615.9959 | 615.1816 | 535.7594 | 436.21 | 397.198 | 377.1687 | 364.9596 | 356.6095 | 350.5387 | 345.926 | 342.3025 | 339.3807 | 336.3323 | 333.4011 | 330.984 | 328.9661 | 327.264 | 325.8152 | 324.5721 | 323.4952 | 322.5611 | 321.7454 | 321.0294 | 320.398 | 319.8385 | 319.3533 | 318.9312 | 180
OR_Residential_LI - Single Family_Existing_Space Heating_Natural Gas_Furnace | OR | Residential | LI - Multi-Family | Existing | Space Heating | Natural Gas | Insulation - Ceiling Installation | A | ORM133 | R-0 | R-49 | 45 | 0.035 | 0 | 0 | 1.12 | 0 | 0.01 | 0 | 1 | 0.25 | sqft roof - mf | 0% | 5% | Retrofit | Retro5Med | 81.71% | TBD | 0% | 2711.559 |  | 2342.8135 |  | 0.030156 | Avista TRM - 07.01.21 - Attic Insulation | Avista TRM - 07.01.21 - Attic Insulation | Avista TRM - 07.01.21 - Attic Insulation | R-0 | R-0 | R-0 | R-0 | R-0 | R-0 | R-0 | R-0 | R-0 | R-0 | R-0 | R-0 | R-0 | R-0 | R-0 | R-0 | R-0 | R-0 | R-0 | R-0 | R-0 | R-0 | R-0 | R-0 | R-0 | R-0 | R-0 | R-49 | R-49 | R-49 | R-49 | R-49 | R-49 | R-49 | R-49 | R-49 | R-49 | R-49 | R-49 | R-49 | R-49 | R-49 | R-49 | R-49 | R-49 | R-49 | R-49 | R-49 | R-49 | R-49 | R-49 | R-49 | R-49 | R-49 | 1.12 | 1.12 | 1.12 | 1.12 | 1.12 | 1.12 | 1.12 | 1.12 | 1.12 | 1.12 | 1.12 | 1.12 | 1.12 | 1.12 | 1.12 | 1.12 | 1.12 | 1.12 | 1.12 | 1.12 | 1.12 | 1.12 | 1.12 | 1.12 | 1.12 | 1.12 | 1.12 | 0 | 0 | 0.036808 | 0.036134 | 0.035394 | 0.034603 | 0.033764 | 0.032858 | 0.031922 | 0.031006 | 0.030166 | 0.029448 | 0.02888 | 0.028472 | 0.028196 | 0.028013 | 0.027884 | 0.027784 | 0.0277 | 0.027625 | 0.027558 | 0.027498 | 0.027444 | 0.027395 | 0.027352 | 0.027313 | 0.027279 | 0.035432 | 0.043213 | 0.052407 | 0.060176 | 0.067763 | 0.078005 | 0.084112 | 0.084445 | 0.078335 | 0.066507 | 0.051068 | 0.033713 | 0.019613 | 0.0094927 | 0.0040447 | 0.0014828 | 0.00046719 | 0.00010275 | 1.7046e-05 | 2.0657e-06 | 0 | 0 | 0 | 0 | 0 | 0.035432 | 0.077997 | 0.12881 | 0.1861 | 0.24936 | 0.32067 | 0.39564 | 0.46874 | 0.53437 | 0.58817 | 0.62789 | 0.65273 | 0.666 | 0.67118 | 0.67214 | 0.67121 | 0.66964 | 0.66794 | 0.66634 | 0.66489 | 0.66358 | 0.6624 | 0.66135 | 0.66041 | 0.65959 | 962.64 | 1195.8862 | 1480.6466 | 1739.0364 | 2006.9482 | 2373.9923 | 2634.9724 | 2723.5067 | 2596.7999 | 2258.4535 | 1768.2659 | 1184.056 | 695.6119 | 338.868 | 145.0554 | 53.3685 | 16.8662 | 3.7194 | 0.61856 | 0.075122 | 0 | 0 | 0 | 0 | 0 | 962.64 | 2158.5262 | 3639.1727 | 5378.2091 | 7385.1572 | 9759.1495 | 12394.1219 | 15117.6286 | 17714.4286 | 19972.8821 | 21741.1479 | 22925.2039 | 23620.8158 | 23959.6839 | 24104.7393 | 24158.1078 | 24174.974 | 24178.6934 | 24179.3119 | 24179.387 | 24179.387 | 24179.387 | 24179.387 | 24179.387 | 24179.387 | 0.030156 | 0.036835 | 0.044757 | 0.051506 | 0.058146 | 0.067131 | 0.072622 | 0.073151 | 0.068069 | 0.057943 | 0.044579 | 0.029463 | 0.01715 | 0.0083012 | 0.0035365 | 0.0012961 | 0.00040823 | 8.9753e-05 | 1.4886e-05 | 1.8033e-06 | 0 | 0 | 0 | 0 | 0 | 0.030156 | 0.066486 | 0.11 | 0.15929 | 0.21396 | 0.27597 | 0.34159 | 0.40605 | 0.46434 | 0.51243 | 0.5481 | 0.57046 | 0.58236 | 0.58694 | 0.58767 | 0.5867 | 0.58514 | 0.58346 | 0.58187 | 0.58042 | 0.57908 | 0.57787 | 0.57677 | 0.57578 | 0.57488 | 818.244 | 1016.5033 | 1258.5496 | 1478.1809 | 1705.9059 | 2017.8934 | 2239.7265 | 2314.9807 | 2207.2799 | 1919.6855 | 1503.026 | 1006.4476 | 591.2701 | 288.0378 | 123.2971 | 45.3632 | 14.3363 | 3.1615 | 0.52577 | 0.063854 | 0 | 0 | 0 | 0 | 0 | 818.244 | 1834.7472 | 3093.2968 | 4571.4777 | 6277.3837 | 8295.2771 | 10535.0036 | 12849.9843 | 15057.2643 | 16976.9498 | 18479.9757 | 19486.4233 | 20077.6935 | 20365.7313 | 20489.0284 | 20534.3916 | 20548.7279 | 20551.8894 | 20552.4151 | 20552.479 | 20552.479 | 20552.479 | 20552.479 | 20552.479 | 20552.479 | 0 | 0 | 0 | 0 | 0 | 0 | 0 | 0 | 0 | 0 | 0 | 0 | 0 | 0 | 0 | 0 | 0 | 0 | 0 | 0 | 0 | 0 | 0 | 0 | 0 | 0 | 0 | 0 | 0 | 0 | 0 | 0 | 0 | 0 | 0 | 0 | 0 | 0 | 0 | 0 | 0 | 0 | 0 | 0 | 0 | 0 | 0 | 0 | 0 | 0 | 0 | 0 | 0 | 0 | 0 | 0 | 0 | 0 | 0 | 0 | 0 | 0 | 0 | 0 | 0 | 0 | 0 | 0 | 0 | 0 | 0 | 0 | 0 | 0 | 0 | 0 | 0 | 0 | 0 | 0 | 0 | 0 | 0 | 0 | 0 | 0 | 0 | 0 | 0 | 0 | 0 | 0 | 0 | 0 | 0 | 0 | 0 | 0 | 0 | 0 | 0 | 0 | 0 | 0 | 0 | 0 | 0 | 0 | 0 | 0 | 0 | 0 | 0 | 0 | 0 | 0 | 0 | 0 | 0 | 0 | 0 | 0 | 0 | 0 | 0 | 0 | 0 | 0 | 0 | 0 | 0 | 0 | 0 | 0 | 0 | 0 | 0 | 0 | 0 | 0 | 0 | 0 | 0 | 0 | 0 | 0 | 0 | 0 | 0 | 0 | 0 | 0 | 0 | 0 | 0 | 0 | 0 | 0 | 0 | 0 | 0 | 0 | 0 | 0 | 0 | 0 | 0 | 0 | 0 | 0 | 0 | 0 | 0 | 0 | 0 | 0 | 0 | 0 | 0 | 0 | 0 | 0 | 0 | 0 | 0 | 0 | 0 | 0 | 0 | 0 | 0 | 0 | 0 | 0 | 0 | 0 | 0 | 0 | 0 | 0 | 2531.7075 | 2552.3036 | 2573.0291 | 2593.8021 | 2614.5431 | 2635.1722 | 2655.6135 | 2675.7924 | 2695.6371 | 2715.0782 | 2733.988 | 2752.3921 | 2769.9313 | 2786.6365 | 2802.5369 | 2817.6625 | 2832.0367 | 2845.6892 | 2858.6502 | 2870.9177 | 2882.5617 | 2893.6067 | 2904.0802 | 2914.0089 | 2923.4191 | 2187.42 | 2205.2153 | 2223.1223 | 2241.0704 | 2258.9908 | 2276.8145 | 2294.476 | 2311.9108 | 2329.0568 | 2345.8541 | 2362.1924 | 2378.0937 | 2393.2477 | 2407.6812 | 2421.4193 | 2434.4879 | 2446.9074 | 2458.7034 | 2469.9017 | 2480.501 | 2490.5615 | 2500.1045 | 2509.1537 | 2517.7322 | 2525.8627 | 181
OR_Residential_LI - Single Family_Existing_Space Heating_Natural Gas_Furnace | OR | Residential | LI - Multi-Family | Existing | Space Heating | Natural Gas | Insulation - Ceiling Upgrade | A | ORM134 | R-11 | R-49 | 45 | 0.012419 | 0 | 0 | 0.57 | 0 | 0 | 0 | 0.18589 | 0.25 | sqft roof | 75% | 85% | Retrofit | Retro5Med | 81.71% | TBD | 0% | 3728.9531 |  | 1171.7343 |  | 0.042754 | RTF Workbook - ResMFWeatherization_v5_0 | RTF Workbook - ResMFWeatherization_v5_0 | RTF Workbook - ResMFWeatherization_v5_0 | R-11 | R-11 | R-11 | R-11 | R-11 | R-11 | R-11 | R-11 | R-11 | R-11 | R-11 | R-11 | R-11 | R-11 | R-11 | R-11 | R-11 | R-11 | R-11 | R-11 | R-11 | R-11 | R-11 | R-11 | R-11 | R-11 | R-11 | R-49 | R-49 | R-49 | R-49 | R-49 | R-49 | R-49 | R-49 | R-49 | R-49 | R-49 | R-49 | R-49 | R-49 | R-49 | R-49 | R-49 | R-49 | R-49 | R-49 | R-49 | R-49 | R-49 | R-49 | R-49 | R-49 | R-49 | 0.57 | 0.57 | 0.57 | 0.57 | 0.57 | 0.57 | 0.57 | 0.57 | 0.57 | 0.57 | 0.57 | 0.57 | 0.57 | 0.57 | 0.57 | 0.57 | 0.57 | 0.57 | 0.57 | 0.57 | 0.57 | 0.57 | 0.57 | 0.57 | 0.57 | 0.57 | 0.57 | 0 | 0 | 0.013043 | 0.012784 | 0.012497 | 0.01219 | 0.011863 | 0.011508 | 0.011142 | 0.010784 | 0.010456 | 0.010177 | 0.0099574 | 0.0098008 | 0.0096959 | 0.0096281 | 0.0095816 | 0.0095469 | 0.0095187 | 0.0094949 | 0.0094743 | 0.0094564 | 0.0094412 | 0.0094279 | 0.0094163 | 0.0094063 | 0.0093979 | 0.050224 | 0.061153 | 0.074017 | 0.084794 | 0.095232 | 0.10928 | 0.11743 | 0.11748 | 0.10861 | 0.091938 | 0.070429 | 0.046419 | 0.026978 | 0.013051 | 0.0055595 | 0.002038 | 0.00064218 | 0.00014126 | 2.3442e-05 | 2.8415e-06 | 0 | 0 | 0 | 0 | 0 | 0.050224 | 0.11038 | 0.18192 | 0.26224 | 0.35043 | 0.44925 | 0.55237 | 0.6521 | 0.7409 | 0.81307 | 0.86594 | 0.89874 | 0.9161 | 0.92275 | 0.92385 | 0.92254 | 0.92046 | 0.9183 | 0.91633 | 0.9146 | 0.91313 | 0.91184 | 0.91072 | 0.90976 | 0.90894 | 3850.56 | 4783.5447 | 5922.5862 | 6956.1454 | 8027.7926 | 9495.9692 | 10539.8895 | 10894.0269 | 10387.1997 | 9033.814 | 7073.0634 | 4736.2239 | 2782.4477 | 1355.4721 | 580.2216 | 213.4741 | 67.4649 | 14.8774 | 2.4742 | 0.30049 | 0 | 0 | 0 | 0 | 0 | 3850.56 | 8634.1047 | 14556.6909 | 21512.8364 | 29540.629 | 39036.5982 | 49576.4876 | 60470.5145 | 70857.7143 | 79891.5283 | 86964.5917 | 91700.8156 | 94483.2633 | 95838.7354 | 96418.957 | 96632.4311 | 96699.896 | 96714.7734 | 96717.2477 | 96717.5482 | 96717.5482 | 96717.5482 | 96717.5482 | 96717.5482 | 96717.5482 | 0.042754 | 0.052151 | 0.06326 | 0.072655 | 0.081838 | 0.094234 | 0.10164 | 0.10208 | 0.094711 | 0.080419 | 0.061747 | 0.040754 | 0.023702 | 0.011468 | 0.0048845 | 0.0017901 | 0.00056387 | 0.00012399 | 2.0568e-05 | 2.4923e-06 | 0 | 0 | 0 | 0 | 0 | 0.042754 | 0.09413 | 0.15548 | 0.2247 | 0.30115 | 0.38738 | 0.4781 | 0.5666 | 0.64608 | 0.71119 | 0.75919 | 0.78907 | 0.80486 | 0.81082 | 0.81168 | 0.81031 | 0.80821 | 0.80603 | 0.804 | 0.80219 | 0.8006 | 0.79917 | 0.79789 | 0.79675 | 0.79575 | 3272.976 | 4066.013 | 5034.1983 | 5912.7236 | 6823.6237 | 8071.5738 | 8958.906 | 9259.9229 | 8829.1198 | 7678.7419 | 6012.1039 | 4025.7903 | 2365.0806 | 1152.1513 | 493.1884 | 181.453 | 57.3451 | 12.6458 | 2.1031 | 0.25542 | 0 | 0 | 0 | 0 | 0 | 3272.976 | 7338.989 | 12373.1873 | 18285.9109 | 25109.5346 | 33181.1084 | 42140.0145 | 51399.9373 | 60229.0571 | 67907.799 | 73919.9029 | 77945.6932 | 80310.7738 | 81462.9251 | 81956.1135 | 82137.5665 | 82194.9116 | 82207.5574 | 82209.6605 | 82209.9159 | 82209.9159 | 82209.9159 | 82209.9159 | 82209.9159 | 82209.9159 | 0 | 0 | 0 | 0 | 0 | 0 | 0 | 0 | 0 | 0 | 0 | 0 | 0 | 0 | 0 | 0 | 0 | 0 | 0 | 0 | 0 | 0 | 0 | 0 | 0 | 0 | 0 | 0 | 0 | 0 | 0 | 0 | 0 | 0 | 0 | 0 | 0 | 0 | 0 | 0 | 0 | 0 | 0 | 0 | 0 | 0 | 0 | 0 | 0 | 0 | 0 | 0 | 0 | 0 | 0 | 0 | 0 | 0 | 0 | 0 | 0 | 0 | 0 | 0 | 0 | 0 | 0 | 0 | 0 | 0 | 0 | 0 | 0 | 0 | 0 | 0 | 0 | 0 | 0 | 0 | 0 | 0 | 0 | 0 | 0 | 0 | 0 | 0 | 0 | 0 | 0 | 0 | 0 | 0 | 0 | 0 | 0 | 0 | 0 | 0 | 0.042873 | 0.052474 | 0.063915 | 0.073761 | 0.083538 | 0.096808 | 0.10516 | 0.10636 | 0.099353 | 0.084847 | 0.065433 | 0.043309 | 0.025226 | 0.012211 | 0.0052011 | 0.0019055 | 0.00059996 | 0.00013185 | 2.1859e-05 | 2.647e-06 | 0 | 0 | 0 | 0 | 0 | 0.042873 | 0.094713 | 0.15709 | 0.22811 | 0.3074 | 0.39796 | 0.49462 | 0.59038 | 0.67775 | 0.75035 | 0.80452 | 0.83853 | 0.85659 | 0.8634 | 0.8643 | 0.86257 | 0.85994 | 0.85714 | 0.85445 | 0.85197 | 0.84968 | 0.84757 | 0.84563 | 0.84385 | 0.84222 | 3272.976 | 4066.013 | 5034.1983 | 5912.7236 | 6823.6237 | 8071.5738 | 8958.906 | 9259.9229 | 8829.1198 | 7678.7419 | 6012.1039 | 4025.7903 | 2365.0806 | 1152.1513 | 493.1884 | 181.453 | 57.3451 | 12.6458 | 2.1031 | 0.25542 | 0 | 0 | 0 | 0 | 0 | 3272.976 | 7338.989 | 12373.1873 | 18285.9109 | 25109.5346 | 33181.1084 | 42140.0145 | 51399.9373 | 60229.0571 | 67907.799 | 73919.9029 | 77945.6932 | 80310.7738 | 81462.9251 | 81956.1135 | 82137.5665 | 82194.9116 | 82207.5574 | 82209.6605 | 82209.9159 | 82209.9159 | 82209.9159 | 82209.9159 | 82209.9159 | 82209.9159 | 3481.6201 | 3509.9441 | 3538.4459 | 3567.0131 | 3595.5362 | 3623.9055 | 3652.0165 | 3679.7667 | 3707.0572 | 3733.7927 | 3759.7977 | 3785.107 | 3809.2271 | 3832.2001 | 3854.0665 | 3874.8673 | 3894.6348 | 3913.4099 | 3931.2339 | 3948.1042 | 3964.1171 | 3979.3063 | 3993.7095 | 4007.3635 | 4020.3045 | 1094.0158 | 1102.916 | 1111.872 | 1120.8485 | 1129.8112 | 1138.7256 | 1147.5588 | 1156.2786 | 1164.854 | 1173.255 | 1181.4265 | 1189.3793 | 1196.9585 | 1204.1772 | 1211.0482 | 1217.5843 | 1223.7958 | 1229.6954 | 1235.2962 | 1240.5973 | 1245.629 | 1250.4018 | 1254.9277 | 1259.2181 | 1263.2845 | 182
OR_Residential_LI - Single Family_Existing_Space Heating_Natural Gas_Furnace | OR | Residential | LI - Multi-Family | Existing | Space Heating | Natural Gas | Insulation - Radiant Barrier | A | ORM135 | None | Installed | 15 | 0.0023096 | 0 | 0 | 0.07 | 0 | 0 | 0 | 0.18589 | 0.45 | sqft wall | 5% | 20% | Retrofit | Retro5Med | 81.71% | TBD | 0% | 4705.2632 |  | 1901.7458 |  | 0.017405 | INS_RB-HVAC-CMUATRM-2016-12 | INS_RB-All-ESTAR-V3_R8-1 | INS_RB-HVAC-CMUATRM-2016-12 | None | None | None | None | None | None | None | None | None | None | None | None | None | None | None | None | None | None | None | None | None | None | None | None | None | None | None | Installed | Installed | Installed | Installed | Installed | Installed | Installed | Installed | Installed | Installed | Installed | Installed | Installed | Installed | Installed | Installed | Installed | Installed | Installed | Installed | Installed | Installed | Installed | Installed | Installed | Installed | Installed | 0.07 | 0.07 | 0.07 | 0.07 | 0.07 | 0.07 | 0.07 | 0.07 | 0.07 | 0.07 | 0.07 | 0.07 | 0.07 | 0.07 | 0.07 | 0.07 | 0.07 | 0.07 | 0.07 | 0.07 | 0.07 | 0.07 | 0.07 | 0.07 | 0.07 | 0.07 | 0.07 | 0 | 0 | 0.0024259 | 0.0023779 | 0.0023249 | 0.002268 | 0.0022076 | 0.0021421 | 0.0020743 | 0.0020082 | 0.0019475 | 0.0018959 | 0.0018552 | 0.0018262 | 0.0018067 | 0.0017941 | 0.0017854 | 0.0017789 | 0.0017736 | 0.0017691 | 0.0017653 | 0.0017619 | 0.001759 | 0.0017565 | 0.0017543 | 0.0017524 | 0.0017508 | 0.020446 | 0.024899 | 0.03014 | 0.034534 | 0.038792 | 0.044525 | 0.047857 | 0.047886 | 0.044281 | 0.03749 | 0.028723 | 0.018933 | 0.011004 | 0.0053231 | 0.0022676 | 0 | 0 | 0 | 0 | 0 | 0 | 0 | 0 | 0 | 0 | 0.020446 | 0.044941 | 0.074079 | 0.1068 | 0.14275 | 0.18304 | 0.2251 | 0.26581 | 0.30207 | 0.33155 | 0.35316 | 0.36656 | 0.37366 | 0.37637 | 0.37681 | 0.37544 | 0.37432 | 0.37338 | 0.37256 | 0.37185 | 0.37124 | 0.37071 | 0.37025 | 0.36985 | 0.36951 | 8428.5194 | 10470.7366 | 12963.9931 | 15226.3585 | 17572.0951 | 20785.7976 | 23070.8425 | 23846.0165 | 22736.6188 | 19774.1828 | 15482.2811 | 10367.1556 | 6090.5206 | 2967.003 | 1270.0514 | 0 | 0 | 0 | 0 | 0 | 0 | 0 | 0 | 0 | 0 | 8428.5194 | 18899.256 | 31863.2491 | 47089.6076 | 64661.7026 | 85447.5002 | 108518.3427 | 132364.3593 | 155100.9781 | 174875.1608 | 190357.442 | 200724.5976 | 206815.1182 | 209782.1212 | 211052.1726 | 211052.1726 | 211052.1726 | 211052.1726 | 211052.1726 | 211052.1726 | 211052.1726 | 211052.1726 | 211052.1726 | 211052.1726 | 211052.1726 | 0.017405 | 0.021233 | 0.025758 | 0.029588 | 0.033333 | 0.038388 | 0.041415 | 0.041599 | 0.038605 | 0.032784 | 0.025175 | 0.016617 | 0.0096648 | 0.004676 | 0.0019917 | 0 | 0 | 0 | 0 | 0 | 0 | 0 | 0 | 0 | 0 | 0.017405 | 0.038324 | 0.06331 | 0.091505 | 0.12266 | 0.15781 | 0.1948 | 0.23091 | 0.26335 | 0.28993 | 0.30953 | 0.32174 | 0.32819 | 0.33062 | 0.33097 | 0.32967 | 0.32858 | 0.32764 | 0.3268 | 0.32605 | 0.3254 | 0.32481 | 0.32429 | 0.32382 | 0.32341 | 7164.2415 | 8900.1261 | 11019.3941 | 12942.4047 | 14936.2808 | 17667.928 | 19610.2161 | 20269.114 | 19326.126 | 16808.0553 | 13159.939 | 8812.0823 | 5176.9425 | 2521.9526 | 1079.5437 | 0 | 0 | 0 | 0 | 0 | 0 | 0 | 0 | 0 | 0 | 7164.2415 | 16064.3676 | 27083.7617 | 40026.1665 | 54962.4473 | 72630.3752 | 92240.5913 | 112509.7054 | 131835.8314 | 148643.8867 | 161803.8257 | 170615.908 | 175792.8504 | 178314.803 | 179394.3467 | 179394.3467 | 179394.3467 | 179394.3467 | 179394.3467 | 179394.3467 | 179394.3467 | 179394.3467 | 179394.3467 | 179394.3467 | 179394.3467 | 0 | 0 | 0 | 0 | 0 | 0 | 0 | 0 | 0 | 0 | 0 | 0 | 0 | 0 | 0 | 0 | 0 | 0 | 0 | 0 | 0 | 0 | 0 | 0 | 0 | 0 | 0 | 0 | 0 | 0 | 0 | 0 | 0 | 0 | 0 | 0 | 0 | 0 | 0 | 0 | 0 | 0 | 0 | 0 | 0 | 0 | 0 | 0 | 0 | 0 | 0 | 0 | 0 | 0 | 0 | 0 | 0 | 0 | 0 | 0 | 0 | 0 | 0 | 0 | 0 | 0 | 0 | 0 | 0 | 0 | 0 | 0 | 0 | 0 | 0 | 0 | 0 | 0 | 0 | 0 | 0 | 0 | 0 | 0 | 0 | 0 | 0 | 0 | 0 | 0 | 0 | 0 | 0 | 0 | 0 | 0 | 0 | 0 | 0 | 0 | 0 | 0 | 0 | 0 | 0 | 0 | 0 | 0 | 0 | 0 | 0 | 0 | 0 | 0 | 0 | 0 | 0 | 0 | 0 | 0 | 0 | 0 | 0 | 0 | 0 | 0 | 0 | 0 | 0 | 0 | 0 | 0 | 0 | 0 | 0 | 0 | 0 | 0 | 0 | 0 | 0 | 0 | 0 | 0 | 0 | 0 | 0 | 0 | 0 | 0 | 0 | 0 | 0 | 0 | 0 | 0 | 0 | 0 | 0 | 0 | 0 | 0 | 0 | 0 | 0 | 0 | 0 | 0 | 0 | 0 | 0 | 0 | 0 | 0 | 0 | 0 | 0 | 0 | 0 | 0 | 0 | 0 | 0 | 0 | 0 | 0 | 0 | 0 | 0 | 0 | 0 | 0 | 0 | 0 | 0 | 0 | 0 | 0 | 0 | 0 | 4393.1739 | 4428.9136 | 4464.8777 | 4500.9243 | 4536.9153 | 4572.7122 | 4608.1832 | 4643.1989 | 4677.6346 | 4711.37 | 4744.1835 | 4776.1193 | 4806.5545 | 4835.5423 | 4863.1337 | 4889.3805 | 4914.3235 | 4938.0143 | 4960.5049 | 4981.7922 | 5001.9976 | 5021.1636 | 5039.3379 | 5056.5667 | 5072.8959 | 1775.6074 | 1790.0525 | 1804.5882 | 1819.1573 | 1833.7039 | 1848.1721 | 1862.5086 | 1876.661 | 1890.5791 | 1904.214 | 1917.4764 | 1930.3841 | 1942.6852 | 1954.4013 | 1965.553 | 1976.1613 | 1986.2426 | 1995.8178 | 2004.9079 | 2013.5117 | 2021.6782 | 2029.4246 | 2036.7702 | 2043.7336 | 2050.3335 | 183
OR_Residential_LI - Single Family_Existing_Space Heating_Natural Gas_Furnace | OR | Residential | LI - Multi-Family | Existing | Space Heating | Natural Gas | Insulation - Wall Cavity Installation | A | ORM136 | R-0 | R-11 | 45 | 0.093 | 0 | 0 | 1.35 | 0 | 0.03 | 0 | 1 | 0.25 | sqft wall MF | 0% | 5% | Retrofit | Retro5Med | 81.71% | TBD | 0% | 1431.5137 |  | 1062.7682 |  | 0.109 | Avista TRM - 07.01.21 - Wall Insulation | Avista TRM - 07.01.21 - Wall Insulation | Avista TRM - 07.01.21 - Wall Insulation | R-0 | R-0 | R-0 | R-0 | R-0 | R-0 | R-0 | R-0 | R-0 | R-0 | R-0 | R-0 | R-0 | R-0 | R-0 | R-0 | R-0 | R-0 | R-0 | R-0 | R-0 | R-0 | R-0 | R-0 | R-0 | R-0 | R-0 | R-11 | R-11 | R-11 | R-11 | R-11 | R-11 | R-11 | R-11 | R-11 | R-11 | R-11 | R-11 | R-11 | R-11 | R-11 | R-11 | R-11 | R-11 | R-11 | R-11 | R-11 | R-11 | R-11 | R-11 | R-11 | R-11 | R-11 | 1.35 | 1.35 | 1.35 | 1.35 | 1.35 | 1.35 | 1.35 | 1.35 | 1.35 | 1.35 | 1.35 | 1.35 | 1.35 | 1.35 | 1.35 | 1.35 | 1.35 | 1.35 | 1.35 | 1.35 | 1.35 | 1.35 | 1.35 | 1.35 | 1.35 | 1.35 | 1.35 | 0 | 0 | 0.098485 | 0.097507 | 0.096501 | 0.095476 | 0.094436 | 0.09337 | 0.092298 | 0.091247 | 0.090249 | 0.089332 | 0.088515 | 0.087805 | 0.087195 | 0.086665 | 0.08619 | 0.085755 | 0.085351 | 0.084974 | 0.08462 | 0.084291 | 0.083981 | 0.083691 | 0.08342 | 0.083165 | 0.082927 | 0.1282 | 0.15769 | 0.19322 | 0.22453 | 0.25629 | 0.29974 | 0.32888 | 0.33606 | 0.31692 | 0.27282 | 0.21165 | 0.14059 | 0.082021 | 0.039714 | 0.016907 | 0.0061888 | 0.0019467 | 0.00042738 | 7.0781e-05 | 8.5627e-06 | 0 | 0 | 0 | 0 | 0 | 0.1282 | 0.28462 | 0.4749 | 0.69438 | 0.9431 | 1.2322 | 1.5469 | 1.8654 | 2.1619 | 2.4127 | 2.6023 | 2.722 | 2.7852 | 2.8079 | 2.8095 | 2.8015 | 2.7902 | 2.7783 | 2.7668 | 2.7561 | 2.7459 | 2.7365 | 2.7276 | 2.7193 | 2.7115 | 1301.7507 | 1617.1629 | 2002.2363 | 2351.6495 | 2713.9391 | 3210.2824 | 3563.1984 | 3682.9209 | 3511.5789 | 3054.0426 | 2391.1757 | 1601.1653 | 940.6563 | 458.2416 | 196.1543 | 72.1687 | 22.8077 | 5.0296 | 0.83646 | 0.10159 | 0 | 0 | 0 | 0 | 0 | 1301.7507 | 2918.9137 | 4921.15 | 7272.7996 | 9986.7386 | 13197.021 | 16760.2194 | 20443.1403 | 23954.7192 | 27008.7618 | 29399.9375 | 31001.1028 | 31941.7591 | 32400.0007 | 32596.155 | 32668.3237 | 32691.1315 | 32696.161 | 32696.9975 | 32697.0991 | 32697.0991 | 32697.0991 | 32697.0991 | 32697.0991 | 32697.0991 | 0.109 | 0.1341 | 0.16438 | 0.19109 | 0.21822 | 0.25535 | 0.28033 | 0.28662 | 0.27045 | 0.23293 | 0.18077 | 0.1201 | 0.070072 | 0.033929 | 0.014443 | 0.0052869 | 0.0016629 | 0.00036506 | 6.0456e-05 | 7.3132e-06 | 0 | 0 | 0 | 0 | 0 | 0.109 | 0.24205 | 0.40401 | 0.59096 | 0.80301 | 1.0497 | 1.3186 | 1.591 | 1.8449 | 2.0599 | 2.2226 | 2.3253 | 2.3794 | 2.3989 | 2.4002 | 2.3932 | 2.3835 | 2.3732 | 2.3632 | 2.3539 | 2.3451 | 2.3369 | 2.3292 | 2.3219 | 2.3151 | 1106.4881 | 1374.5885 | 1701.9009 | 1998.9021 | 2306.8482 | 2728.7401 | 3028.7186 | 3130.4827 | 2984.842 | 2595.9362 | 2032.4994 | 1360.9905 | 799.5578 | 389.5054 | 166.7312 | 61.3434 | 19.3866 | 4.2751 | 0.71099 | 0.086348 | 0 | 0 | 0 | 0 | 0 | 1106.4881 | 2481.0766 | 4182.9775 | 6181.8796 | 8488.7278 | 11217.4679 | 14246.1865 | 17376.6692 | 20361.5113 | 22957.4475 | 24989.9469 | 26350.9374 | 27150.4952 | 27540.0006 | 27706.7318 | 27768.0752 | 27787.4617 | 27791.7369 | 27792.4479 | 27792.5342 | 27792.5342 | 27792.5342 | 27792.5342 | 27792.5342 | 27792.5342 | 0.109 | 0.1341 | 0.16438 | 0.19109 | 0.21822 | 0.25535 | 0.28033 | 0.28662 | 0.27045 | 0.23293 | 0.18077 | 0.1201 | 0.070072 | 0.033929 | 0.014443 | 0.0052869 | 0.0016629 | 0.00036506 | 6.0456e-05 | 7.3132e-06 | 0 | 0 | 0 | 0 | 0 | 0.109 | 0.24205 | 0.40401 | 0.59096 | 0.80301 | 1.0497 | 1.3186 | 1.591 | 1.8449 | 2.0599 | 2.2226 | 2.3253 | 2.3794 | 2.3989 | 2.4002 | 2.3932 | 2.3835 | 2.3732 | 2.3632 | 2.3539 | 2.3451 | 2.3369 | 2.3292 | 2.3219 | 2.3151 | 1106.4881 | 1374.5885 | 1701.9009 | 1998.9021 | 2306.8482 | 2728.7401 | 3028.7186 | 3130.4827 | 2984.842 | 2595.9362 | 2032.4994 | 1360.9905 | 799.5578 | 389.5054 | 166.7312 | 61.3434 | 19.3866 | 4.2751 | 0.71099 | 0.086348 | 0 | 0 | 0 | 0 | 0 | 1106.4881 | 2481.0766 | 4182.9775 | 6181.8796 | 8488.7278 | 11217.4679 | 14246.1865 | 17376.6692 | 20361.5113 | 22957.4475 | 24989.9469 | 26350.9374 | 27150.4952 | 27540.0006 | 27706.7318 | 27768.0752 | 27787.4617 | 27791.7369 | 27792.4479 | 27792.5342 | 27792.5342 | 27792.5342 | 27792.5342 | 27792.5342 | 27792.5342 | 0.109 | 0.1341 | 0.16438 | 0.19109 | 0.21822 | 0.25535 | 0.28033 | 0.28662 | 0.27045 | 0.23293 | 0.18077 | 0.1201 | 0.070072 | 0.033929 | 0.014443 | 0.0052869 | 0.0016629 | 0.00036506 | 6.0456e-05 | 7.3132e-06 | 0 | 0 | 0 | 0 | 0 | 0.109 | 0.24205 | 0.40401 | 0.59096 | 0.80301 | 1.0497 | 1.3186 | 1.591 | 1.8449 | 2.0599 | 2.2226 | 2.3253 | 2.3794 | 2.3989 | 2.4002 | 2.3932 | 2.3835 | 2.3732 | 2.3632 | 2.3539 | 2.3451 | 2.3369 | 2.3292 | 2.3219 | 2.3151 | 1106.4881 | 1374.5885 | 1701.9009 | 1998.9021 | 2306.8482 | 2728.7401 | 3028.7186 | 3130.4827 | 2984.842 | 2595.9362 | 2032.4994 | 1360.9905 | 799.5578 | 389.5054 | 166.7312 | 61.3434 | 19.3866 | 4.2751 | 0.71099 | 0.086348 | 0 | 0 | 0 | 0 | 0 | 1106.4881 | 2481.0766 | 4182.9775 | 6181.8796 | 8488.7278 | 11217.4679 | 14246.1865 | 17376.6692 | 20361.5113 | 22957.4475 | 24989.9469 | 26350.9374 | 27150.4952 | 27540.0006 | 27706.7318 | 27768.0752 | 27787.4617 | 27791.7369 | 27792.4479 | 27792.5342 | 27792.5342 | 27792.5342 | 27792.5342 | 27792.5342 | 27792.5342 | 1336.5647 | 1347.438 | 1358.3796 | 1369.3463 | 1380.2961 | 1391.1868 | 1401.9784 | 1412.6314 | 1423.1081 | 1433.3716 | 1443.3547 | 1453.0707 | 1462.3302 | 1471.1494 | 1479.5437 | 1487.5289 | 1495.1175 | 1502.3251 | 1509.1676 | 1515.644 | 1521.7912 | 1527.6222 | 1533.1515 | 1538.3931 | 1543.3611 | 992.2772 | 1000.3497 | 1008.4728 | 1016.6146 | 1024.7438 | 1032.8292 | 1040.8409 | 1048.7499 | 1056.5278 | 1064.1475 | 1071.5591 | 1078.7723 | 1085.6467 | 1092.1941 | 1098.4261 | 1104.3544 | 1109.9882 | 1115.3392 | 1120.4191 | 1125.2272 | 1129.791 | 1134.12 | 1138.225 | 1142.1164 | 1145.8047 | 184
OR_Residential_LI - Single Family_Existing_Space Heating_Natural Gas_Furnace | OR | Residential | LI - Multi-Family | Existing | Space Heating | Natural Gas | Insulation - Wall Cavity Upgrade | A | ORM137 | R-5 | R-11 | 45 | 0.042273 | 0 | 0 | 1.79 | 0 | 0.02 | 0 | 0.28637 | 0.25 | sqft wall MF | 75% | 95% | Retrofit | Retro5Med | 81.71% | TBD | 0% | 3468.8797 |  | 1330.2543 |  | 0.19698 | D20_INS_WLC-Heat-RTF-v4.1-9 | D20_INS_WLC-Heat-RTF-v4.1-9 | Avista TRM - 07.01.21 - Wall Insulation | R-5 | R-5 | R-5 | R-5 | R-5 | R-5 | R-5 | R-5 | R-5 | R-5 | R-5 | R-5 | R-5 | R-5 | R-5 | R-5 | R-5 | R-5 | R-5 | R-5 | R-5 | R-5 | R-5 | R-5 | R-5 | R-5 | R-5 | R-11 | R-11 | R-11 | R-11 | R-11 | R-11 | R-11 | R-11 | R-11 | R-11 | R-11 | R-11 | R-11 | R-11 | R-11 | R-11 | R-11 | R-11 | R-11 | R-11 | R-11 | R-11 | R-11 | R-11 | R-11 | R-11 | R-11 | 1.79 | 1.79 | 1.79 | 1.79 | 1.79 | 1.79 | 1.79 | 1.79 | 1.79 | 1.79 | 1.79 | 1.79 | 1.79 | 1.79 | 1.79 | 1.79 | 1.79 | 1.79 | 1.79 | 1.79 | 1.79 | 1.79 | 1.79 | 1.79 | 1.79 | 1.79 | 1.79 | 0 | 0 | 0.044448 | 0.043626 | 0.04272 | 0.04175 | 0.040721 | 0.039607 | 0.038454 | 0.037326 | 0.036288 | 0.035399 | 0.034692 | 0.034181 | 0.03383 | 0.033596 | 0.033429 | 0.0333 | 0.033192 | 0.0331 | 0.033019 | 0.032947 | 0.032886 | 0.03283 | 0.032781 | 0.032738 | 0.0327 | 0.23144 | 0.2822 | 0.34214 | 0.39273 | 0.44206 | 0.5086 | 0.54808 | 0.54987 | 0.50972 | 0.43244 | 0.33182 | 0.21892 | 0.12729 | 0.06158 | 0.026229 | 0.0096127 | 0.0030282 | 0.00066592 | 0.00011048 | 1.3388e-05 | 0 | 0 | 0 | 0 | 0 | 0.23144 | 0.50936 | 0.84092 | 1.2146 | 1.6267 | 2.0908 | 2.578 | 3.0522 | 3.4771 | 3.8243 | 4.0798 | 4.2386 | 4.3224 | 4.354 | 4.3586 | 4.3514 | 4.3404 | 4.329 | 4.3185 | 4.3091 | 4.3011 | 4.2938 | 4.2874 | 4.2817 | 4.2767 | 5207.003 | 6468.6518 | 8008.9453 | 9406.5981 | 10855.7562 | 12841.1297 | 14252.7935 | 14731.6835 | 14046.3155 | 12216.1704 | 9564.703 | 6404.6611 | 3762.6251 | 1832.9665 | 784.6172 | 288.675 | 91.2308 | 20.1183 | 3.3458 | 0.40634 | 0 | 0 | 0 | 0 | 0 | 5207.003 | 11675.6548 | 19684.6001 | 29091.1982 | 39946.9545 | 52788.0842 | 67040.8777 | 81772.5611 | 95818.8766 | 108035.047 | 117599.75 | 124004.4111 | 127767.0363 | 129600.0028 | 130384.62 | 130673.295 | 130764.5258 | 130784.6441 | 130787.99 | 130788.3963 | 130788.3963 | 130788.3963 | 130788.3963 | 130788.3963 | 130788.3963 | 0.19698 | 0.24056 | 0.29223 | 0.33619 | 0.3794 | 0.43783 | 0.4734 | 0.47657 | 0.44318 | 0.37702 | 0.28989 | 0.1915 | 0.11142 | 0.053908 | 0.022958 | 0.0084122 | 0.0026492 | 0.00058239 | 9.6588e-05 | 1.1701e-05 | 0 | 0 | 0 | 0 | 0 | 0.19698 | 0.43421 | 0.71825 | 1.0397 | 1.3961 | 1.7999 | 2.2267 | 2.6453 | 3.0232 | 3.3342 | 3.5643 | 3.7077 | 3.7833 | 3.8115 | 3.8151 | 3.8079 | 3.7972 | 3.786 | 3.7756 | 3.7662 | 3.7579 | 3.7503 | 3.7434 | 3.7373 | 3.7317 | 4425.9525 | 5498.354 | 6807.6035 | 7995.6084 | 9227.3928 | 10914.9602 | 12114.8745 | 12521.9309 | 11939.3682 | 10383.7448 | 8129.9975 | 5443.962 | 3198.2314 | 1558.0215 | 666.9247 | 245.3737 | 77.5462 | 17.1006 | 2.844 | 0.34539 | 0 | 0 | 0 | 0 | 0 | 4425.9525 | 9924.3066 | 16731.9101 | 24727.5185 | 33954.9113 | 44869.8715 | 56984.746 | 69506.677 | 81446.0451 | 91829.79 | 99959.7875 | 105403.7495 | 108601.9808 | 110160.0024 | 110826.927 | 111072.3007 | 111149.8469 | 111166.9475 | 111169.7915 | 111170.1369 | 111170.1369 | 111170.1369 | 111170.1369 | 111170.1369 | 111170.1369 | 0 | 0 | 0 | 0 | 0 | 0 | 0 | 0 | 0 | 0 | 0 | 0 | 0 | 0 | 0 | 0 | 0 | 0 | 0 | 0 | 0 | 0 | 0 | 0 | 0 | 0 | 0 | 0 | 0 | 0 | 0 | 0 | 0 | 0 | 0 | 0 | 0 | 0 | 0 | 0 | 0 | 0 | 0 | 0 | 0 | 0 | 0 | 0 | 0 | 0 | 0 | 0 | 0 | 0 | 0 | 0 | 0 | 0 | 0 | 0 | 0 | 0 | 0 | 0 | 0 | 0 | 0 | 0 | 0 | 0 | 0 | 0 | 0 | 0 | 0 | 0 | 0 | 0 | 0 | 0 | 0 | 0 | 0 | 0 | 0 | 0 | 0 | 0 | 0 | 0 | 0 | 0 | 0 | 0 | 0 | 0 | 0 | 0 | 0 | 0 | 0.19751 | 0.24201 | 0.29517 | 0.34116 | 0.38705 | 0.44945 | 0.48928 | 0.496 | 0.46429 | 0.39719 | 0.30671 | 0.20316 | 0.11838 | 0.057306 | 0.024406 | 0.0089398 | 0.0028141 | 0.00061831 | 0.00010248 | 1.2407e-05 | 0 | 0 | 0 | 0 | 0 | 0.19751 | 0.43682 | 0.72548 | 1.0551 | 1.4243 | 1.8476 | 2.3014 | 2.7532 | 3.1672 | 3.5126 | 3.7711 | 3.9335 | 4.0197 | 4.0518 | 4.0556 | 4.0467 | 4.0336 | 4.0195 | 4.0061 | 3.9936 | 3.982 | 3.9713 | 3.9613 | 3.9522 | 3.9437 | 4425.9525 | 5498.354 | 6807.6035 | 7995.6084 | 9227.3928 | 10914.9602 | 12114.8745 | 12521.9309 | 11939.3682 | 10383.7448 | 8129.9975 | 5443.962 | 3198.2314 | 1558.0215 | 666.9247 | 245.3737 | 77.5462 | 17.1006 | 2.844 | 0.34539 | 0 | 0 | 0 | 0 | 0 | 4425.9525 | 9924.3066 | 16731.9101 | 24727.5185 | 33954.9113 | 44869.8715 | 56984.746 | 69506.677 | 81446.0451 | 91829.79 | 99959.7875 | 105403.7495 | 108601.9808 | 110160.0024 | 110826.927 | 111072.3007 | 111149.8469 | 111166.9475 | 111169.7915 | 111170.1369 | 111170.1369 | 111170.1369 | 111170.1369 | 111170.1369 | 111170.1369 | 3238.7969 | 3265.1454 | 3291.6593 | 3318.2341 | 3344.7679 | 3371.1586 | 3397.309 | 3423.1238 | 3448.511 | 3473.3818 | 3497.5731 | 3521.1173 | 3543.5551 | 3564.9259 | 3585.2672 | 3604.6173 | 3623.0061 | 3640.4717 | 3657.0526 | 3672.7463 | 3687.6424 | 3701.7722 | 3715.1709 | 3727.8726 | 3739.911 | 1242.0216 | 1252.1258 | 1262.2934 | 1272.4844 | 1282.6596 | 1292.78 | 1302.8082 | 1312.7077 | 1322.4433 | 1331.9808 | 1341.2577 | 1350.2865 | 1358.891 | 1367.0864 | 1374.8869 | 1382.3073 | 1389.3591 | 1396.0568 | 1402.4153 | 1408.4336 | 1414.146 | 1419.5645 | 1424.7027 | 1429.5735 | 1434.1901 | 185
OR_Residential_LI - Single Family_Existing_Space Heating_Natural Gas_Furnace | OR | Residential | LI - Multi-Family | Existing | Space Heating | Natural Gas | Insulation - Wall Sheathing | A | ORM138 | None | Install R-5 Rigid | 20 | 0.30818 | 0 | 0 | 1.02 | 0 | 0.11 | 0 | 0.28637 | 0.45 | sqft wall MF | 1% | 5% | Retrofit | Retro5Med | 81.71% | TBD | 0% | 764.581 |  | 201.0215 |  | 0.28933 | INS_WLS-Cooling/Heating-DEER-1 | INS_WLS-Cooling/Heating-DEER-1 | BEST | None | None | None | None | None | None | None | None | None | None | None | None | None | None | None | None | None | None | None | None | None | None | None | None | None | None | None | Install R-5 Rigid | Install R-5 Rigid | Install R-5 Rigid | Install R-5 Rigid | Install R-5 Rigid | Install R-5 Rigid | Install R-5 Rigid | Install R-5 Rigid | Install R-5 Rigid | Install R-5 Rigid | Install R-5 Rigid | Install R-5 Rigid | Install R-5 Rigid | Install R-5 Rigid | Install R-5 Rigid | Install R-5 Rigid | Install R-5 Rigid | Install R-5 Rigid | Install R-5 Rigid | Install R-5 Rigid | Install R-5 Rigid | Install R-5 Rigid | Install R-5 Rigid | Install R-5 Rigid | Install R-5 Rigid | Install R-5 Rigid | Install R-5 Rigid | 1.02 | 1.02 | 1.02 | 1.02 | 1.02 | 1.02 | 1.02 | 1.02 | 1.02 | 1.02 | 1.02 | 1.02 | 1.02 | 1.02 | 1.02 | 1.02 | 1.02 | 1.02 | 1.02 | 1.02 | 1.02 | 1.02 | 1.02 | 1.02 | 1.02 | 1.02 | 1.02 | 0 | 0 | 0.32686 | 0.32422 | 0.32161 | 0.31904 | 0.3165 | 0.31403 | 0.31161 | 0.30926 | 0.30698 | 0.30478 | 0.30268 | 0.30065 | 0.29875 | 0.29696 | 0.29527 | 0.29369 | 0.2922 | 0.2908 | 0.28948 | 0.28824 | 0.28708 | 0.28598 | 0.28495 | 0.28398 | 0.28306 | 0.34039 | 0.41946 | 0.51515 | 0.60021 | 0.68718 | 0.80649 | 0.88826 | 0.91118 | 0.8624 | 0.74466 | 0.579 | 0.38512 | 0.22482 | 0.10886 | 0.046335 | 0.016956 | 0.0053315 | 0.0011701 | 0.00019371 | 2.3425e-05 | 0 | 0 | 0 | 0 | 0 | 0.34039 | 0.7571 | 1.2662 | 1.8562 | 2.5287 | 3.3154 | 4.1781 | 5.0578 | 5.8829 | 6.5855 | 7.1189 | 7.4564 | 7.6341 | 7.6972 | 7.6998 | 7.6754 | 7.6418 | 7.6063 | 7.572 | 7.5397 | 7.5092 | 7.4806 | 7.4536 | 7.4282 | 7.4043 | 1041.4006 | 1293.7304 | 1601.7891 | 1881.3196 | 2171.1512 | 2568.2259 | 2850.5587 | 2946.3367 | 2809.2631 | 2443.2341 | 1912.9406 | 1280.9322 | 752.525 | 366.5933 | 156.9234 | 57.735 | 18.2462 | 4.0237 | 0.66917 | 0.081268 | 0 | 0 | 0 | 0 | 0 | 1041.4006 | 2335.131 | 3936.92 | 5818.2396 | 7989.3909 | 10557.6168 | 13408.1755 | 16354.5122 | 19163.7753 | 21607.0094 | 23519.95 | 24800.8822 | 25553.4073 | 25920.0006 | 26076.924 | 26134.659 | 26152.9052 | 26156.9288 | 26157.598 | 26157.6793 | 26157.6793 | 26157.6793 | 26157.6793 | 26157.6793 | 26157.6793 | 0.28933 | 0.35654 | 0.43788 | 0.51018 | 0.5841 | 0.68552 | 0.75502 | 0.7745 | 0.73304 | 0.63296 | 0.49215 | 0.32735 | 0.19109 | 0.092533 | 0.039385 | 0.014413 | 0.0045318 | 0.00099455 | 0.00016465 | 1.9911e-05 | 0 | 0 | 0 | 0 | 0 | 0.28933 | 0.64354 | 1.0762 | 1.5778 | 2.1494 | 2.8181 | 3.5514 | 4.2991 | 5.0005 | 5.5977 | 6.0511 | 6.338 | 6.4889 | 6.5426 | 6.5448 | 6.5241 | 6.4955 | 6.4654 | 6.4362 | 6.4087 | 6.3829 | 6.3585 | 6.3356 | 6.314 | 6.2936 | 885.1905 | 1099.6708 | 1361.5207 | 1599.1217 | 1845.4786 | 2182.992 | 2422.9749 | 2504.3862 | 2387.8736 | 2076.749 | 1625.9995 | 1088.7924 | 639.6463 | 311.6043 | 133.3849 | 49.0747 | 15.5092 | 3.4201 | 0.56879 | 0.069078 | 0 | 0 | 0 | 0 | 0 | 885.1905 | 1984.8613 | 3346.382 | 4945.5037 | 6790.9823 | 8973.9743 | 11396.9492 | 13901.3354 | 16289.209 | 18365.958 | 19991.9575 | 21080.7499 | 21720.3962 | 22032.0005 | 22165.3854 | 22214.4601 | 22229.9694 | 22233.3895 | 22233.9583 | 22234.0274 | 22234.0274 | 22234.0274 | 22234.0274 | 22234.0274 | 22234.0274 | 0.28933 | 0.35654 | 0.43788 | 0.51018 | 0.5841 | 0.68552 | 0.75502 | 0.7745 | 0.73304 | 0.63296 | 0.49215 | 0.32735 | 0.19109 | 0.092533 | 0.039385 | 0.014413 | 0.0045318 | 0.00099455 | 0.00016465 | 1.9911e-05 | 0 | 0 | 0 | 0 | 0 | 0.28933 | 0.64354 | 1.0762 | 1.5778 | 2.1494 | 2.8181 | 3.5514 | 4.2991 | 5.0005 | 5.5977 | 6.0511 | 6.338 | 6.4889 | 6.5426 | 6.5448 | 6.5241 | 6.4955 | 6.4654 | 6.4362 | 6.4087 | 6.3829 | 6.3585 | 6.3356 | 6.314 | 6.2936 | 885.1905 | 1099.6708 | 1361.5207 | 1599.1217 | 1845.4786 | 2182.992 | 2422.9749 | 2504.3862 | 2387.8736 | 2076.749 | 1625.9995 | 1088.7924 | 639.6463 | 311.6043 | 133.3849 | 49.0747 | 15.5092 | 3.4201 | 0.56879 | 0.069078 | 0 | 0 | 0 | 0 | 0 | 885.1905 | 1984.8613 | 3346.382 | 4945.5037 | 6790.9823 | 8973.9743 | 11396.9492 | 13901.3354 | 16289.209 | 18365.958 | 19991.9575 | 21080.7499 | 21720.3962 | 22032.0005 | 22165.3854 | 22214.4601 | 22229.9694 | 22233.3895 | 22233.9583 | 22234.0274 | 22234.0274 | 22234.0274 | 22234.0274 | 22234.0274 | 22234.0274 | 0.28933 | 0.35654 | 0.43788 | 0.51018 | 0.5841 | 0.68552 | 0.75502 | 0.7745 | 0.73304 | 0.63296 | 0.49215 | 0.32735 | 0.19109 | 0.092533 | 0.039385 | 0.014413 | 0.0045318 | 0.00099455 | 0.00016465 | 1.9911e-05 | 0 | 0 | 0 | 0 | 0 | 0.28933 | 0.64354 | 1.0762 | 1.5778 | 2.1494 | 2.8181 | 3.5514 | 4.2991 | 5.0005 | 5.5977 | 6.0511 | 6.338 | 6.4889 | 6.5426 | 6.5448 | 6.5241 | 6.4955 | 6.4654 | 6.4362 | 6.4087 | 6.3829 | 6.3585 | 6.3356 | 6.314 | 6.2936 | 885.1905 | 1099.6708 | 1361.5207 | 1599.1217 | 1845.4786 | 2182.992 | 2422.9749 | 2504.3862 | 2387.8736 | 2076.749 | 1625.9995 | 1088.7924 | 639.6463 | 311.6043 | 133.3849 | 49.0747 | 15.5092 | 3.4201 | 0.56879 | 0.069078 | 0 | 0 | 0 | 0 | 0 | 885.1905 | 1984.8613 | 3346.382 | 4945.5037 | 6790.9823 | 8973.9743 | 11396.9492 | 13901.3354 | 16289.209 | 18365.958 | 19991.9575 | 21080.7499 | 21720.3962 | 22032.0005 | 22165.3854 | 22214.4601 | 22229.9694 | 22233.3895 | 22233.9583 | 22234.0274 | 22234.0274 | 22234.0274 | 22234.0274 | 22234.0274 | 22234.0274 | 713.8681 | 719.6756 | 725.5196 | 731.3769 | 737.2253 | 743.0421 | 748.806 | 754.4958 | 760.0915 | 765.5733 | 770.9053 | 776.0947 | 781.0403 | 785.7506 | 790.2341 | 794.4991 | 798.5522 | 802.4018 | 806.0564 | 809.5155 | 812.7988 | 815.9131 | 818.8664 | 821.666 | 824.3194 | 187.6882 | 189.2151 | 190.7516 | 192.2916 | 193.8293 | 195.3586 | 196.874 | 198.37 | 199.8412 | 201.2824 | 202.6843 | 204.0487 | 205.349 | 206.5874 | 207.7662 | 208.8875 | 209.9532 | 210.9653 | 211.9262 | 212.8356 | 213.6988 | 214.5177 | 215.2941 | 216.0302 | 216.7278 | 186
OR_Residential_LI - Single Family_Existing_Space Heating_Natural Gas_Furnace | OR | Residential | LI - Multi-Family | Existing | Space Heating | Natural Gas | Insulation - External Wall Sheathing - Insulated Vinyl Siding | A | ORM139 | None | Insulated Vinyl Siding, between R-2 and R-2.7 | 25 | 0.039733 | 0 | 0 | 1.91 | 0 | 0.01 | 0 | 0.28637 | 0.25 | sqft wall MF | 0.5% | 5% | Retrofit | Retro1Slow | 84.81% | TBD | 0% | 4765.1767 |  | 1886.4898 |  | 0.0024844 | INS_WLS_SIDING-HVAC-AEG-1 | INS_WLS_SIDING-HVAC-AEG-1 | INS_WLS_SIDING-HVAC-E3T-287-1 | None | None | None | None | None | None | None | None | None | None | None | None | None | None | None | None | None | None | None | None | None | None | None | None | None | None | None | Insulated Vinyl Siding, between R-2 and R-2.7 | Insulated Vinyl Siding, between R-2 and R-2.7 | Insulated Vinyl Siding, between R-2 and R-2.7 | Insulated Vinyl Siding, between R-2 and R-2.7 | Insulated Vinyl Siding, between R-2 and R-2.7 | Insulated Vinyl Siding, between R-2 and R-2.7 | Insulated Vinyl Siding, between R-2 and R-2.7 | Insulated Vinyl Siding, between R-2 and R-2.7 | Insulated Vinyl Siding, between R-2 and R-2.7 | Insulated Vinyl Siding, between R-2 and R-2.7 | Insulated Vinyl Siding, between R-2 and R-2.7 | Insulated Vinyl Siding, between R-2 and R-2.7 | Insulated Vinyl Siding, between R-2 and R-2.7 | Insulated Vinyl Siding, between R-2 and R-2.7 | Insulated Vinyl Siding, between R-2 and R-2.7 | Insulated Vinyl Siding, between R-2 and R-2.7 | Insulated Vinyl Siding, between R-2 and R-2.7 | Insulated Vinyl Siding, between R-2 and R-2.7 | Insulated Vinyl Siding, between R-2 and R-2.7 | Insulated Vinyl Siding, between R-2 and R-2.7 | Insulated Vinyl Siding, between R-2 and R-2.7 | Insulated Vinyl Siding, between R-2 and R-2.7 | Insulated Vinyl Siding, between R-2 and R-2.7 | Insulated Vinyl Siding, between R-2 and R-2.7 | Insulated Vinyl Siding, between R-2 and R-2.7 | Insulated Vinyl Siding, between R-2 and R-2.7 | Insulated Vinyl Siding, between R-2 and R-2.7 | 1.91 | 1.91 | 1.91 | 1.91 | 1.91 | 1.91 | 1.91 | 1.91 | 1.91 | 1.91 | 1.91 | 1.91 | 1.91 | 1.91 | 1.91 | 1.91 | 1.91 | 1.91 | 1.91 | 1.91 | 1.91 | 1.91 | 1.91 | 1.91 | 1.91 | 1.91 | 1.91 | 0 | 0 | 0.041778 | 0.041006 | 0.040157 | 0.039248 | 0.038285 | 0.037243 | 0.036168 | 0.035116 | 0.034152 | 0.033329 | 0.032679 | 0.032213 | 0.031898 | 0.031691 | 0.031546 | 0.031434 | 0.031339 | 0.031256 | 0.031182 | 0.031115 | 0.031055 | 0.031001 | 0.030953 | 0.03091 | 0.030873 | 0.002919 | 0.0057945 | 0.010194 | 0.016397 | 0.024564 | 0.034627 | 0.046281 | 0.058938 | 0.07173 | 0.083521 | 0.092958 | 0.098628 | 0.099226 | 0.094025 | 0.083259 | 0.069417 | 0.053547 | 0.037409 | 0.024124 | 0.015884 | 0 | 0 | 0 | 0 | 0 | 0.002919 | 0.0086596 | 0.018674 | 0.034649 | 0.058363 | 0.091403 | 0.13504 | 0.19006 | 0.25657 | 0.33391 | 0.42035 | 0.51298 | 0.60719 | 0.69728 | 0.77734 | 0.84399 | 0.89501 | 0.93005 | 0.95196 | 0.9658 | 0.96393 | 0.96226 | 0.96077 | 0.95944 | 0.95828 | 69.8694 | 141.309 | 253.8548 | 417.792 | 641.617 | 929.7532 | 1279.6119 | 1678.3721 | 2100.3005 | 2505.9172 | 2844.5816 | 3061.7319 | 3110.7169 | 2966.9043 | 2639.2886 | 2208.3636 | 1708.6338 | 1196.8291 | 773.6445 | 510.4919 | 0 | 0 | 0 | 0 | 0 | 69.8694 | 211.1784 | 465.0332 | 882.8252 | 1524.4422 | 2454.1954 | 3733.8072 | 5412.1793 | 7512.4798 | 10018.3969 | 12862.9785 | 15924.7104 | 19035.4273 | 22002.3315 | 24641.6201 | 26849.9837 | 28558.6175 | 29755.4466 | 30529.0911 | 31039.583 | 31039.583 | 31039.583 | 31039.583 | 31039.583 | 31039.583 | 0.0024844 | 0.0049396 | 0.0087067 | 0.014037 | 0.021082 | 0.029807 | 0.03997 | 0.051074 | 0.062355 | 0.072799 | 0.081186 | 0.08624 | 0.08681 | 0.082266 | 0.072834 | 0.060708 | 0.046814 | 0.032694 | 0.021076 | 0.013873 | 0 | 0 | 0 | 0 | 0 | 0.0024844 | 0.0073819 | 0.01595 | 0.029661 | 0.050088 | 0.07868 | 0.11663 | 0.1647 | 0.22304 | 0.29104 | 0.36711 | 0.44855 | 0.53121 | 0.61008 | 0.68001 | 0.7381 | 0.78247 | 0.81283 | 0.83169 | 0.84351 | 0.8416 | 0.83987 | 0.8383 | 0.83688 | 0.8356 | 59.389 | 120.1126 | 215.7766 | 355.1232 | 545.3745 | 790.2902 | 1087.6701 | 1426.6163 | 1785.2554 | 2130.0296 | 2417.8944 | 2602.4721 | 2644.1093 | 2521.8686 | 2243.3953 | 1877.109 | 1452.3387 | 1017.3047 | 657.5978 | 433.9181 | 0 | 0 | 0 | 0 | 0 | 59.389 | 179.5016 | 395.2782 | 750.4014 | 1295.7759 | 2086.0661 | 3173.7361 | 4600.3524 | 6385.6078 | 8515.6374 | 10933.5318 | 13536.0038 | 16180.1132 | 18701.9818 | 20945.3771 | 22822.4861 | 24274.8249 | 25292.1296 | 25949.7274 | 26383.6455 | 26383.6455 | 26383.6455 | 26383.6455 | 26383.6455 | 26383.6455 | 0 | 0 | 0 | 0 | 0 | 0 | 0 | 0 | 0 | 0 | 0 | 0 | 0 | 0 | 0 | 0 | 0 | 0 | 0 | 0 | 0 | 0 | 0 | 0 | 0 | 0 | 0 | 0 | 0 | 0 | 0 | 0 | 0 | 0 | 0 | 0 | 0 | 0 | 0 | 0 | 0 | 0 | 0 | 0 | 0 | 0 | 0 | 0 | 0 | 0 | 0 | 0 | 0 | 0 | 0 | 0 | 0 | 0 | 0 | 0 | 0 | 0 | 0 | 0 | 0 | 0 | 0 | 0 | 0 | 0 | 0 | 0 | 0 | 0 | 0 | 0 | 0 | 0 | 0 | 0 | 0 | 0 | 0 | 0 | 0 | 0 | 0 | 0 | 0 | 0 | 0 | 0 | 0 | 0 | 0 | 0 | 0 | 0 | 0 | 0 | 0 | 0 | 0 | 0 | 0 | 0 | 0 | 0 | 0 | 0 | 0 | 0 | 0 | 0 | 0 | 0 | 0 | 0 | 0 | 0 | 0 | 0 | 0 | 0 | 0 | 0 | 0 | 0 | 0 | 0 | 0 | 0 | 0 | 0 | 0 | 0 | 0 | 0 | 0 | 0 | 0 | 0 | 0 | 0 | 0 | 0 | 0 | 0 | 0 | 0 | 0 | 0 | 0 | 0 | 0 | 0 | 0 | 0 | 0 | 0 | 0 | 0 | 0 | 0 | 0 | 0 | 0 | 0 | 0 | 0 | 0 | 0 | 0 | 0 | 0 | 0 | 0 | 0 | 0 | 0 | 0 | 0 | 0 | 0 | 0 | 0 | 0 | 0 | 0 | 0 | 0 | 0 | 0 | 0 | 0 | 0 | 0 | 0 | 0 | 0 | 4449.1135 | 4485.3083 | 4521.7303 | 4558.2359 | 4594.6852 | 4630.9379 | 4666.8606 | 4702.3221 | 4737.1963 | 4771.3613 | 4804.5926 | 4836.9351 | 4867.7578 | 4897.1147 | 4925.0575 | 4951.6385 | 4976.8991 | 5000.8915 | 5023.6685 | 5045.2268 | 5065.6895 | 5085.0995 | 5103.5053 | 5120.9535 | 5137.4906 | 1761.3633 | 1775.6925 | 1790.1116 | 1804.5638 | 1818.9938 | 1833.3459 | 1847.5674 | 1861.6063 | 1875.4127 | 1888.9382 | 1902.0942 | 1914.8983 | 1927.1007 | 1938.7229 | 1949.7852 | 1960.3083 | 1970.3088 | 1979.8072 | 1988.8244 | 1997.3591 | 2005.4601 | 2013.1444 | 2020.431 | 2027.3386 | 2033.8855 | 187
OR_Residential_LI - Single Family_Existing_Space Heating_Natural Gas_Furnace | OR | Residential | LI - Multi-Family | Existing | Space Heating | Natural Gas | Insulation - Floor Installation | A | ORM140 | R-0 | R-30 | 45 | 0.05715 | 0 | 0 | 0.81 | 0 | 0.02 | 0 | 1 | 0.25 | sqft floor | 0% | 0% | Retrofit | Retro5Med | 81.71% | TBD | 0% | 1406.4115 |  | 1037.666 |  | 0 | RTF Workbook - ResMFWeatherization_v5_0 | RTF Workbook - ResMFWeatherization_v5_0 | RTF Workbook - ResMFWeatherization_v5_0 | R-0 | R-0 | R-0 | R-0 | R-0 | R-0 | R-0 | R-0 | R-0 | R-0 | R-0 | R-0 | R-0 | R-0 | R-0 | R-0 | R-0 | R-0 | R-0 | R-0 | R-0 | R-0 | R-0 | R-0 | R-0 | R-0 | R-0 | R-30 | R-30 | R-30 | R-30 | R-30 | R-30 | R-30 | R-30 | R-30 | R-30 | R-30 | R-30 | R-30 | R-30 | R-30 | R-30 | R-30 | R-30 | R-30 | R-30 | R-30 | R-30 | R-30 | R-30 | R-30 | R-30 | R-30 | 0.81 | 0.81 | 0.81 | 0.81 | 0.81 | 0.81 | 0.81 | 0.81 | 0.81 | 0.81 | 0.81 | 0.81 | 0.81 | 0.81 | 0.81 | 0.81 | 0.81 | 0.81 | 0.81 | 0.81 | 0.81 | 0.81 | 0.81 | 0.81 | 0.81 | 0.81 | 0.81 | 0 | 0 | 0.060521 | 0.05992 | 0.059301 | 0.058672 | 0.058032 | 0.057377 | 0.056718 | 0.056073 | 0.05546 | 0.054896 | 0.054394 | 0.053957 | 0.053583 | 0.053257 | 0.052965 | 0.052697 | 0.052449 | 0.052217 | 0.052 | 0.051798 | 0.051608 | 0.05143 | 0.051263 | 0.051106 | 0.05096 | 0 | 0 | 0 | 0 | 0 | 0 | 0 | 0 | 0 | 0 | 0 | 0 | 0 | 0 | 0 | 0 | 0 | 0 | 0 | 0 | 0 | 0 | 0 | 0 | 0 | 0 | 0 | 0 | 0 | 0 | 0 | 0 | 0 | 0 | 0 | 0 | 0 | 0 | 0 | 0 | 0 | 0 | 0 | 0 | 0 | 0 | 0 | 0 | 0 | 0 | 0 | 0 | 0 | 0 | 0 | 0 | 0 | 0 | 0 | 0 | 0 | 0 | 0 | 0 | 0 | 0 | 0 | 0 | 0 | 0 | 0 | 0 | 0 | 0 | 0 | 0 | 0 | 0 | 0 | 0 | 0 | 0 | 0 | 0 | 0 | 0 | 0 | 0 | 0 | 0 | 0 | 0 | 0 | 0 | 0 | 0 | 0 | 0 | 0 | 0 | 0 | 0 | 0 | 0 | 0 | 0 | 0 | 0 | 0 | 0 | 0 | 0 | 0 | 0 | 0 | 0 | 0 | 0 | 0 | 0 | 0 | 0 | 0 | 0 | 0 | 0 | 0 | 0 | 0 | 0 | 0 | 0 | 0 | 0 | 0 | 0 | 0 | 0 | 0 | 0 | 0 | 0 | 0 | 0 | 0 | 0 | 0 | 0 | 0 | 0 | 0 | 0 | 0 | 0 | 0 | 0 | 0 | 0 | 0 | 0 | 0 | 0 | 0 | 0 | 0 | 0 | 0 | 0 | 0 | 0 | 0 | 0 | 0 | 0 | 0 | 0 | 0 | 0 | 0 | 0 | 0 | 0 | 0 | 0 | 0 | 0 | 0 | 0 | 0 | 0 | 0 | 0 | 0 | 0 | 0 | 0 | 0 | 0 | 0 | 0 | 0 | 0 | 0 | 0 | 0 | 0 | 0 | 0 | 0 | 0 | 0 | 0 | 0 | 0 | 0 | 0 | 0 | 0 | 0 | 0 | 0 | 0 | 0 | 0 | 0 | 0 | 0 | 0 | 0 | 0 | 0 | 0 | 0 | 0 | 0 | 0 | 0 | 0 | 0 | 0 | 0 | 0 | 0 | 0 | 0 | 0 | 0 | 0 | 0 | 0 | 0 | 0 | 0 | 0 | 0 | 0 | 0 | 0 | 0 | 0 | 0 | 0 | 0 | 0 | 0 | 0 | 0 | 0 | 0 | 0 | 0 | 0 | 0 | 0 | 0 | 0 | 0 | 0 | 0 | 0 | 0 | 0 | 0 | 0 | 0 | 0 | 0 | 0 | 0 | 0 | 0 | 0 | 0 | 0 | 0 | 0 | 0 | 0 | 0 | 0 | 0 | 0 | 0 | 0 | 0 | 0 | 0 | 0 | 0 | 0 | 0 | 0 | 0 | 0 | 0 | 0 | 0 | 0 | 0 | 0 | 0 | 0 | 0 | 0 | 0 | 0 | 0 | 0 | 0 | 0 | 0 | 0 | 0 | 0 | 0 | 0 | 0 | 0 | 0 | 0 | 0 | 0 | 0 | 0 | 0 | 0 | 0 | 0 | 0 | 0 | 0 | 0 | 0 | 0 | 0 | 0 | 0 | 0 | 0 | 0 | 0 | 0 | 0 | 0 | 0 | 0 | 0 | 0 | 0 | 0 | 0 | 0 | 0 | 0 | 0 | 0 | 0 | 0 | 0 | 0 | 0 | 0 | 0 | 0 | 0 | 0 | 0 | 0 | 0 | 0 | 0 | 0 | 0 | 0 | 0 | 0 | 0 | 0 | 0 | 0 | 1313.1275 | 1323.8101 | 1334.5599 | 1345.3342 | 1356.092 | 1366.7918 | 1377.3941 | 1387.8604 | 1398.1533 | 1408.2368 | 1418.0449 | 1427.5905 | 1436.6877 | 1445.3522 | 1453.5993 | 1461.4445 | 1468.9 | 1475.9812 | 1482.7037 | 1489.0665 | 1495.1059 | 1500.8347 | 1506.267 | 1511.4168 | 1516.2976 | 968.84 | 976.7218 | 984.6531 | 992.6025 | 1000.5397 | 1008.4341 | 1016.2567 | 1023.9788 | 1031.573 | 1039.0128 | 1046.2492 | 1053.2921 | 1060.0041 | 1066.3969 | 1072.4817 | 1078.27 | 1083.7707 | 1088.9953 | 1093.9553 | 1098.6498 | 1103.1058 | 1107.3325 | 1111.3405 | 1115.1401 | 1118.7412 | 188
OR_Residential_LI - Single Family_Existing_Space Heating_Natural Gas_Furnace | OR | Residential | LI - Multi-Family | Existing | Space Heating | Natural Gas | Insulation - Floor Upgrade | A | ORM141 | R-19 | R-30 | 45 | 0.019256 | 0 | 0 | 0.81 | 0 | 0.01 | 0 | 0.21321 | 0.25 | sqft floor | 0% | 0% | Retrofit | Retro5Med | 81.71% | TBD | 0% | 3448.5014 |  | 1141.2468 |  | 0 | RTF Workbook - ResMFWeatherization_v5_0 | RTF Workbook - ResMFWeatherization_v5_0 | RTF Workbook - ResMFWeatherization_v5_0 | R-19 | R-19 | R-19 | R-19 | R-19 | R-19 | R-19 | R-19 | R-19 | R-19 | R-19 | R-19 | R-19 | R-19 | R-19 | R-19 | R-19 | R-19 | R-19 | R-19 | R-19 | R-19 | R-19 | R-19 | R-19 | R-19 | R-19 | R-30 | R-30 | R-30 | R-30 | R-30 | R-30 | R-30 | R-30 | R-30 | R-30 | R-30 | R-30 | R-30 | R-30 | R-30 | R-30 | R-30 | R-30 | R-30 | R-30 | R-30 | R-30 | R-30 | R-30 | R-30 | R-30 | R-30 | 0.81 | 0.81 | 0.81 | 0.81 | 0.81 | 0.81 | 0.81 | 0.81 | 0.81 | 0.81 | 0.81 | 0.81 | 0.81 | 0.81 | 0.81 | 0.81 | 0.81 | 0.81 | 0.81 | 0.81 | 0.81 | 0.81 | 0.81 | 0.81 | 0.81 | 0.81 | 0.81 | 0 | 0 | 0.020247 | 0.019873 | 0.019461 | 0.019021 | 0.018554 | 0.018049 | 0.017528 | 0.017018 | 0.016551 | 0.016152 | 0.015837 | 0.015611 | 0.015459 | 0.015358 | 0.015288 | 0.015234 | 0.015188 | 0.015148 | 0.015112 | 0.015079 | 0.01505 | 0.015024 | 0.015001 | 0.01498 | 0.014962 | 0 | 0 | 0 | 0 | 0 | 0 | 0 | 0 | 0 | 0 | 0 | 0 | 0 | 0 | 0 | 0 | 0 | 0 | 0 | 0 | 0 | 0 | 0 | 0 | 0 | 0 | 0 | 0 | 0 | 0 | 0 | 0 | 0 | 0 | 0 | 0 | 0 | 0 | 0 | 0 | 0 | 0 | 0 | 0 | 0 | 0 | 0 | 0 | 0 | 0 | 0 | 0 | 0 | 0 | 0 | 0 | 0 | 0 | 0 | 0 | 0 | 0 | 0 | 0 | 0 | 0 | 0 | 0 | 0 | 0 | 0 | 0 | 0 | 0 | 0 | 0 | 0 | 0 | 0 | 0 | 0 | 0 | 0 | 0 | 0 | 0 | 0 | 0 | 0 | 0 | 0 | 0 | 0 | 0 | 0 | 0 | 0 | 0 | 0 | 0 | 0 | 0 | 0 | 0 | 0 | 0 | 0 | 0 | 0 | 0 | 0 | 0 | 0 | 0 | 0 | 0 | 0 | 0 | 0 | 0 | 0 | 0 | 0 | 0 | 0 | 0 | 0 | 0 | 0 | 0 | 0 | 0 | 0 | 0 | 0 | 0 | 0 | 0 | 0 | 0 | 0 | 0 | 0 | 0 | 0 | 0 | 0 | 0 | 0 | 0 | 0 | 0 | 0 | 0 | 0 | 0 | 0 | 0 | 0 | 0 | 0 | 0 | 0 | 0 | 0 | 0 | 0 | 0 | 0 | 0 | 0 | 0 | 0 | 0 | 0 | 0 | 0 | 0 | 0 | 0 | 0 | 0 | 0 | 0 | 0 | 0 | 0 | 0 | 0 | 0 | 0 | 0 | 0 | 0 | 0 | 0 | 0 | 0 | 0 | 0 | 0 | 0 | 0 | 0 | 0 | 0 | 0 | 0 | 0 | 0 | 0 | 0 | 0 | 0 | 0 | 0 | 0 | 0 | 0 | 0 | 0 | 0 | 0 | 0 | 0 | 0 | 0 | 0 | 0 | 0 | 0 | 0 | 0 | 0 | 0 | 0 | 0 | 0 | 0 | 0 | 0 | 0 | 0 | 0 | 0 | 0 | 0 | 0 | 0 | 0 | 0 | 0 | 0 | 0 | 0 | 0 | 0 | 0 | 0 | 0 | 0 | 0 | 0 | 0 | 0 | 0 | 0 | 0 | 0 | 0 | 0 | 0 | 0 | 0 | 0 | 0 | 0 | 0 | 0 | 0 | 0 | 0 | 0 | 0 | 0 | 0 | 0 | 0 | 0 | 0 | 0 | 0 | 0 | 0 | 0 | 0 | 0 | 0 | 0 | 0 | 0 | 0 | 0 | 0 | 0 | 0 | 0 | 0 | 0 | 0 | 0 | 0 | 0 | 0 | 0 | 0 | 0 | 0 | 0 | 0 | 0 | 0 | 0 | 0 | 0 | 0 | 0 | 0 | 0 | 0 | 0 | 0 | 0 | 0 | 0 | 0 | 0 | 0 | 0 | 0 | 0 | 0 | 0 | 0 | 0 | 0 | 0 | 0 | 0 | 0 | 0 | 0 | 0 | 0 | 0 | 0 | 0 | 0 | 0 | 0 | 0 | 0 | 0 | 0 | 0 | 0 | 0 | 0 | 0 | 0 | 0 | 0 | 0 | 0 | 0 | 0 | 0 | 0 | 0 | 0 | 0 | 0 | 0 | 0 | 0 | 0 | 0 | 0 | 0 | 0 | 0 | 0 | 0 | 0 | 0 | 0 | 0 | 0 | 0 | 0 | 3219.7702 | 3245.9639 | 3272.3221 | 3298.7407 | 3325.1187 | 3351.3543 | 3377.3511 | 3403.0142 | 3428.2523 | 3452.977 | 3477.0262 | 3500.432 | 3522.738 | 3543.9833 | 3564.2051 | 3583.4415 | 3601.7223 | 3619.0853 | 3635.5688 | 3651.1703 | 3665.9789 | 3680.0257 | 3693.3457 | 3705.9728 | 3717.9405 | 1065.5505 | 1074.2191 | 1082.9421 | 1091.685 | 1100.4145 | 1109.097 | 1117.7004 | 1126.1933 | 1134.5456 | 1142.728 | 1150.6868 | 1158.4327 | 1165.8147 | 1172.8456 | 1179.5378 | 1185.9039 | 1191.9537 | 1197.6999 | 1203.1549 | 1208.3181 | 1213.2188 | 1217.8675 | 1222.2756 | 1226.4544 | 1230.415 | 189
OR_Residential_LI - Single Family_Existing_Space Heating_Natural Gas_Furnace | OR | Residential | LI - Multi-Family | Existing | Space Heating | Natural Gas | Insulation - Basement Sidewall | A | ORM142 | R-0 | R-11 | 20 | 0 | 0 | 0 | 1.19 | 0 | 0 | 0 | 0.28637 | 0.25 | sqft bswall | 0% | 0% | Retrofit | Retro5Med | 81.71% | TBD | 0% | 0 |  | 0 |  | 0 | IL TRM - 5.6.2 - RS-SHL-BINS-V12-220101 | D20_INS_FLR-Heat-RTF-v4.1-13 | BEST | R-0 | R-0 | R-0 | R-0 | R-0 | R-0 | R-0 | R-0 | R-0 | R-0 | R-0 | R-0 | R-0 | R-0 | R-0 | R-0 | R-0 | R-0 | R-0 | R-0 | R-0 | R-0 | R-0 | R-0 | R-0 | R-0 | R-0 | R-11 | R-11 | R-11 | R-11 | R-11 | R-11 | R-11 | R-11 | R-11 | R-11 | R-11 | R-11 | R-11 | R-11 | R-11 | R-11 | R-11 | R-11 | R-11 | R-11 | R-11 | R-11 | R-11 | R-11 | R-11 | R-11 | R-11 | 1.19 | 1.19 | 1.19 | 1.19 | 1.19 | 1.19 | 1.19 | 1.19 | 1.19 | 1.19 | 1.19 | 1.19 | 1.19 | 1.19 | 1.19 | 1.19 | 1.19 | 1.19 | 1.19 | 1.19 | 1.19 | 1.19 | 1.19 | 1.19 | 1.19 | 1.19 | 1.19 | 0 | 0 | 0 | 0 | 0 | 0 | 0 | 0 | 0 | 0 | 0 | 0 | 0 | 0 | 0 | 0 | 0 | 0 | 0 | 0 | 0 | 0 | 0 | 0 | 0 | 0 | 0 | 0 | 0 | 0 | 0 | 0 | 0 | 0 | 0 | 0 | 0 | 0 | 0 | 0 | 0 | 0 | 0 | 0 | 0 | 0 | 0 | 0 | 0 | 0 | 0 | 0 | 0 | 0 | 0 | 0 | 0 | 0 | 0 | 0 | 0 | 0 | 0 | 0 | 0 | 0 | 0 | 0 | 0 | 0 | 0 | 0 | 0 | 0 | 0 | 0 | 0 | 0 | 0 | 0 | 0 | 0 | 0 | 0 | 0 | 0 | 0 | 0 | 0 | 0 | 0 | 0 | 0 | 0 | 0 | 0 | 0 | 0 | 0 | 0 | 0 | 0 | 0 | 0 | 0 | 0 | 0 | 0 | 0 | 0 | 0 | 0 | 0 | 0 | 0 | 0 | 0 | 0 | 0 | 0 | 0 | 0 | 0 | 0 | 0 | 0 | 0 | 0 | 0 | 0 | 0 | 0 | 0 | 0 | 0 | 0 | 0 | 0 | 0 | 0 | 0 | 0 | 0 | 0 | 0 | 0 | 0 | 0 | 0 | 0 | 0 | 0 | 0 | 0 | 0 | 0 | 0 | 0 | 0 | 0 | 0 | 0 | 0 | 0 | 0 | 0 | 0 | 0 | 0 | 0 | 0 | 0 | 0 | 0 | 0 | 0 | 0 | 0 | 0 | 0 | 0 | 0 | 0 | 0 | 0 | 0 | 0 | 0 | 0 | 0 | 0 | 0 | 0 | 0 | 0 | 0 | 0 | 0 | 0 | 0 | 0 | 0 | 0 | 0 | 0 | 0 | 0 | 0 | 0 | 0 | 0 | 0 | 0 | 0 | 0 | 0 | 0 | 0 | 0 | 0 | 0 | 0 | 0 | 0 | 0 | 0 | 0 | 0 | 0 | 0 | 0 | 0 | 0 | 0 | 0 | 0 | 0 | 0 | 0 | 0 | 0 | 0 | 0 | 0 | 0 | 0 | 0 | 0 | 0 | 0 | 0 | 0 | 0 | 0 | 0 | 0 | 0 | 0 | 0 | 0 | 0 | 0 | 0 | 0 | 0 | 0 | 0 | 0 | 0 | 0 | 0 | 0 | 0 | 0 | 0 | 0 | 0 | 0 | 0 | 0 | 0 | 0 | 0 | 0 | 0 | 0 | 0 | 0 | 0 | 0 | 0 | 0 | 0 | 0 | 0 | 0 | 0 | 0 | 0 | 0 | 0 | 0 | 0 | 0 | 0 | 0 | 0 | 0 | 0 | 0 | 0 | 0 | 0 | 0 | 0 | 0 | 0 | 0 | 0 | 0 | 0 | 0 | 0 | 0 | 0 | 0 | 0 | 0 | 0 | 0 | 0 | 0 | 0 | 0 | 0 | 0 | 0 | 0 | 0 | 0 | 0 | 0 | 0 | 0 | 0 | 0 | 0 | 0 | 0 | 0 | 0 | 0 | 0 | 0 | 0 | 0 | 0 | 0 | 0 | 0 | 0 | 0 | 0 | 0 | 0 | 0 | 0 | 0 | 0 | 0 | 0 | 0 | 0 | 0 | 0 | 0 | 0 | 0 | 0 | 0 | 0 | 0 | 0 | 0 | 0 | 0 | 0 | 0 | 0 | 0 | 0 | 0 | 0 | 0 | 0 | 0 | 0 | 0 | 0 | 0 | 0 | 0 | 0 | 0 | 0 | 0 | 0 | 0 | 0 | 0 | 0 | 0 | 0 | 0 | 0 | 0 | 0 | 0 | 0 | 0 | 0 | 0 | 0 | 0 | 0 | 0 | 0 | 0 | 0 | 0 | 0 | 0 | 0 | 0 | 0 | 0 | 0 | 0 | 0 | 0 | 0 | 0 | 0 | 0 | 0 | 0 | 0 | 0 | 0 | 0 | 0 | 0 | 0 | 0 | 0 | 0 | 0 | 0 | 0 | 0 | 0 | 0 | 0 | 0 | 0 | 0 | 0 | 0 | 0 | 0 | 0 | 0 | 0 | 0 | 0 | 0 | 0 | 190
OR_Residential_LI - Single Family_Existing_Space Heating_Natural Gas_Furnace | OR | Residential | LI - Multi-Family | Existing | Space Heating | Natural Gas | Insulation - Foundation | A | ORM143 | R-0 | R-15 | 70 | 0 | 0 | 0 | 1.03 | 0 | 0 | 0 | 0.21321 | 0.45 | sqft floor cs | 0% | 0% | Retrofit | Retro5Med | 81.71% | TBD | 0% | 0 |  | 0 |  | 0 | ResNewSFSlabInsulation v3.2 | ResNewSFSlabInsulation v3.2 | BEST | R-0 | R-0 | R-0 | R-0 | R-0 | R-0 | R-0 | R-0 | R-0 | R-0 | R-0 | R-0 | R-0 | R-0 | R-0 | R-0 | R-0 | R-0 | R-0 | R-0 | R-0 | R-0 | R-0 | R-0 | R-0 | R-0 | R-0 | R-15 | R-15 | R-15 | R-15 | R-15 | R-15 | R-15 | R-15 | R-15 | R-15 | R-15 | R-15 | R-15 | R-15 | R-15 | R-15 | R-15 | R-15 | R-15 | R-15 | R-15 | R-15 | R-15 | R-15 | R-15 | R-15 | R-15 | 1.03 | 1.03 | 1.03 | 1.03 | 1.03 | 1.03 | 1.03 | 1.03 | 1.03 | 1.03 | 1.03 | 1.03 | 1.03 | 1.03 | 1.03 | 1.03 | 1.03 | 1.03 | 1.03 | 1.03 | 1.03 | 1.03 | 1.03 | 1.03 | 1.03 | 1.03 | 1.03 | 0 | 0 | 0 | 0 | 0 | 0 | 0 | 0 | 0 | 0 | 0 | 0 | 0 | 0 | 0 | 0 | 0 | 0 | 0 | 0 | 0 | 0 | 0 | 0 | 0 | 0 | 0 | 0 | 0 | 0 | 0 | 0 | 0 | 0 | 0 | 0 | 0 | 0 | 0 | 0 | 0 | 0 | 0 | 0 | 0 | 0 | 0 | 0 | 0 | 0 | 0 | 0 | 0 | 0 | 0 | 0 | 0 | 0 | 0 | 0 | 0 | 0 | 0 | 0 | 0 | 0 | 0 | 0 | 0 | 0 | 0 | 0 | 0 | 0 | 0 | 0 | 0 | 0 | 0 | 0 | 0 | 0 | 0 | 0 | 0 | 0 | 0 | 0 | 0 | 0 | 0 | 0 | 0 | 0 | 0 | 0 | 0 | 0 | 0 | 0 | 0 | 0 | 0 | 0 | 0 | 0 | 0 | 0 | 0 | 0 | 0 | 0 | 0 | 0 | 0 | 0 | 0 | 0 | 0 | 0 | 0 | 0 | 0 | 0 | 0 | 0 | 0 | 0 | 0 | 0 | 0 | 0 | 0 | 0 | 0 | 0 | 0 | 0 | 0 | 0 | 0 | 0 | 0 | 0 | 0 | 0 | 0 | 0 | 0 | 0 | 0 | 0 | 0 | 0 | 0 | 0 | 0 | 0 | 0 | 0 | 0 | 0 | 0 | 0 | 0 | 0 | 0 | 0 | 0 | 0 | 0 | 0 | 0 | 0 | 0 | 0 | 0 | 0 | 0 | 0 | 0 | 0 | 0 | 0 | 0 | 0 | 0 | 0 | 0 | 0 | 0 | 0 | 0 | 0 | 0 | 0 | 0 | 0 | 0 | 0 | 0 | 0 | 0 | 0 | 0 | 0 | 0 | 0 | 0 | 0 | 0 | 0 | 0 | 0 | 0 | 0 | 0 | 0 | 0 | 0 | 0 | 0 | 0 | 0 | 0 | 0 | 0 | 0 | 0 | 0 | 0 | 0 | 0 | 0 | 0 | 0 | 0 | 0 | 0 | 0 | 0 | 0 | 0 | 0 | 0 | 0 | 0 | 0 | 0 | 0 | 0 | 0 | 0 | 0 | 0 | 0 | 0 | 0 | 0 | 0 | 0 | 0 | 0 | 0 | 0 | 0 | 0 | 0 | 0 | 0 | 0 | 0 | 0 | 0 | 0 | 0 | 0 | 0 | 0 | 0 | 0 | 0 | 0 | 0 | 0 | 0 | 0 | 0 | 0 | 0 | 0 | 0 | 0 | 0 | 0 | 0 | 0 | 0 | 0 | 0 | 0 | 0 | 0 | 0 | 0 | 0 | 0 | 0 | 0 | 0 | 0 | 0 | 0 | 0 | 0 | 0 | 0 | 0 | 0 | 0 | 0 | 0 | 0 | 0 | 0 | 0 | 0 | 0 | 0 | 0 | 0 | 0 | 0 | 0 | 0 | 0 | 0 | 0 | 0 | 0 | 0 | 0 | 0 | 0 | 0 | 0 | 0 | 0 | 0 | 0 | 0 | 0 | 0 | 0 | 0 | 0 | 0 | 0 | 0 | 0 | 0 | 0 | 0 | 0 | 0 | 0 | 0 | 0 | 0 | 0 | 0 | 0 | 0 | 0 | 0 | 0 | 0 | 0 | 0 | 0 | 0 | 0 | 0 | 0 | 0 | 0 | 0 | 0 | 0 | 0 | 0 | 0 | 0 | 0 | 0 | 0 | 0 | 0 | 0 | 0 | 0 | 0 | 0 | 0 | 0 | 0 | 0 | 0 | 0 | 0 | 0 | 0 | 0 | 0 | 0 | 0 | 0 | 0 | 0 | 0 | 0 | 0 | 0 | 0 | 0 | 0 | 0 | 0 | 0 | 0 | 0 | 0 | 0 | 0 | 0 | 0 | 0 | 0 | 0 | 0 | 0 | 0 | 0 | 0 | 0 | 0 | 0 | 0 | 0 | 0 | 0 | 0 | 0 | 0 | 0 | 0 | 0 | 0 | 0 | 0 | 0 | 0 | 0 | 0 | 0 | 0 | 0 | 0 | 0 | 0 | 0 | 0 | 0 | 0 | 0 | 0 | 0 | 191
OR_Residential_LI - Single Family_Existing_Space Heating_Natural Gas_Furnace | OR | Residential | LI - Multi-Family | Existing | Space Heating | Natural Gas | Insulation - Ducting | A | ORM144 | R-4 | R-8 | 45 | 0.088173 | 0 | 0 | 2.54 | 0 | 0.03 | 0 | 1 | 0.25 | sqft duct | 5% | 5% | Retrofit | Retro5Med | 81.71% | TBD | 0% | 0 |  | 0 |  | 0 | RTF Workbook - ResSFWx_v5_0 | RTF Workbook - ResSFWx_v5_0 | RTF Workbook - ResSFWx_v5_0 | R-4 | R-4 | R-4 | R-4 | R-4 | R-4 | R-4 | R-4 | R-4 | R-4 | R-4 | R-4 | R-4 | R-4 | R-4 | R-4 | R-4 | R-4 | R-4 | R-4 | R-4 | R-4 | R-4 | R-4 | R-4 | R-4 | R-4 | R-8 | R-8 | R-8 | R-8 | R-8 | R-8 | R-8 | R-8 | R-8 | R-8 | R-8 | R-8 | R-8 | R-8 | R-8 | R-8 | R-8 | R-8 | R-8 | R-8 | R-8 | R-8 | R-8 | R-8 | R-8 | R-8 | R-8 | 2.54 | 2.54 | 2.54 | 2.54 | 2.54 | 2.54 | 2.54 | 2.54 | 2.54 | 2.54 | 2.54 | 2.54 | 2.54 | 2.54 | 2.54 | 2.54 | 2.54 | 2.54 | 2.54 | 2.54 | 2.54 | 2.54 | 2.54 | 2.54 | 2.54 | 2.54 | 2.54 | 0 | 0 | 0 | 0 | 0 | 0 | 0 | 0 | 0 | 0 | 0 | 0 | 0 | 0 | 0 | 0 | 0 | 0 | 0 | 0 | 0 | 0 | 0 | 0 | 0 | 0 | 0 | 0 | 0 | 0 | 0 | 0 | 0 | 0 | 0 | 0 | 0 | 0 | 0 | 0 | 0 | 0 | 0 | 0 | 0 | 0 | 0 | 0 | 0 | 0 | 0 | 0 | 0 | 0 | 0 | 0 | 0 | 0 | 0 | 0 | 0 | 0 | 0 | 0 | 0 | 0 | 0 | 0 | 0 | 0 | 0 | 0 | 0 | 0 | 0 | 0 | 0 | 0 | 0 | 0 | 0 | 0 | 0 | 0 | 0 | 0 | 0 | 0 | 0 | 0 | 0 | 0 | 0 | 0 | 0 | 0 | 0 | 0 | 0 | 0 | 0 | 0 | 0 | 0 | 0 | 0 | 0 | 0 | 0 | 0 | 0 | 0 | 0 | 0 | 0 | 0 | 0 | 0 | 0 | 0 | 0 | 0 | 0 | 0 | 0 | 0 | 0 | 0 | 0 | 0 | 0 | 0 | 0 | 0 | 0 | 0 | 0 | 0 | 0 | 0 | 0 | 0 | 0 | 0 | 0 | 0 | 0 | 0 | 0 | 0 | 0 | 0 | 0 | 0 | 0 | 0 | 0 | 0 | 0 | 0 | 0 | 0 | 0 | 0 | 0 | 0 | 0 | 0 | 0 | 0 | 0 | 0 | 0 | 0 | 0 | 0 | 0 | 0 | 0 | 0 | 0 | 0 | 0 | 0 | 0 | 0 | 0 | 0 | 0 | 0 | 0 | 0 | 0 | 0 | 0 | 0 | 0 | 0 | 0 | 0 | 0 | 0 | 0 | 0 | 0 | 0 | 0 | 0 | 0 | 0 | 0 | 0 | 0 | 0 | 0 | 0 | 0 | 0 | 0 | 0 | 0 | 0 | 0 | 0 | 0 | 0 | 0 | 0 | 0 | 0 | 0 | 0 | 0 | 0 | 0 | 0 | 0 | 0 | 0 | 0 | 0 | 0 | 0 | 0 | 0 | 0 | 0 | 0 | 0 | 0 | 0 | 0 | 0 | 0 | 0 | 0 | 0 | 0 | 0 | 0 | 0 | 0 | 0 | 0 | 0 | 0 | 0 | 0 | 0 | 0 | 0 | 0 | 0 | 0 | 0 | 0 | 0 | 0 | 0 | 0 | 0 | 0 | 0 | 0 | 0 | 0 | 0 | 0 | 0 | 0 | 0 | 0 | 0 | 0 | 0 | 0 | 0 | 0 | 0 | 0 | 0 | 0 | 0 | 0 | 0 | 0 | 0 | 0 | 0 | 0 | 0 | 0 | 0 | 0 | 0 | 0 | 0 | 0 | 0 | 0 | 0 | 0 | 0 | 0 | 0 | 0 | 0 | 0 | 0 | 0 | 0 | 0 | 0 | 0 | 0 | 0 | 0 | 0 | 0 | 0 | 0 | 0 | 0 | 0 | 0 | 0 | 0 | 0 | 0 | 0 | 0 | 0 | 0 | 0 | 0 | 0 | 0 | 0 | 0 | 0 | 0 | 0 | 0 | 0 | 0 | 0 | 0 | 0 | 0 | 0 | 0 | 0 | 0 | 0 | 0 | 0 | 0 | 0 | 0 | 0 | 0 | 0 | 0 | 0 | 0 | 0 | 0 | 0 | 0 | 0 | 0 | 0 | 0 | 0 | 0 | 0 | 0 | 0 | 0 | 0 | 0 | 0 | 0 | 0 | 0 | 0 | 0 | 0 | 0 | 0 | 0 | 0 | 0 | 0 | 0 | 0 | 0 | 0 | 0 | 0 | 0 | 0 | 0 | 0 | 0 | 0 | 0 | 0 | 0 | 0 | 0 | 0 | 0 | 0 | 0 | 0 | 0 | 0 | 0 | 0 | 0 | 0 | 0 | 0 | 0 | 0 | 0 | 0 | 0 | 0 | 0 | 0 | 0 | 0 | 0 | 0 | 0 | 0 | 0 | 0 | 0 | 0 | 0 | 0 | 0 | 0 | 0 | 0 | 0 | 0 | 0 | 0 | 0 | 0 | 0 | 0 | 0 | 192
OR_Residential_LI - Single Family_Existing_Space Heating_Natural Gas_Furnace | OR | Residential | LI - Multi-Family | Existing | Space Heating | Natural Gas | Ducting - Repair and Sealing | A | ORM145 | 20% Leakage | Sealed | 20 | 20.17 | 0 | 0 | 808.51 | 0 | 7.37 | 0 | 0.94093 | 0.25 | household | 0% | 5% | Retrofit | Retro3Slow | 84.16% | TBD | 0% | 0 |  | 0 |  | 0 | Avista TRM - 07.01.21 - Duct Sealing | Avista TRM - 07.01.21 - Duct Sealing | Avista TRM - 07.01.21 - Duct Sealing | 20% Leakage | 20% Leakage | 20% Leakage | 20% Leakage | 20% Leakage | 20% Leakage | 20% Leakage | 20% Leakage | 20% Leakage | 20% Leakage | 20% Leakage | 20% Leakage | 20% Leakage | 20% Leakage | 20% Leakage | 20% Leakage | 20% Leakage | 20% Leakage | 20% Leakage | 20% Leakage | 20% Leakage | 20% Leakage | 20% Leakage | 20% Leakage | 20% Leakage | 20% Leakage | 20% Leakage | Sealed | Sealed | Sealed | Sealed | Sealed | Sealed | Sealed | Sealed | Sealed | Sealed | Sealed | Sealed | Sealed | Sealed | Sealed | Sealed | Sealed | Sealed | Sealed | Sealed | Sealed | Sealed | Sealed | Sealed | Sealed | Sealed | Sealed | 808.51 | 808.51 | 808.51 | 808.51 | 808.51 | 808.51 | 808.51 | 808.51 | 808.51 | 808.51 | 808.51 | 808.51 | 808.51 | 808.51 | 808.51 | 808.51 | 808.51 | 808.51 | 808.51 | 808.51 | 808.51 | 808.51 | 808.51 | 808.51 | 808.51 | 808.51 | 808.51 | 0 | 0 | 0 | 0 | 0 | 0 | 0 | 0 | 0 | 0 | 0 | 0 | 0 | 0 | 0 | 0 | 0 | 0 | 0 | 0 | 0 | 0 | 0 | 0 | 0 | 0 | 0 | 0 | 0 | 0 | 0 | 0 | 0 | 0 | 0 | 0 | 0 | 0 | 0 | 0 | 0 | 0 | 0 | 0 | 0 | 0 | 0 | 0 | 0 | 0 | 0 | 0 | 0 | 0 | 0 | 0 | 0 | 0 | 0 | 0 | 0 | 0 | 0 | 0 | 0 | 0 | 0 | 0 | 0 | 0 | 0 | 0 | 0 | 0 | 0 | 0 | 0 | 0.0002766 | 0.00043479 | 0.00086959 | 0.0015218 | 0.0023672 | 0.0033141 | 0.0042179 | 0.0049209 | 0.0052995 | 0.0052995 | 0.0049462 | 0.0043279 | 0.0035641 | 0.0027721 | 0.0020426 | 0.0014298 | 0.00095322 | 0.00060659 | 0.00036923 | 0.00025 | 0 | 0 | 0 | 0 | 0 | 0.0002766 | 0.0007114 | 0.001581 | 0.0031028 | 0.00547 | 0.0087841 | 0.013002 | 0.017923 | 0.023222 | 0.028522 | 0.033468 | 0.037796 | 0.04136 | 0.044132 | 0.046175 | 0.047605 | 0.048558 | 0.049164 | 0.049534 | 0.049784 | 0.049784 | 0.049784 | 0.049784 | 0.049784 | 0.049784 | 0 | 0 | 0 | 0 | 0 | 0 | 0 | 0 | 0 | 0 | 0 | 0 | 0 | 0 | 0 | 0 | 0 | 0 | 0 | 0 | 0 | 0 | 0 | 0 | 0 | 0 | 0 | 0 | 0 | 0 | 0 | 0 | 0 | 0 | 0 | 0 | 0 | 0 | 0 | 0 | 0 | 0 | 0 | 0 | 0 | 0 | 0 | 0 | 0 | 0 | 0.00023511 | 0.00036957 | 0.00073915 | 0.0012935 | 0.0020121 | 0.002817 | 0.0035852 | 0.0041828 | 0.0045045 | 0.0045045 | 0.0042042 | 0.0036787 | 0.0030295 | 0.0023563 | 0.0017362 | 0.0012154 | 0.00081024 | 0.0005156 | 0.00031385 | 0.0002125 | 0 | 0 | 0 | 0 | 0 | 0.00023511 | 0.00060469 | 0.0013438 | 0.0026373 | 0.0046495 | 0.0074665 | 0.011052 | 0.015234 | 0.019739 | 0.024244 | 0.028448 | 0.032127 | 0.035156 | 0.037512 | 0.039249 | 0.040464 | 0.041274 | 0.04179 | 0.042104 | 0.042316 | 0.042316 | 0.042316 | 0.042316 | 0.042316 | 0.042316 | 0 | 0 | 0 | 0 | 0 | 0 | 0 | 0 | 0 | 0 | 0 | 0 | 0 | 0 | 0 | 0 | 0 | 0 | 0 | 0 | 0 | 0 | 0 | 0 | 0 | 0 | 0 | 0 | 0 | 0 | 0 | 0 | 0 | 0 | 0 | 0 | 0 | 0 | 0 | 0 | 0 | 0 | 0 | 0 | 0 | 0 | 0 | 0 | 0 | 0 | 0 | 0 | 0 | 0 | 0 | 0 | 0 | 0 | 0 | 0 | 0 | 0 | 0 | 0 | 0 | 0 | 0 | 0 | 0 | 0 | 0 | 0 | 0 | 0 | 0 | 0 | 0 | 0 | 0 | 0 | 0 | 0 | 0 | 0 | 0 | 0 | 0 | 0 | 0 | 0 | 0 | 0 | 0 | 0 | 0 | 0 | 0 | 0 | 0 | 0 | 0 | 0 | 0 | 0 | 0 | 0 | 0 | 0 | 0 | 0 | 0 | 0 | 0 | 0 | 0 | 0 | 0 | 0 | 0 | 0 | 0 | 0 | 0 | 0 | 0 | 0 | 0 | 0 | 0 | 0 | 0 | 0 | 0 | 0 | 0 | 0 | 0 | 0 | 0 | 0 | 0 | 0 | 0 | 0 | 0 | 0 | 0 | 0 | 0 | 0 | 0 | 0 | 0 | 0 | 0 | 0 | 0 | 0 | 0 | 0 | 0 | 0 | 0 | 0 | 0 | 0 | 0 | 0 | 0 | 0 | 0 | 0 | 0 | 0 | 0 | 0 | 0 | 0 | 0 | 0 | 0 | 0 | 0 | 0 | 0 | 0 | 0 | 0 | 0 | 0 | 0 | 0 | 0 | 0 | 0 | 0 | 0 | 0 | 0 | 0 | 0 | 0 | 0 | 0 | 0 | 0 | 0 | 0 | 0 | 0 | 0 | 0 | 0 | 0 | 0 | 0 | 0 | 0 | 0 | 0 | 0 | 0 | 0 | 0 | 0 | 0 | 0 | 0 | 0 | 0 | 0 | 0 | 0 | 0 | 0 | 0 | 0 | 0 | 0 | 0 | 0 | 0 | 0 | 0 | 0 | 0 | 0 | 0 | 0 | 0 | 193
OR_Residential_LI - Single Family_Existing_Space Heating_Natural Gas_Furnace | OR | Residential | LI - Multi-Family | Existing | Space Heating | Natural Gas | Ducting - Repair and Sealing - Aerosol | A | ORM146 | 20% Leakage | G.17 Aerosol Duct Sealing | 10 | 0.056534 | 0 | 0 | 0.59 | 0 | 0.02 | 0 | 1 | 0.45 | sqft home | 0% | 5% | Retrofit | Retro3Slow | 84.16% | TBD | 0% | 0 |  | 0 |  | 0 | DCT_RPR_AERO-HVAC-E3T-178-1 | DCT_RPR_AERO-HVAC-E3T-178-1 | DCT_RPR_AERO-HVAC-DOE-1 | 20% Leakage | 20% Leakage | 20% Leakage | 20% Leakage | 20% Leakage | 20% Leakage | 20% Leakage | 20% Leakage | 20% Leakage | 20% Leakage | 20% Leakage | 20% Leakage | 20% Leakage | 20% Leakage | 20% Leakage | 20% Leakage | 20% Leakage | 20% Leakage | 20% Leakage | 20% Leakage | 20% Leakage | 20% Leakage | 20% Leakage | 20% Leakage | 20% Leakage | 20% Leakage | 20% Leakage | G.17 Aerosol Duct Sealing | G.17 Aerosol Duct Sealing | G.17 Aerosol Duct Sealing | G.17 Aerosol Duct Sealing | G.17 Aerosol Duct Sealing | G.17 Aerosol Duct Sealing | G.17 Aerosol Duct Sealing | G.17 Aerosol Duct Sealing | G.17 Aerosol Duct Sealing | G.17 Aerosol Duct Sealing | G.17 Aerosol Duct Sealing | G.17 Aerosol Duct Sealing | G.17 Aerosol Duct Sealing | G.17 Aerosol Duct Sealing | G.17 Aerosol Duct Sealing | G.17 Aerosol Duct Sealing | G.17 Aerosol Duct Sealing | G.17 Aerosol Duct Sealing | G.17 Aerosol Duct Sealing | G.17 Aerosol Duct Sealing | G.17 Aerosol Duct Sealing | G.17 Aerosol Duct Sealing | G.17 Aerosol Duct Sealing | G.17 Aerosol Duct Sealing | G.17 Aerosol Duct Sealing | G.17 Aerosol Duct Sealing | G.17 Aerosol Duct Sealing | 0.59 | 0.59 | 0.59 | 0.59 | 0.59 | 0.59 | 0.59 | 0.59 | 0.59 | 0.59 | 0.59 | 0.59 | 0.59 | 0.59 | 0.59 | 0.59 | 0.59 | 0.59 | 0.59 | 0.59 | 0.59 | 0.59 | 0.59 | 0.59 | 0.59 | 0.59 | 0.59 | 0 | 0 | 0 | 0 | 0 | 0 | 0 | 0 | 0 | 0 | 0 | 0 | 0 | 0 | 0 | 0 | 0 | 0 | 0 | 0 | 0 | 0 | 0 | 0 | 0 | 0 | 0 | 0 | 0 | 0 | 0 | 0 | 0 | 0 | 0 | 0 | 0 | 0 | 0 | 0 | 0 | 0 | 0 | 0 | 0 | 0 | 0 | 0 | 0 | 0 | 0 | 0 | 0 | 0 | 0 | 0 | 0 | 0 | 0 | 0 | 0 | 0 | 0 | 0 | 0 | 0 | 0 | 0 | 0 | 0 | 0 | 0 | 0 | 0 | 0 | 0 | 0 | 0.18394 | 0.28914 | 0.57828 | 1.012 | 1.5742 | 2.2039 | 2.8049 | 3.2724 | 3.5241 | 3.5241 | 3.1053 | 2.5889 | 1.7919 | 0.83147 | 0 | 0 | 0 | 0 | 0 | 0 | 0 | 0 | 0 | 0 | 0 | 0.18394 | 0.47308 | 1.0514 | 2.0633 | 3.6375 | 5.8414 | 8.6463 | 11.9187 | 15.4429 | 18.967 | 22.0723 | 24.6612 | 26.4531 | 27.2845 | 27.2845 | 27.2845 | 27.2845 | 27.2845 | 27.2845 | 27.2845 | 27.2845 | 27.2845 | 27.2845 | 27.2845 | 27.2845 | 0 | 0 | 0 | 0 | 0 | 0 | 0 | 0 | 0 | 0 | 0 | 0 | 0 | 0 | 0 | 0 | 0 | 0 | 0 | 0 | 0 | 0 | 0 | 0 | 0 | 0 | 0 | 0 | 0 | 0 | 0 | 0 | 0 | 0 | 0 | 0 | 0 | 0 | 0 | 0 | 0 | 0 | 0 | 0 | 0 | 0 | 0 | 0 | 0 | 0 | 0.15635 | 0.24577 | 0.49153 | 0.86018 | 1.3381 | 1.8733 | 2.3842 | 2.7816 | 2.9955 | 2.9955 | 2.6395 | 2.2006 | 1.5231 | 0.70675 | 0 | 0 | 0 | 0 | 0 | 0 | 0 | 0 | 0 | 0 | 0 | 0.15635 | 0.40212 | 0.89365 | 1.7538 | 3.0919 | 4.9652 | 7.3494 | 10.1309 | 13.1264 | 16.122 | 18.7614 | 20.962 | 22.4851 | 23.1919 | 23.1919 | 23.1919 | 23.1919 | 23.1919 | 23.1919 | 23.1919 | 23.1919 | 23.1919 | 23.1919 | 23.1919 | 23.1919 | 0 | 0 | 0 | 0 | 0 | 0 | 0 | 0 | 0 | 0 | 0 | 0 | 0 | 0 | 0 | 0 | 0 | 0 | 0 | 0 | 0 | 0 | 0 | 0 | 0 | 0 | 0 | 0 | 0 | 0 | 0 | 0 | 0 | 0 | 0 | 0 | 0 | 0 | 0 | 0 | 0 | 0 | 0 | 0 | 0 | 0 | 0 | 0 | 0 | 0 | 0 | 0 | 0 | 0 | 0 | 0 | 0 | 0 | 0 | 0 | 0 | 0 | 0 | 0 | 0 | 0 | 0 | 0 | 0 | 0 | 0 | 0 | 0 | 0 | 0 | 0 | 0 | 0 | 0 | 0 | 0 | 0 | 0 | 0 | 0 | 0 | 0 | 0 | 0 | 0 | 0 | 0 | 0 | 0 | 0 | 0 | 0 | 0 | 0 | 0 | 0 | 0 | 0 | 0 | 0 | 0 | 0 | 0 | 0 | 0 | 0 | 0 | 0 | 0 | 0 | 0 | 0 | 0 | 0 | 0 | 0 | 0 | 0 | 0 | 0 | 0 | 0 | 0 | 0 | 0 | 0 | 0 | 0 | 0 | 0 | 0 | 0 | 0 | 0 | 0 | 0 | 0 | 0 | 0 | 0 | 0 | 0 | 0 | 0 | 0 | 0 | 0 | 0 | 0 | 0 | 0 | 0 | 0 | 0 | 0 | 0 | 0 | 0 | 0 | 0 | 0 | 0 | 0 | 0 | 0 | 0 | 0 | 0 | 0 | 0 | 0 | 0 | 0 | 0 | 0 | 0 | 0 | 0 | 0 | 0 | 0 | 0 | 0 | 0 | 0 | 0 | 0 | 0 | 0 | 0 | 0 | 0 | 0 | 0 | 0 | 0 | 0 | 0 | 0 | 0 | 0 | 0 | 0 | 0 | 0 | 0 | 0 | 0 | 0 | 0 | 0 | 0 | 0 | 0 | 0 | 0 | 0 | 0 | 0 | 0 | 0 | 0 | 0 | 0 | 0 | 0 | 0 | 0 | 0 | 0 | 0 | 0 | 0 | 0 | 0 | 0 | 0 | 0 | 0 | 0 | 0 | 0 | 0 | 0 | 0 | 194
OR_Residential_LI - Single Family_Existing_Space Heating_Natural Gas_Furnace | OR | Residential | LI - Multi-Family | Existing | Space Heating | Natural Gas | Building Shell - Air Sealing (Infiltration Control) | A | ORM147 | None | 0.1 ACH Reduction | 15 | 0.011988 | 0 | 0 | 0.73 | 0 | 0 | 0 | 1.4434 | 0.45 | sqft floor | 0% | 0% | Retrofit | Retro5Med | 81.71% | TBD | 0% | 9081.3292 |  | 11376.5741 |  | 0 | RTF Workbook - ResSFWx_v5_0 | RTF Workbook - ResSFWx_v5_0 | RTF Workbook - ResSFWx_v5_0 | None | None | None | None | None | None | None | None | None | None | None | None | None | None | None | None | None | None | None | None | None | None | None | None | None | None | None | 0.1 ACH Reduction | 0.1 ACH Reduction | 0.1 ACH Reduction | 0.1 ACH Reduction | 0.1 ACH Reduction | 0.1 ACH Reduction | 0.1 ACH Reduction | 0.1 ACH Reduction | 0.1 ACH Reduction | 0.1 ACH Reduction | 0.1 ACH Reduction | 0.1 ACH Reduction | 0.1 ACH Reduction | 0.1 ACH Reduction | 0.1 ACH Reduction | 0.1 ACH Reduction | 0.1 ACH Reduction | 0.1 ACH Reduction | 0.1 ACH Reduction | 0.1 ACH Reduction | 0.1 ACH Reduction | 0.1 ACH Reduction | 0.1 ACH Reduction | 0.1 ACH Reduction | 0.1 ACH Reduction | 0.1 ACH Reduction | 0.1 ACH Reduction | 0.73 | 0.73 | 0.73 | 0.73 | 0.73 | 0.73 | 0.73 | 0.73 | 0.73 | 0.73 | 0.73 | 0.73 | 0.73 | 0.73 | 0.73 | 0.73 | 0.73 | 0.73 | 0.73 | 0.73 | 0.73 | 0.73 | 0.73 | 0.73 | 0.73 | 0.73 | 0.73 | 0 | 0 | 0.012605 | 0.012372 | 0.012115 | 0.01184 | 0.011548 | 0.011232 | 0.010905 | 0.010585 | 0.010291 | 0.010039 | 0.0098384 | 0.0096934 | 0.0095939 | 0.0095274 | 0.0094801 | 0.0094434 | 0.009413 | 0.0093869 | 0.0093639 | 0.0093436 | 0.009326 | 0.0093104 | 0.0092964 | 0.0092841 | 0.0092733 | 0 | 0 | 0 | 0 | 0 | 0 | 0 | 0 | 0 | 0 | 0 | 0 | 0 | 0 | 0 | 0 | 0 | 0 | 0 | 0 | 0 | 0 | 0 | 0 | 0 | 0 | 0 | 0 | 0 | 0 | 0 | 0 | 0 | 0 | 0 | 0 | 0 | 0 | 0 | 0 | 0 | 0 | 0 | 0 | 0 | 0 | 0 | 0 | 0 | 0 | 0 | 0 | 0 | 0 | 0 | 0 | 0 | 0 | 0 | 0 | 0 | 0 | 0 | 0 | 0 | 0 | 0 | 0 | 0 | 0 | 0 | 0 | 0 | 0 | 0 | 0 | 0 | 0 | 0 | 0 | 0 | 0 | 0 | 0 | 0 | 0 | 0 | 0 | 0 | 0 | 0 | 0 | 0 | 0 | 0 | 0 | 0 | 0 | 0 | 0 | 0 | 0 | 0 | 0 | 0 | 0 | 0 | 0 | 0 | 0 | 0 | 0 | 0 | 0 | 0 | 0 | 0 | 0 | 0 | 0 | 0 | 0 | 0 | 0 | 0 | 0 | 0 | 0 | 0 | 0 | 0 | 0 | 0 | 0 | 0 | 0 | 0 | 0 | 0 | 0 | 0 | 0 | 0 | 0 | 0 | 0 | 0 | 0 | 0 | 0 | 0 | 0 | 0 | 0 | 0 | 0 | 0 | 0 | 0 | 0 | 0 | 0 | 0 | 0 | 0 | 0 | 0 | 0 | 0 | 0 | 0 | 0 | 0 | 0 | 0 | 0 | 0 | 0 | 0 | 0 | 0 | 0 | 0 | 0 | 0 | 0 | 0 | 0 | 0 | 0 | 0 | 0 | 0 | 0 | 0 | 0 | 0 | 0 | 0 | 0 | 0 | 0 | 0 | 0 | 0 | 0 | 0 | 0 | 0 | 0 | 0 | 0 | 0 | 0 | 0 | 0 | 0 | 0 | 0 | 0 | 0 | 0 | 0 | 0 | 0 | 0 | 0 | 0 | 0 | 0 | 0 | 0 | 0 | 0 | 0 | 0 | 0 | 0 | 0 | 0 | 0 | 0 | 0 | 0 | 0 | 0 | 0 | 0 | 0 | 0 | 0 | 0 | 0 | 0 | 0 | 0 | 0 | 0 | 0 | 0 | 0 | 0 | 0 | 0 | 0 | 0 | 0 | 0 | 0 | 0 | 0 | 0 | 0 | 0 | 0 | 0 | 0 | 0 | 0 | 0 | 0 | 0 | 0 | 0 | 0 | 0 | 0 | 0 | 0 | 0 | 0 | 0 | 0 | 0 | 0 | 0 | 0 | 0 | 0 | 0 | 0 | 0 | 0 | 0 | 0 | 0 | 0 | 0 | 0 | 0 | 0 | 0 | 0 | 0 | 0 | 0 | 0 | 0 | 0 | 0 | 0 | 0 | 0 | 0 | 0 | 0 | 0 | 0 | 0 | 0 | 0 | 0 | 0 | 0 | 0 | 0 | 0 | 0 | 0 | 0 | 0 | 0 | 0 | 0 | 0 | 0 | 0 | 0 | 0 | 0 | 0 | 0 | 0 | 0 | 0 | 0 | 0 | 0 | 0 | 0 | 0 | 0 | 0 | 0 | 0 | 0 | 0 | 0 | 0 | 0 | 0 | 0 | 0 | 0 | 0 | 0 | 0 | 0 | 0 | 0 | 0 | 0 | 0 | 0 | 0 | 0 | 0 | 0 | 0 | 0 | 0 | 0 | 0 | 0 | 0 | 0 | 0 | 0 | 0 | 0 | 8478.9854 | 8547.9644 | 8617.3763 | 8686.9476 | 8756.4115 | 8825.5009 | 8893.9613 | 8961.5428 | 9028.005 | 9093.1155 | 9156.4468 | 9218.0841 | 9276.825 | 9332.7726 | 9386.0251 | 9436.6823 | 9484.8232 | 9530.5473 | 9573.955 | 9615.0402 | 9654.0373 | 9691.0284 | 9726.1055 | 9759.3578 | 9790.8737 | 10621.992 | 10708.4049 | 10795.3603 | 10882.5152 | 10969.5357 | 11056.0869 | 11141.8502 | 11226.5125 | 11309.7726 | 11391.3393 | 11470.6772 | 11547.8929 | 11621.4802 | 11691.5682 | 11758.2798 | 11821.7404 | 11882.0485 | 11939.3291 | 11993.7078 | 12045.177 | 12094.0304 | 12140.3707 | 12184.3133 | 12225.9699 | 12265.4513 | 195
OR_Residential_LI - Single Family_Existing_Space Heating_Natural Gas_Furnace | OR | Residential | LI - Multi-Family | Existing | Space Heating | Natural Gas | Building Shell - Liquid-Applied Weather-Resistive Barrier | A | ORM148 | None | Liquid-Applied Weather-Resistant Barrier | 15 | 0.066944 | 0 | 0 | 0.72 | 0 | 0.02 | 0 | 0.30173 | 0.45 | sqft wall | 0% | 0% | Retrofit | Retro1Slow | 84.81% | TBD | 0% | 1907.5898 |  | 797.7895 |  | 0 | INF_CTRL_LIQ-WRB-HVAC-AEG-1 | INF_CTRL_LIQ-WRB-HVAC-E3T-570-2 | INF_CTRL_LIQ-WRB-HVAC-E3T-570-1 | None | None | None | None | None | None | None | None | None | None | None | None | None | None | None | None | None | None | None | None | None | None | None | None | None | None | None | Liquid-Applied Weather-Resistant Barrier | Liquid-Applied Weather-Resistant Barrier | Liquid-Applied Weather-Resistant Barrier | Liquid-Applied Weather-Resistant Barrier | Liquid-Applied Weather-Resistant Barrier | Liquid-Applied Weather-Resistant Barrier | Liquid-Applied Weather-Resistant Barrier | Liquid-Applied Weather-Resistant Barrier | Liquid-Applied Weather-Resistant Barrier | Liquid-Applied Weather-Resistant Barrier | Liquid-Applied Weather-Resistant Barrier | Liquid-Applied Weather-Resistant Barrier | Liquid-Applied Weather-Resistant Barrier | Liquid-Applied Weather-Resistant Barrier | Liquid-Applied Weather-Resistant Barrier | Liquid-Applied Weather-Resistant Barrier | Liquid-Applied Weather-Resistant Barrier | Liquid-Applied Weather-Resistant Barrier | Liquid-Applied Weather-Resistant Barrier | Liquid-Applied Weather-Resistant Barrier | Liquid-Applied Weather-Resistant Barrier | Liquid-Applied Weather-Resistant Barrier | Liquid-Applied Weather-Resistant Barrier | Liquid-Applied Weather-Resistant Barrier | Liquid-Applied Weather-Resistant Barrier | Liquid-Applied Weather-Resistant Barrier | Liquid-Applied Weather-Resistant Barrier | 0.72 | 0.72 | 0.72 | 0.72 | 0.72 | 0.72 | 0.72 | 0.72 | 0.72 | 0.72 | 0.72 | 0.72 | 0.72 | 0.72 | 0.72 | 0.72 | 0.72 | 0.72 | 0.72 | 0.72 | 0.72 | 0.72 | 0.72 | 0.72 | 0.72 | 0.72 | 0.72 | 0 | 0 | 0.070613 | 0.069576 | 0.068454 | 0.067268 | 0.066021 | 0.064687 | 0.063311 | 0.06196 | 0.060705 | 0.05961 | 0.058715 | 0.058037 | 0.057541 | 0.057178 | 0.056894 | 0.056654 | 0.056442 | 0.056249 | 0.056072 | 0.055909 | 0.055758 | 0.05562 | 0.055492 | 0.055376 | 0.055268 | 0 | 0 | 0 | 0 | 0 | 0 | 0 | 0 | 0 | 0 | 0 | 0 | 0 | 0 | 0 | 0 | 0 | 0 | 0 | 0 | 0 | 0 | 0 | 0 | 0 | 0 | 0 | 0 | 0 | 0 | 0 | 0 | 0 | 0 | 0 | 0 | 0 | 0 | 0 | 0 | 0 | 0 | 0 | 0 | 0 | 0 | 0 | 0 | 0 | 0 | 0 | 0 | 0 | 0 | 0 | 0 | 0 | 0 | 0 | 0 | 0 | 0 | 0 | 0 | 0 | 0 | 0 | 0 | 0 | 0 | 0 | 0 | 0 | 0 | 0 | 0 | 0 | 0 | 0 | 0 | 0 | 0 | 0 | 0 | 0 | 0 | 0 | 0 | 0 | 0 | 0 | 0 | 0 | 0 | 0 | 0 | 0 | 0 | 0 | 0 | 0 | 0 | 0 | 0 | 0 | 0 | 0 | 0 | 0 | 0 | 0 | 0 | 0 | 0 | 0 | 0 | 0 | 0 | 0 | 0 | 0 | 0 | 0 | 0 | 0 | 0 | 0 | 0 | 0 | 0 | 0 | 0 | 0 | 0 | 0 | 0 | 0 | 0 | 0 | 0 | 0 | 0 | 0 | 0 | 0 | 0 | 0 | 0 | 0 | 0 | 0 | 0 | 0 | 0 | 0 | 0 | 0 | 0 | 0 | 0 | 0 | 0 | 0 | 0 | 0 | 0 | 0 | 0 | 0 | 0 | 0 | 0 | 0 | 0 | 0 | 0 | 0 | 0 | 0 | 0 | 0 | 0 | 0 | 0 | 0 | 0 | 0 | 0 | 0 | 0 | 0 | 0 | 0 | 0 | 0 | 0 | 0 | 0 | 0 | 0 | 0 | 0 | 0 | 0 | 0 | 0 | 0 | 0 | 0 | 0 | 0 | 0 | 0 | 0 | 0 | 0 | 0 | 0 | 0 | 0 | 0 | 0 | 0 | 0 | 0 | 0 | 0 | 0 | 0 | 0 | 0 | 0 | 0 | 0 | 0 | 0 | 0 | 0 | 0 | 0 | 0 | 0 | 0 | 0 | 0 | 0 | 0 | 0 | 0 | 0 | 0 | 0 | 0 | 0 | 0 | 0 | 0 | 0 | 0 | 0 | 0 | 0 | 0 | 0 | 0 | 0 | 0 | 0 | 0 | 0 | 0 | 0 | 0 | 0 | 0 | 0 | 0 | 0 | 0 | 0 | 0 | 0 | 0 | 0 | 0 | 0 | 0 | 0 | 0 | 0 | 0 | 0 | 0 | 0 | 0 | 0 | 0 | 0 | 0 | 0 | 0 | 0 | 0 | 0 | 0 | 0 | 0 | 0 | 0 | 0 | 0 | 0 | 0 | 0 | 0 | 0 | 0 | 0 | 0 | 0 | 0 | 0 | 0 | 0 | 0 | 0 | 0 | 0 | 0 | 0 | 0 | 0 | 0 | 0 | 0 | 0 | 0 | 0 | 0 | 0 | 0 | 0 | 0 | 0 | 0 | 0 | 0 | 0 | 0 | 0 | 0 | 0 | 0 | 0 | 0 | 0 | 0 | 0 | 0 | 0 | 0 | 0 | 0 | 0 | 0 | 0 | 0 | 0 | 0 | 0 | 0 | 0 | 0 | 0 | 0 | 0 | 0 | 0 | 0 | 0 | 0 | 0 | 0 | 0 | 0 | 0 | 0 | 0 | 0 | 0 | 0 | 0 | 0 | 0 | 0 | 0 | 0 | 0 | 0 | 0 | 1781.0637 | 1795.5532 | 1810.1336 | 1824.7475 | 1839.3388 | 1853.8514 | 1868.232 | 1882.4279 | 1896.3887 | 1910.0656 | 1923.3687 | 1936.316 | 1948.6549 | 1960.407 | 1971.593 | 1982.2339 | 1992.3462 | 2001.9508 | 2011.0689 | 2019.6991 | 2027.8907 | 2035.6609 | 2043.0291 | 2050.0139 | 2056.634 | 744.8739 | 750.9337 | 757.0315 | 763.1433 | 769.2457 | 775.3151 | 781.3293 | 787.2663 | 793.105 | 798.8249 | 804.3885 | 809.8033 | 814.9637 | 819.8786 | 824.5568 | 829.007 | 833.2362 | 837.253 | 841.0664 | 844.6757 | 848.1016 | 851.3512 | 854.4327 | 857.3539 | 860.1226 | 196
OR_Residential_LI - Single Family_Existing_Space Heating_Natural Gas_Furnace | OR | Residential | LI - Multi-Family | Existing | Space Heating | Natural Gas | Building Shell - Whole-Home Aerosol Sealing | A | ORM149 | Leaky Building | Building Sealed | 20 | 35.7301 | 0 | 0 | 386 | 0 | 13.05 | 0 | 0.30173 | 0.45 | household | 0% | 0% | Retrofit | Retro5Med | 81.71% | TBD | 0% | 1660.7739 |  | 669.8317 |  | 0 | INF_CTRL_AERO-Cooling-MNCARD-1 | INF_CTRL_AERO-Heating-NREL-1 | INF_CTRL_AERO-Heating-MNCARD-5 | Leaky Building | Leaky Building | Leaky Building | Leaky Building | Leaky Building | Leaky Building | Leaky Building | Leaky Building | Leaky Building | Leaky Building | Leaky Building | Leaky Building | Leaky Building | Leaky Building | Leaky Building | Leaky Building | Leaky Building | Leaky Building | Leaky Building | Leaky Building | Leaky Building | Leaky Building | Leaky Building | Leaky Building | Leaky Building | Leaky Building | Leaky Building | Building Sealed | Building Sealed | Building Sealed | Building Sealed | Building Sealed | Building Sealed | Building Sealed | Building Sealed | Building Sealed | Building Sealed | Building Sealed | Building Sealed | Building Sealed | Building Sealed | Building Sealed | Building Sealed | Building Sealed | Building Sealed | Building Sealed | Building Sealed | Building Sealed | Building Sealed | Building Sealed | Building Sealed | Building Sealed | Building Sealed | Building Sealed | 386 | 386 | 386 | 386 | 386 | 386 | 386 | 386 | 386 | 386 | 386 | 386 | 386 | 386 | 386 | 386 | 386 | 386 | 386 | 386 | 386 | 386 | 386 | 386 | 386 | 386 | 386 | 0 | 0 | 37.6883 | 37.1346 | 36.5361 | 35.9029 | 35.2375 | 34.5252 | 33.791 | 33.0697 | 32.3998 | 31.8155 | 31.3381 | 30.9761 | 30.7114 | 30.5177 | 30.3658 | 30.2381 | 30.1248 | 30.0219 | 29.9271 | 29.8401 | 29.7598 | 29.6859 | 29.6179 | 29.5555 | 29.4984 | 0 | 0 | 0 | 0 | 0 | 0 | 0 | 0 | 0 | 0 | 0 | 0 | 0 | 0 | 0 | 0 | 0 | 0 | 0 | 0 | 0 | 0 | 0 | 0 | 0 | 0 | 0 | 0 | 0 | 0 | 0 | 0 | 0 | 0 | 0 | 0 | 0 | 0 | 0 | 0 | 0 | 0 | 0 | 0 | 0 | 0 | 0 | 0 | 0 | 0 | 0 | 0 | 0 | 0 | 0 | 0 | 0 | 0 | 0 | 0 | 0 | 0 | 0 | 0 | 0 | 0 | 0 | 0 | 0 | 0 | 0 | 0 | 0 | 0 | 0 | 0 | 0 | 0 | 0 | 0 | 0 | 0 | 0 | 0 | 0 | 0 | 0 | 0 | 0 | 0 | 0 | 0 | 0 | 0 | 0 | 0 | 0 | 0 | 0 | 0 | 0 | 0 | 0 | 0 | 0 | 0 | 0 | 0 | 0 | 0 | 0 | 0 | 0 | 0 | 0 | 0 | 0 | 0 | 0 | 0 | 0 | 0 | 0 | 0 | 0 | 0 | 0 | 0 | 0 | 0 | 0 | 0 | 0 | 0 | 0 | 0 | 0 | 0 | 0 | 0 | 0 | 0 | 0 | 0 | 0 | 0 | 0 | 0 | 0 | 0 | 0 | 0 | 0 | 0 | 0 | 0 | 0 | 0 | 0 | 0 | 0 | 0 | 0 | 0 | 0 | 0 | 0 | 0 | 0 | 0 | 0 | 0 | 0 | 0 | 0 | 0 | 0 | 0 | 0 | 0 | 0 | 0 | 0 | 0 | 0 | 0 | 0 | 0 | 0 | 0 | 0 | 0 | 0 | 0 | 0 | 0 | 0 | 0 | 0 | 0 | 0 | 0 | 0 | 0 | 0 | 0 | 0 | 0 | 0 | 0 | 0 | 0 | 0 | 0 | 0 | 0 | 0 | 0 | 0 | 0 | 0 | 0 | 0 | 0 | 0 | 0 | 0 | 0 | 0 | 0 | 0 | 0 | 0 | 0 | 0 | 0 | 0 | 0 | 0 | 0 | 0 | 0 | 0 | 0 | 0 | 0 | 0 | 0 | 0 | 0 | 0 | 0 | 0 | 0 | 0 | 0 | 0 | 0 | 0 | 0 | 0 | 0 | 0 | 0 | 0 | 0 | 0 | 0 | 0 | 0 | 0 | 0 | 0 | 0 | 0 | 0 | 0 | 0 | 0 | 0 | 0 | 0 | 0 | 0 | 0 | 0 | 0 | 0 | 0 | 0 | 0 | 0 | 0 | 0 | 0 | 0 | 0 | 0 | 0 | 0 | 0 | 0 | 0 | 0 | 0 | 0 | 0 | 0 | 0 | 0 | 0 | 0 | 0 | 0 | 0 | 0 | 0 | 0 | 0 | 0 | 0 | 0 | 0 | 0 | 0 | 0 | 0 | 0 | 0 | 0 | 0 | 0 | 0 | 0 | 0 | 0 | 0 | 0 | 0 | 0 | 0 | 0 | 0 | 0 | 0 | 0 | 0 | 0 | 0 | 0 | 0 | 0 | 0 | 0 | 0 | 0 | 0 | 0 | 0 | 0 | 0 | 0 | 0 | 0 | 0 | 0 | 0 | 0 | 0 | 0 | 0 | 0 | 0 | 0 | 0 | 0 | 0 | 0 | 0 | 0 | 0 | 0 | 0 | 0 | 0 | 0 | 0 | 0 | 0 | 0 | 0 | 0 | 0 | 0 | 0 | 0 | 0 | 0 | 0 | 0 | 1550.6186 | 1563.2333 | 1575.9272 | 1588.6502 | 1601.3537 | 1613.9886 | 1626.5085 | 1638.8676 | 1651.0221 | 1662.9294 | 1674.5112 | 1685.7833 | 1696.5258 | 1706.7573 | 1716.496 | 1725.7601 | 1734.564 | 1742.9259 | 1750.8642 | 1758.3778 | 1765.5095 | 1772.2744 | 1778.6892 | 1784.7703 | 1790.5339 | 625.4033 | 630.4911 | 635.6109 | 640.7424 | 645.866 | 650.962 | 656.0116 | 660.9963 | 665.8985 | 670.701 | 675.3723 | 679.9186 | 684.2513 | 688.378 | 692.3058 | 696.0423 | 699.5931 | 702.9657 | 706.1674 | 709.1978 | 712.0742 | 714.8026 | 717.3899 | 719.8425 | 722.1671 | 197
OR_Residential_LI - Single Family_Existing_Space Heating_Natural Gas_Furnace | OR | Residential | LI - Multi-Family | Existing | Space Heating | Natural Gas | Windows - High Efficiency (Class 30) | A | ORM150 | Double Pane | Class 30 | 45 | 0.83079 | 0 | 0 | 26.53 | 0 | 0.3 | 0 | 1.037 | 0.25 | sqft window | 0% | 15% | Retrofit | Retro5Med | 81.71% | TBD | 0% | 2706.6963 |  | 2407.1278 |  | 0.23001 | RTF Workbook - ResMFWeatherization_v5_0 | RTF Workbook - ResMFWeatherization_v5_0 | RTF Workbook - ResMFWeatherization_v5_0 | Double Pane | Double Pane | Double Pane | Double Pane | Double Pane | Double Pane | Double Pane | Double Pane | Double Pane | Double Pane | Double Pane | Double Pane | Double Pane | Double Pane | Double Pane | Double Pane | Double Pane | Double Pane | Double Pane | Double Pane | Double Pane | Double Pane | Double Pane | Double Pane | Double Pane | Double Pane | Double Pane | Class 30 | Class 30 | Class 30 | Class 30 | Class 30 | Class 30 | Class 30 | Class 30 | Class 30 | Class 30 | Class 30 | Class 30 | Class 30 | Class 30 | Class 30 | Class 30 | Class 30 | Class 30 | Class 30 | Class 30 | Class 30 | Class 30 | Class 30 | Class 30 | Class 30 | Class 30 | Class 30 | 26.53 | 26.53 | 26.53 | 26.53 | 26.53 | 26.53 | 26.53 | 26.53 | 26.53 | 26.53 | 26.53 | 26.53 | 26.53 | 26.53 | 26.53 | 26.53 | 26.53 | 26.53 | 26.53 | 26.53 | 26.53 | 26.53 | 26.53 | 26.53 | 26.53 | 26.53 | 26.53 | 0 | 0 | 0.87477 | 0.86006 | 0.84399 | 0.82685 | 0.80875 | 0.78923 | 0.76908 | 0.74933 | 0.73113 | 0.71545 | 0.70291 | 0.69372 | 0.68732 | 0.68291 | 0.67966 | 0.67705 | 0.6748 | 0.67278 | 0.67095 | 0.66929 | 0.66777 | 0.66639 | 0.66514 | 0.66401 | 0.663 | 0.27031 | 0.33016 | 0.40114 | 0.46158 | 0.52102 | 0.60144 | 0.65051 | 0.6551 | 0.60945 | 0.51868 | 0.39898 | 0.26367 | 0.15347 | 0.074285 | 0.031647 | 0.011599 | 0.0036534 | 0.00080325 | 0.00013322 | 1.6139e-05 | 0 | 0 | 0 | 0 | 0 | 0.27031 | 0.59593 | 0.98592 | 1.4275 | 1.9172 | 2.4724 | 3.0598 | 3.6363 | 4.1574 | 4.587 | 4.9055 | 5.1051 | 5.2114 | 5.2523 | 5.259 | 5.2504 | 5.2365 | 5.2217 | 5.2076 | 5.1947 | 5.183 | 5.1723 | 5.1626 | 5.1538 | 5.1459 | 309.0074 | 383.8795 | 475.2875 | 558.2307 | 644.2304 | 762.0515 | 845.8261 | 874.2457 | 833.5728 | 724.9636 | 567.6133 | 380.082 | 223.2914 | 108.7766 | 46.5628 | 17.1313 | 5.4141 | 1.1939 | 0.19856 | 0.024114 | 0 | 0 | 0 | 0 | 0 | 309.0074 | 692.8869 | 1168.1744 | 1726.4051 | 2370.6355 | 3132.687 | 3978.5131 | 4852.7588 | 5686.3316 | 6411.2951 | 6978.9085 | 7358.9904 | 7582.2819 | 7691.0585 | 7737.6213 | 7754.7526 | 7760.1667 | 7761.3606 | 7761.5591 | 7761.5832 | 7761.5832 | 7761.5832 | 7761.5832 | 7761.5832 | 7761.5832 | 0.23001 | 0.28132 | 0.34235 | 0.39467 | 0.44646 | 0.51668 | 0.56039 | 0.56595 | 0.52791 | 0.4503 | 0.34696 | 0.22952 | 0.13366 | 0.064699 | 0.027559 | 0.010098 | 0.0031798 | 0.00069893 | 0.00011589 | 1.4035e-05 | 0 | 0 | 0 | 0 | 0 | 0.23001 | 0.50777 | 0.84143 | 1.2206 | 1.6429 | 2.124 | 2.6359 | 3.1414 | 3.6012 | 3.9823 | 4.266 | 4.444 | 4.5386 | 4.5745 | 4.5797 | 4.5711 | 4.5578 | 4.5436 | 4.53 | 4.5175 | 4.5061 | 4.4955 | 4.4859 | 4.4771 | 4.469 | 262.6563 | 326.2975 | 403.9944 | 474.4961 | 547.5958 | 647.7438 | 718.9522 | 743.1088 | 708.5369 | 616.219 | 482.4713 | 323.0697 | 189.7977 | 92.4601 | 39.5784 | 14.5616 | 4.6019 | 1.0148 | 0.16877 | 0.020497 | 0 | 0 | 0 | 0 | 0 | 262.6563 | 588.9539 | 992.9483 | 1467.4443 | 2015.0402 | 2662.784 | 3381.7362 | 4124.845 | 4833.3818 | 5449.6009 | 5932.0722 | 6255.1419 | 6444.9396 | 6537.3997 | 6576.9781 | 6591.5397 | 6596.1417 | 6597.1565 | 6597.3253 | 6597.3458 | 6597.3458 | 6597.3458 | 6597.3458 | 6597.3458 | 6597.3458 | 0 | 0 | 0 | 0 | 0 | 0 | 0 | 0 | 0 | 0 | 0 | 0 | 0 | 0 | 0 | 0 | 0 | 0 | 0 | 0 | 0 | 0 | 0 | 0 | 0 | 0 | 0 | 0 | 0 | 0 | 0 | 0 | 0 | 0 | 0 | 0 | 0 | 0 | 0 | 0 | 0 | 0 | 0 | 0 | 0 | 0 | 0 | 0 | 0 | 0 | 0 | 0 | 0 | 0 | 0 | 0 | 0 | 0 | 0 | 0 | 0 | 0 | 0 | 0 | 0 | 0 | 0 | 0 | 0 | 0 | 0 | 0 | 0 | 0 | 0 | 0 | 0 | 0 | 0 | 0 | 0 | 0 | 0 | 0 | 0 | 0 | 0 | 0 | 0 | 0 | 0 | 0 | 0 | 0 | 0 | 0 | 0 | 0 | 0 | 0 | 0 | 0 | 0 | 0 | 0 | 0 | 0 | 0 | 0 | 0 | 0 | 0 | 0 | 0 | 0 | 0 | 0 | 0 | 0 | 0 | 0 | 0 | 0 | 0 | 0 | 0 | 0 | 0 | 0 | 0 | 0 | 0 | 0 | 0 | 0 | 0 | 0 | 0 | 0 | 0 | 0 | 0 | 0 | 0 | 0 | 0 | 0 | 0 | 0 | 0 | 0 | 0 | 0 | 0 | 0 | 0 | 0 | 0 | 0 | 0 | 0 | 0 | 0 | 0 | 0 | 0 | 0 | 0 | 0 | 0 | 0 | 0 | 0 | 0 | 0 | 0 | 0 | 0 | 0 | 0 | 0 | 0 | 0 | 0 | 0 | 0 | 0 | 0 | 0 | 0 | 0 | 0 | 0 | 0 | 0 | 0 | 0 | 0 | 0 | 0 | 2527.1674 | 2547.7266 | 2568.4149 | 2589.1506 | 2609.8544 | 2630.4465 | 2650.8512 | 2670.9939 | 2690.803 | 2710.2092 | 2729.0852 | 2747.4562 | 2764.964 | 2781.6392 | 2797.5111 | 2812.6096 | 2826.958 | 2840.5861 | 2853.5238 | 2865.7693 | 2877.3924 | 2888.4176 | 2898.8723 | 2908.7832 | 2918.1765 | 2247.4685 | 2265.7523 | 2284.1509 | 2302.5917 | 2321.0041 | 2339.3171 | 2357.4634 | 2375.3768 | 2392.9935 | 2410.2519 | 2427.0388 | 2443.3765 | 2458.9466 | 2473.7763 | 2487.8915 | 2501.3189 | 2514.0793 | 2526.1991 | 2537.7049 | 2548.5951 | 2558.9318 | 2568.7368 | 2578.0344 | 2586.8484 | 2595.2021 | 198
OR_Residential_LI - Single Family_Existing_Space Heating_Natural Gas_Furnace | OR | Residential | LI - Multi-Family | Existing | Space Heating | Natural Gas | Windows - High Efficiency (Class 22) | A | ORM151 | Double Pane | Class 22 | 45 | 0.99912 | 0 | 0 | 30.72 | 0 | 0.36 | 0 | 0.89561 | 0.25 | sqft window | 0% | 15% | Retrofit | Retro5Med | 81.71% | TBD | 0% | 2619.8382 |  | 2063.1037 |  | 0.27697 | RTF Workbook - ResMFWeatherization_v5_0 | RTF Workbook - ResMFWeatherization_v5_0 | RTF Workbook - ResMFWeatherization_v5_0 | Double Pane | Double Pane | Double Pane | Double Pane | Double Pane | Double Pane | Double Pane | Double Pane | Double Pane | Double Pane | Double Pane | Double Pane | Double Pane | Double Pane | Double Pane | Double Pane | Double Pane | Double Pane | Double Pane | Double Pane | Double Pane | Double Pane | Double Pane | Double Pane | Double Pane | Double Pane | Double Pane | Class 22 | Class 22 | Class 22 | Class 22 | Class 22 | Class 22 | Class 22 | Class 22 | Class 22 | Class 22 | Class 22 | Class 22 | Class 22 | Class 22 | Class 22 | Class 22 | Class 22 | Class 22 | Class 22 | Class 22 | Class 22 | Class 22 | Class 22 | Class 22 | Class 22 | Class 22 | Class 22 | 30.72 | 30.72 | 30.72 | 30.72 | 30.72 | 30.72 | 30.72 | 30.72 | 30.72 | 30.72 | 30.72 | 30.72 | 30.72 | 30.72 | 30.72 | 30.72 | 30.72 | 30.72 | 30.72 | 30.72 | 30.72 | 30.72 | 30.72 | 30.72 | 30.72 | 30.72 | 30.72 | 0 | 0 | 1.0536 | 1.0377 | 1.0206 | 1.0024 | 0.98327 | 0.96277 | 0.94164 | 0.92088 | 0.90163 | 0.88488 | 0.87124 | 0.86097 | 0.85352 | 0.84812 | 0.84393 | 0.84043 | 0.83734 | 0.83453 | 0.83196 | 0.8296 | 0.82742 | 0.82542 | 0.82358 | 0.8219 | 0.82037 | 0.32556 | 0.39836 | 0.48506 | 0.55957 | 0.63345 | 0.73368 | 0.79646 | 0.80508 | 0.75158 | 0.64151 | 0.49453 | 0.32724 | 0.19058 | 0.092256 | 0.039296 | 0.014398 | 0.0045334 | 0.00099636 | 0.00016519 | 2.0005e-05 | 0 | 0 | 0 | 0 | 0 | 0.32556 | 0.71903 | 1.1922 | 1.7305 | 2.331 | 3.0161 | 3.7463 | 4.4688 | 5.127 | 5.6732 | 6.0803 | 6.3359 | 6.4716 | 6.523 | 6.53 | 6.5173 | 6.4979 | 6.4771 | 6.4573 | 6.439 | 6.4221 | 6.4066 | 6.3923 | 6.3793 | 6.3673 | 309.0074 | 383.8795 | 475.2875 | 558.2307 | 644.2304 | 762.0515 | 845.8261 | 874.2457 | 833.5728 | 724.9636 | 567.6133 | 380.082 | 223.2914 | 108.7766 | 46.5628 | 17.1313 | 5.4141 | 1.1939 | 0.19856 | 0.024114 | 0 | 0 | 0 | 0 | 0 | 309.0074 | 692.8869 | 1168.1744 | 1726.4051 | 2370.6355 | 3132.687 | 3978.5131 | 4852.7588 | 5686.3316 | 6411.2951 | 6978.9085 | 7358.9904 | 7582.2819 | 7691.0585 | 7737.6213 | 7754.7526 | 7760.1667 | 7761.3606 | 7761.5591 | 7761.5832 | 7761.5832 | 7761.5832 | 7761.5832 | 7761.5832 | 7761.5832 | 0.27697 | 0.33926 | 0.41364 | 0.47788 | 0.54192 | 0.62893 | 0.68426 | 0.69324 | 0.64855 | 0.55457 | 0.42808 | 0.2835 | 0.16517 | 0.079958 | 0.034054 | 0.012475 | 0.003927 | 0.00086289 | 0.00014303 | 1.7317e-05 | 0 | 0 | 0 | 0 | 0 | 0.27697 | 0.61235 | 1.0166 | 1.4779 | 1.9941 | 2.5854 | 3.2186 | 3.848 | 4.4242 | 4.9044 | 5.2634 | 5.489 | 5.6087 | 5.6535 | 5.6589 | 5.6468 | 5.6287 | 5.6095 | 5.591 | 5.5739 | 5.5581 | 5.5434 | 5.5299 | 5.5174 | 5.5059 | 262.6563 | 326.2975 | 403.9944 | 474.4961 | 547.5958 | 647.7438 | 718.9522 | 743.1088 | 708.5369 | 616.219 | 482.4713 | 323.0697 | 189.7977 | 92.4601 | 39.5784 | 14.5616 | 4.6019 | 1.0148 | 0.16877 | 0.020497 | 0 | 0 | 0 | 0 | 0 | 262.6563 | 588.9539 | 992.9483 | 1467.4443 | 2015.0402 | 2662.784 | 3381.7362 | 4124.845 | 4833.3818 | 5449.6009 | 5932.0722 | 6255.1419 | 6444.9396 | 6537.3997 | 6576.9781 | 6591.5397 | 6596.1417 | 6597.1565 | 6597.3253 | 6597.3458 | 6597.3458 | 6597.3458 | 6597.3458 | 6597.3458 | 6597.3458 | 0 | 0 | 0 | 0 | 0 | 0 | 0 | 0 | 0 | 0 | 0 | 0 | 0 | 0 | 0 | 0 | 0 | 0 | 0 | 0 | 0 | 0 | 0 | 0 | 0 | 0 | 0 | 0 | 0 | 0 | 0 | 0 | 0 | 0 | 0 | 0 | 0 | 0 | 0 | 0 | 0 | 0 | 0 | 0 | 0 | 0 | 0 | 0 | 0 | 0 | 0 | 0 | 0 | 0 | 0 | 0 | 0 | 0 | 0 | 0 | 0 | 0 | 0 | 0 | 0 | 0 | 0 | 0 | 0 | 0 | 0 | 0 | 0 | 0 | 0 | 0 | 0 | 0 | 0 | 0 | 0 | 0 | 0 | 0 | 0 | 0 | 0 | 0 | 0 | 0 | 0 | 0 | 0 | 0 | 0 | 0 | 0 | 0 | 0 | 0 | 0 | 0 | 0 | 0 | 0 | 0 | 0 | 0 | 0 | 0 | 0 | 0 | 0 | 0 | 0 | 0 | 0 | 0 | 0 | 0 | 0 | 0 | 0 | 0 | 0 | 0 | 0 | 0 | 0 | 0 | 0 | 0 | 0 | 0 | 0 | 0 | 0 | 0 | 0 | 0 | 0 | 0 | 0 | 0 | 0 | 0 | 0 | 0 | 0 | 0 | 0 | 0 | 0 | 0 | 0 | 0 | 0 | 0 | 0 | 0 | 0 | 0 | 0 | 0 | 0 | 0 | 0 | 0 | 0 | 0 | 0 | 0 | 0 | 0 | 0 | 0 | 0 | 0 | 0 | 0 | 0 | 0 | 0 | 0 | 0 | 0 | 0 | 0 | 0 | 0 | 0 | 0 | 0 | 0 | 0 | 0 | 0 | 0 | 0 | 0 | 2446.0703 | 2465.9698 | 2485.9942 | 2506.0645 | 2526.1039 | 2546.0352 | 2565.7851 | 2585.2814 | 2604.4549 | 2623.2384 | 2641.5086 | 2659.2901 | 2676.236 | 2692.3761 | 2707.7387 | 2722.3526 | 2736.2406 | 2749.4314 | 2761.9539 | 2773.8064 | 2785.0566 | 2795.728 | 2805.8472 | 2815.4401 | 2824.532 | 1926.2627 | 1941.9334 | 1957.7025 | 1973.5078 | 1989.2886 | 2004.9844 | 2020.5373 | 2035.8905 | 2050.9895 | 2065.7813 | 2080.169 | 2094.1718 | 2107.5166 | 2120.2268 | 2132.3247 | 2143.8331 | 2154.7698 | 2165.1574 | 2175.0188 | 2184.3526 | 2193.212 | 2201.6156 | 2209.5845 | 2217.1388 | 2224.2986 | 199
OR_Residential_LI - Single Family_Existing_Space Heating_Natural Gas_Furnace | OR | Residential | LI - Multi-Family | Existing | Space Heating | Natural Gas | Windows - Low-e Storm Addition | A | ORM152 | Single or Double Pane | Low-e Storm Window | 20 | 0.80145 | 0 | 0 | 11.24 | 0 | 0.29 | 0 | 0.072075 | 0.25 | sqft window | 7.5% | 50% | Retrofit | Retro5Med | 81.71% | TBD | 0% | 1814.6937 |  | 372.5631 |  | 0.63144 | RTF Workbook - ResMFWeatherization_v5_0 | RTF Workbook - ResMFWeatherization_v5_0 | RTF Workbook - ResMFWeatherization_v5_0 | Single or Double Pane | Single or Double Pane | Single or Double Pane | Single or Double Pane | Single or Double Pane | Single or Double Pane | Single or Double Pane | Single or Double Pane | Single or Double Pane | Single or Double Pane | Single or Double Pane | Single or Double Pane | Single or Double Pane | Single or Double Pane | Single or Double Pane | Single or Double Pane | Single or Double Pane | Single or Double Pane | Single or Double Pane | Single or Double Pane | Single or Double Pane | Single or Double Pane | Single or Double Pane | Single or Double Pane | Single or Double Pane | Single or Double Pane | Single or Double Pane | Low-e Storm Window | Low-e Storm Window | Low-e Storm Window | Low-e Storm Window | Low-e Storm Window | Low-e Storm Window | Low-e Storm Window | Low-e Storm Window | Low-e Storm Window | Low-e Storm Window | Low-e Storm Window | Low-e Storm Window | Low-e Storm Window | Low-e Storm Window | Low-e Storm Window | Low-e Storm Window | Low-e Storm Window | Low-e Storm Window | Low-e Storm Window | Low-e Storm Window | Low-e Storm Window | Low-e Storm Window | Low-e Storm Window | Low-e Storm Window | Low-e Storm Window | Low-e Storm Window | Low-e Storm Window | 11.24 | 11.24 | 11.24 | 11.24 | 11.24 | 11.24 | 11.24 | 11.24 | 11.24 | 11.24 | 11.24 | 11.24 | 11.24 | 11.24 | 11.24 | 11.24 | 11.24 | 11.24 | 11.24 | 11.24 | 11.24 | 11.24 | 11.24 | 11.24 | 11.24 | 11.24 | 11.24 | 0 | 0 | 0.84822 | 0.83921 | 0.82984 | 0.82021 | 0.81036 | 0.80017 | 0.78985 | 0.77974 | 0.77018 | 0.76149 | 0.7539 | 0.74748 | 0.74212 | 0.73759 | 0.73359 | 0.72998 | 0.72664 | 0.72353 | 0.72062 | 0.71791 | 0.71537 | 0.713 | 0.71078 | 0.70871 | 0.70677 | 0.74264 | 0.91277 | 1.1175 | 1.2973 | 1.4792 | 1.7277 | 1.8929 | 1.9314 | 1.819 | 1.5641 | 1.2124 | 0.80496 | 0.46951 | 0.22732 | 0.096782 | 0.035432 | 0.011146 | 0.0024475 | 0.0004054 | 4.905e-05 | 0 | 0 | 0 | 0 | 0 | 0.74264 | 1.6475 | 2.7466 | 4.012 | 5.443 | 7.1022 | 8.9036 | 10.721 | 12.4085 | 13.8327 | 14.9073 | 15.5852 | 15.9431 | 16.073 | 16.0828 | 16.0389 | 15.9766 | 15.9107 | 15.8472 | 15.7877 | 15.7319 | 15.6798 | 15.631 | 15.5854 | 15.5427 | 875.5211 | 1087.6585 | 1346.648 | 1581.6536 | 1825.3194 | 2159.146 | 2396.5074 | 2477.0294 | 2361.7895 | 2054.0635 | 1608.2378 | 1076.8989 | 632.6591 | 308.2005 | 131.9279 | 48.5387 | 15.3398 | 3.3828 | 0.56258 | 0.068324 | 0 | 0 | 0 | 0 | 0 | 875.5211 | 1963.1796 | 3309.8276 | 4891.4812 | 6716.8005 | 8875.9465 | 11272.4539 | 13749.4832 | 16111.2728 | 18165.3362 | 19773.574 | 20850.4729 | 21483.132 | 21791.3325 | 21923.2604 | 21971.799 | 21987.1389 | 21990.5216 | 21991.0842 | 21991.1525 | 21991.1525 | 21991.1525 | 21991.1525 | 21991.1525 | 21991.1525 | 0.63144 | 0.7764 | 0.95099 | 1.1046 | 1.2602 | 1.473 | 1.6152 | 1.6494 | 1.5546 | 1.3376 | 1.0373 | 0.6889 | 0.40187 | 0.19458 | 0.082837 | 0.030325 | 0.009539 | 0.0020944 | 0.00034689 | 4.1967e-05 | 0 | 0 | 0 | 0 | 0 | 0.63144 | 1.4014 | 2.3374 | 3.4161 | 4.6375 | 6.0555 | 7.5974 | 9.1556 | 10.6047 | 11.8294 | 12.7543 | 13.3382 | 13.6462 | 13.7576 | 13.7655 | 13.727 | 13.6726 | 13.6151 | 13.5597 | 13.5077 | 13.459 | 13.4133 | 13.3705 | 13.3305 | 13.2931 | 744.1929 | 924.5097 | 1144.6508 | 1344.4055 | 1551.5214 | 1835.2741 | 2037.0313 | 2105.475 | 2007.5211 | 1745.9539 | 1367.0021 | 915.3641 | 537.7602 | 261.9704 | 112.1387 | 41.2579 | 13.0389 | 2.8753 | 0.47819 | 0.058075 | 0 | 0 | 0 | 0 | 0 | 744.1929 | 1668.7026 | 2813.3535 | 4157.759 | 5709.2804 | 7544.5545 | 9581.5858 | 11687.0608 | 13694.5819 | 15440.5358 | 16807.5379 | 17722.902 | 18260.6622 | 18522.6326 | 18634.7713 | 18676.0292 | 18689.068 | 18691.9434 | 18692.4216 | 18692.4796 | 18692.4796 | 18692.4796 | 18692.4796 | 18692.4796 | 18692.4796 | 0 | 0 | 0 | 0 | 0 | 0 | 0 | 0 | 0 | 0 | 0 | 0 | 0 | 0 | 0 | 0 | 0 | 0 | 0 | 0 | 0 | 0 | 0 | 0 | 0 | 0 | 0 | 0 | 0 | 0 | 0 | 0 | 0 | 0 | 0 | 0 | 0 | 0 | 0 | 0 | 0 | 0 | 0 | 0 | 0 | 0 | 0 | 0 | 0 | 0 | 0 | 0 | 0 | 0 | 0 | 0 | 0 | 0 | 0 | 0 | 0 | 0 | 0 | 0 | 0 | 0 | 0 | 0 | 0 | 0 | 0 | 0 | 0 | 0 | 0 | 0 | 0 | 0 | 0 | 0 | 0 | 0 | 0 | 0 | 0 | 0 | 0 | 0 | 0 | 0 | 0 | 0 | 0 | 0 | 0 | 0 | 0 | 0 | 0 | 0 | 0.63144 | 0.7764 | 0.95099 | 1.1046 | 1.2602 | 1.473 | 1.6152 | 1.6494 | 1.5546 | 1.3376 | 1.0373 | 0.6889 | 0.40187 | 0.19458 | 0.082837 | 0.030325 | 0.009539 | 0.0020944 | 0.00034689 | 4.1967e-05 | 0 | 0 | 0 | 0 | 0 | 0.63144 | 1.4014 | 2.3374 | 3.4161 | 4.6375 | 6.0555 | 7.5974 | 9.1556 | 10.6047 | 11.8294 | 12.7543 | 13.3382 | 13.6462 | 13.7576 | 13.7655 | 13.727 | 13.6726 | 13.6151 | 13.5597 | 13.5077 | 13.459 | 13.4133 | 13.3705 | 13.3305 | 13.2931 | 744.1929 | 924.5097 | 1144.6508 | 1344.4055 | 1551.5214 | 1835.2741 | 2037.0313 | 2105.475 | 2007.5211 | 1745.9539 | 1367.0021 | 915.3641 | 537.7602 | 261.9704 | 112.1387 | 41.2579 | 13.0389 | 2.8753 | 0.47819 | 0.058075 | 0 | 0 | 0 | 0 | 0 | 744.1929 | 1668.7026 | 2813.3535 | 4157.759 | 5709.2804 | 7544.5545 | 9581.5858 | 11687.0608 | 13694.5819 | 15440.5358 | 16807.5379 | 17722.902 | 18260.6622 | 18522.6326 | 18634.7713 | 18676.0292 | 18689.068 | 18691.9434 | 18692.4216 | 18692.4796 | 18692.4796 | 18692.4796 | 18692.4796 | 18692.4796 | 18692.4796 | 1694.3292 | 1708.113 | 1721.9834 | 1735.8856 | 1749.7664 | 1763.5723 | 1777.2525 | 1790.7571 | 1804.0381 | 1817.0489 | 1829.7042 | 1842.021 | 1853.759 | 1864.9388 | 1875.5801 | 1885.7028 | 1895.3226 | 1904.4595 | 1913.1335 | 1921.3435 | 1929.1361 | 1936.5279 | 1943.5373 | 1950.182 | 1956.4797 | 347.8518 | 350.6817 | 353.5293 | 356.3835 | 359.2333 | 362.0677 | 364.8763 | 367.6488 | 370.3754 | 373.0466 | 375.6448 | 378.1734 | 380.5833 | 382.8786 | 385.0633 | 387.1415 | 389.1165 | 390.9923 | 392.7731 | 394.4586 | 396.0585 | 397.5761 | 399.0151 | 400.3793 | 401.6722 | 200
OR_Residential_LI - Single Family_Existing_Space Heating_Natural Gas_Furnace | OR | Residential | LI - Multi-Family | Existing | Space Heating | Natural Gas | ENERGY STAR Doors - Storm and Thermal | A | ORM153 | R-2.5 Door | R-5 Door | 40 | 20.6826 | 0 | 0 | 619.69 | 0 | 7.55 | 0 | 0.97343 | 0.25 | household | 75% | 80% | Retrofit | Retro5Med | 81.71% | TBD | 0% | 2636.5921 |  | 2219.6401 |  | 0.053731 | Avista TRM - 07.01.21 - Energy Star Rated Doors | Avista TRM - 07.01.21 - Energy Star Rated Doors | Avista TRM - 07.01.21 - Energy Star Rated Doors | R-2.5 Door | R-2.5 Door | R-2.5 Door | R-2.5 Door | R-2.5 Door | R-2.5 Door | R-2.5 Door | R-2.5 Door | R-2.5 Door | R-2.5 Door | R-2.5 Door | R-2.5 Door | R-2.5 Door | R-2.5 Door | R-2.5 Door | R-2.5 Door | R-2.5 Door | R-2.5 Door | R-2.5 Door | R-2.5 Door | R-2.5 Door | R-2.5 Door | R-2.5 Door | R-2.5 Door | R-2.5 Door | R-2.5 Door | R-2.5 Door | R-5 Door | R-5 Door | R-5 Door | R-5 Door | R-5 Door | R-5 Door | R-5 Door | R-5 Door | R-5 Door | R-5 Door | R-5 Door | R-5 Door | R-5 Door | R-5 Door | R-5 Door | R-5 Door | R-5 Door | R-5 Door | R-5 Door | R-5 Door | R-5 Door | R-5 Door | R-5 Door | R-5 Door | R-5 Door | R-5 Door | R-5 Door | 619.69 | 619.69 | 619.69 | 619.69 | 619.69 | 619.69 | 619.69 | 619.69 | 619.69 | 619.69 | 619.69 | 619.69 | 619.69 | 619.69 | 619.69 | 619.69 | 619.69 | 619.69 | 619.69 | 619.69 | 619.69 | 619.69 | 619.69 | 619.69 | 619.69 | 619.69 | 619.69 | 0 | 0 | 21.8161 | 21.4956 | 21.1491 | 20.7826 | 20.3974 | 19.9851 | 19.5601 | 19.1426 | 18.7548 | 18.4166 | 18.1402 | 17.9307 | 17.7775 | 17.6653 | 17.5774 | 17.5035 | 17.4379 | 17.3783 | 17.3235 | 17.2731 | 17.2266 | 17.1839 | 17.1445 | 17.1084 | 17.0753 | 0.063161 | 0.077312 | 0.094179 | 0.1087 | 0.12312 | 0.14269 | 0.15501 | 0.1568 | 0.14647 | 0.12509 | 0.096471 | 0.063852 | 0.037192 | 0.018004 | 0.0076683 | 0.0028094 | 0.00088455 | 0.00019439 | 3.2227e-05 | 3.9025e-06 | 0 | 0 | 0 | 0 | 0 | 0.063161 | 0.13955 | 0.23147 | 0.33616 | 0.45305 | 0.58658 | 0.72912 | 0.87035 | 0.99919 | 1.1063 | 1.1861 | 1.2363 | 1.2629 | 1.273 | 1.2743 | 1.2717 | 1.2679 | 1.2637 | 1.2598 | 1.2561 | 1.2527 | 1.2496 | 1.2467 | 1.2441 | 1.2417 | 2.8952 | 3.5967 | 4.4531 | 5.2302 | 6.0359 | 7.1398 | 7.9247 | 8.191 | 7.8099 | 6.7923 | 5.3181 | 3.5611 | 2.0921 | 1.0192 | 0.43626 | 0.16051 | 0.050725 | 0.011186 | 0.0018603 | 0.00022593 | 0 | 0 | 0 | 0 | 0 | 2.8952 | 6.4918 | 10.9449 | 16.1751 | 22.211 | 29.3508 | 37.2756 | 45.4666 | 53.2765 | 60.0688 | 65.3869 | 68.948 | 71.04 | 72.0592 | 72.4955 | 72.656 | 72.7067 | 72.7179 | 72.7197 | 72.72 | 72.72 | 72.72 | 72.72 | 72.72 | 72.72 | 0.053731 | 0.065836 | 0.080297 | 0.092809 | 0.10529 | 0.12227 | 0.1331 | 0.13493 | 0.1263 | 0.10805 | 0.083437 | 0.055268 | 0.032203 | 0.015589 | 0.0066392 | 0.002432 | 0.00076554 | 0.0001682 | 2.7879e-05 | 3.3753e-06 | 0 | 0 | 0 | 0 | 0 | 0.053731 | 0.11883 | 0.19736 | 0.28702 | 0.38746 | 0.50262 | 0.62608 | 0.74897 | 0.8616 | 0.95556 | 1.0259 | 1.0701 | 1.0935 | 1.1022 | 1.1033 | 1.1009 | 1.0973 | 1.0935 | 1.0898 | 1.0864 | 1.0832 | 1.0803 | 1.0776 | 1.0751 | 1.0728 | 2.4609 | 3.0572 | 3.7851 | 4.4457 | 5.1305 | 6.0689 | 6.736 | 6.9623 | 6.6384 | 5.7735 | 4.5204 | 3.0269 | 1.7783 | 0.86628 | 0.37082 | 0.13643 | 0.043117 | 0.0095081 | 0.0015813 | 0.00019204 | 0 | 0 | 0 | 0 | 0 | 2.4609 | 5.518 | 9.3031 | 13.7488 | 18.8793 | 24.9482 | 31.6842 | 38.6466 | 45.285 | 51.0585 | 55.5789 | 58.6058 | 60.384 | 61.2503 | 61.6211 | 61.7576 | 61.8007 | 61.8102 | 61.8118 | 61.812 | 61.812 | 61.812 | 61.812 | 61.812 | 61.812 | 0 | 0 | 0 | 0 | 0 | 0 | 0 | 0 | 0 | 0 | 0 | 0 | 0 | 0 | 0 | 0 | 0 | 0 | 0 | 0 | 0 | 0 | 0 | 0 | 0 | 0 | 0 | 0 | 0 | 0 | 0 | 0 | 0 | 0 | 0 | 0 | 0 | 0 | 0 | 0 | 0 | 0 | 0 | 0 | 0 | 0 | 0 | 0 | 0 | 0 | 0 | 0 | 0 | 0 | 0 | 0 | 0 | 0 | 0 | 0 | 0 | 0 | 0 | 0 | 0 | 0 | 0 | 0 | 0 | 0 | 0 | 0 | 0 | 0 | 0 | 0 | 0 | 0 | 0 | 0 | 0 | 0 | 0 | 0 | 0 | 0 | 0 | 0 | 0 | 0 | 0 | 0 | 0 | 0 | 0 | 0 | 0 | 0 | 0 | 0 | 0 | 0 | 0 | 0 | 0 | 0 | 0 | 0 | 0 | 0 | 0 | 0 | 0 | 0 | 0 | 0 | 0 | 0 | 0 | 0 | 0 | 0 | 0 | 0 | 0 | 0 | 0 | 0 | 0 | 0 | 0 | 0 | 0 | 0 | 0 | 0 | 0 | 0 | 0 | 0 | 0 | 0 | 0 | 0 | 0 | 0 | 0 | 0 | 0 | 0 | 0 | 0 | 0 | 0 | 0 | 0 | 0 | 0 | 0 | 0 | 0 | 0 | 0 | 0 | 0 | 0 | 0 | 0 | 0 | 0 | 0 | 0 | 0 | 0 | 0 | 0 | 0 | 0 | 0 | 0 | 0 | 0 | 0 | 0 | 0 | 0 | 0 | 0 | 0 | 0 | 0 | 0 | 0 | 0 | 0 | 0 | 0 | 0 | 0 | 0 | 2461.713 | 2481.7397 | 2501.8921 | 2522.0908 | 2542.2584 | 2562.3172 | 2582.1933 | 2601.8143 | 2621.1104 | 2640.014 | 2658.401 | 2676.2963 | 2693.3506 | 2709.5939 | 2725.0547 | 2739.7621 | 2753.7389 | 2767.014 | 2779.6166 | 2791.545 | 2802.867 | 2813.6067 | 2823.7907 | 2833.4448 | 2842.5949 | 2072.4164 | 2089.2761 | 2106.2417 | 2123.2461 | 2140.2244 | 2157.1111 | 2173.844 | 2190.3621 | 2206.6067 | 2222.5209 | 2238.0002 | 2253.0655 | 2267.4228 | 2281.0974 | 2294.1132 | 2306.4948 | 2318.2613 | 2329.4371 | 2340.0467 | 2350.0887 | 2359.6203 | 2368.6615 | 2377.235 | 2385.3625 | 2393.0655 | 201
OR_Residential_LI - Single Family_Existing_Space Heating_Natural Gas_Furnace | OR | Residential | LI - Multi-Family | Existing | Space Heating | Natural Gas | Combined Boiler + DHW System | A | ORM154 | Gas space heating AFUE 80% and water heating baseline storage tank 40 gal | Combined tankless boiler unit for space and DHW | 21 | 39.109 | 0 | 0 | 5368.77 | 0 | 14.37 | 0 | 0.30173 | 0.45 | household | 1% | 10% | Lost Opportunity | LO12Med | 85% | TBD | 0% | 22448.0278 |  | 11373.6314 |  | 0 | CNGC Program Data | CNGC Program Data | AEG Calculated | Gas space heating AFUE 80% and water heating baseline storage tank 40 gal | Gas space heating AFUE 80% and water heating baseline storage tank 40 gal | Gas space heating AFUE 80% and water heating baseline storage tank 40 gal | Gas space heating AFUE 80% and water heating baseline storage tank 40 gal | Gas space heating AFUE 80% and water heating baseline storage tank 40 gal | Gas space heating AFUE 80% and water heating baseline storage tank 40 gal | Gas space heating AFUE 80% and water heating baseline storage tank 40 gal | Gas space heating AFUE 80% and water heating baseline storage tank 40 gal | Gas space heating AFUE 80% and water heating baseline storage tank 40 gal | Gas space heating AFUE 80% and water heating baseline storage tank 40 gal | Gas space heating AFUE 80% and water heating baseline storage tank 40 gal | Gas space heating AFUE 80% and water heating baseline storage tank 40 gal | Gas space heating AFUE 80% and water heating baseline storage tank 40 gal | Gas space heating AFUE 80% and water heating baseline storage tank 40 gal | Gas space heating AFUE 80% and water heating baseline storage tank 40 gal | Gas space heating AFUE 80% and water heating baseline storage tank 40 gal | Gas space heating AFUE 80% and water heating baseline storage tank 40 gal | Gas space heating AFUE 80% and water heating baseline storage tank 40 gal | Gas space heating AFUE 80% and water heating baseline storage tank 40 gal | Gas space heating AFUE 80% and water heating baseline storage tank 40 gal | Gas space heating AFUE 80% and water heating baseline storage tank 40 gal | Gas space heating AFUE 80% and water heating baseline storage tank 40 gal | Gas space heating AFUE 80% and water heating baseline storage tank 40 gal | Gas space heating AFUE 80% and water heating baseline storage tank 40 gal | Gas space heating AFUE 80% and water heating baseline storage tank 40 gal | Gas space heating AFUE 80% and water heating baseline storage tank 40 gal | Gas space heating AFUE 80% and water heating baseline storage tank 40 gal | Combined tankless boiler unit for space and DHW | Combined tankless boiler unit for space and DHW | Combined tankless boiler unit for space and DHW | Combined tankless boiler unit for space and DHW | Combined tankless boiler unit for space and DHW | Combined tankless boiler unit for space and DHW | Combined tankless boiler unit for space and DHW | Combined tankless boiler unit for space and DHW | Combined tankless boiler unit for space and DHW | Combined tankless boiler unit for space and DHW | Combined tankless boiler unit for space and DHW | Combined tankless boiler unit for space and DHW | Combined tankless boiler unit for space and DHW | Combined tankless boiler unit for space and DHW | Combined tankless boiler unit for space and DHW | Combined tankless boiler unit for space and DHW | Combined tankless boiler unit for space and DHW | Combined tankless boiler unit for space and DHW | Combined tankless boiler unit for space and DHW | Combined tankless boiler unit for space and DHW | Combined tankless boiler unit for space and DHW | Combined tankless boiler unit for space and DHW | Combined tankless boiler unit for space and DHW | Combined tankless boiler unit for space and DHW | Combined tankless boiler unit for space and DHW | Combined tankless boiler unit for space and DHW | Combined tankless boiler unit for space and DHW | 5368.77 | 5368.77 | 5368.77 | 5368.77 | 5368.77 | 5368.77 | 5368.77 | 5368.77 | 5368.77 | 5368.77 | 5368.77 | 5368.77 | 5368.77 | 5368.77 | 5368.77 | 5368.77 | 5368.77 | 5368.77 | 5368.77 | 5368.77 | 5368.77 | 5368.77 | 5368.77 | 5368.77 | 5368.77 | 5368.77 | 5368.77 | 0 | 0 | 0 | 0 | 0 | 0 | 0 | 0 | 0 | 0 | 0 | 0 | 0 | 0 | 0 | 0 | 0 | 0 | 0 | 0 | 0 | 0 | 0 | 0 | 0 | 0 | 0 | 0 | 0 | 0 | 0 | 0 | 0 | 0 | 0 | 0 | 0 | 0 | 0 | 0 | 0 | 0 | 0 | 0 | 0 | 0 | 0 | 0 | 0 | 0 | 0 | 0 | 0 | 0 | 0 | 0 | 0 | 0 | 0 | 0 | 0 | 0 | 0 | 0 | 0 | 0 | 0 | 0 | 0 | 0 | 0 | 0 | 0 | 0 | 0 | 0 | 0 | 0 | 0 | 0 | 0 | 0 | 0 | 0 | 0 | 0 | 0 | 0 | 0 | 0 | 0 | 0 | 0 | 0 | 0 | 0 | 0 | 0 | 0 | 0 | 0 | 0 | 0 | 0 | 0 | 0 | 0 | 0 | 0 | 0 | 0 | 0 | 0 | 0 | 0 | 0 | 0 | 0 | 0 | 0 | 0 | 0 | 0 | 0 | 0 | 0 | 0 | 0 | 0 | 0 | 0 | 0 | 0 | 0 | 0 | 0 | 0 | 0 | 0 | 0 | 0 | 0 | 0 | 0 | 0 | 0 | 0 | 0 | 0 | 0 | 0 | 0 | 0 | 0 | 0 | 0 | 0 | 0 | 0 | 0 | 0 | 0 | 0 | 0 | 0 | 0 | 0 | 0 | 0 | 0 | 0 | 0 | 0 | 0 | 0 | 0 | 0 | 0 | 0 | 0 | 0 | 0 | 0 | 0 | 0 | 0 | 0 | 0 | 0 | 0 | 0 | 0 | 0 | 0 | 0 | 0 | 0 | 0 | 0 | 0 | 0 | 0 | 0 | 0 | 0 | 0 | 0 | 0 | 0 | 0 | 0 | 0 | 0 | 0 | 0 | 0 | 0 | 0 | 0 | 0 | 0 | 0 | 0 | 0 | 0 | 0 | 0 | 0 | 0 | 0 | 0 | 0 | 0 | 0 | 0 | 0 | 0 | 0 | 0 | 0 | 0 | 0 | 0 | 0 | 0 | 0 | 0 | 0 | 0 | 0 | 0 | 0 | 0 | 0 | 0 | 0 | 0 | 0 | 0 | 0 | 0 | 0 | 0 | 0 | 0 | 0 | 0 | 0 | 0 | 0 | 0 | 0 | 0 | 0 | 0 | 0 | 0 | 0 | 0 | 0 | 0 | 0 | 0 | 0 | 0 | 0 | 0 | 0 | 0 | 0 | 0 | 0 | 0 | 0 | 0 | 0 | 0 | 0 | 0 | 0 | 0 | 0 | 0 | 0 | 0 | 0 | 0 | 0 | 0 | 0 | 0 | 0 | 0 | 0 | 0 | 0 | 0 | 0 | 0 | 0 | 0 | 0 | 0 | 0 | 0 | 0 | 0 | 0 | 0 | 0 | 0 | 0 | 0 | 0 | 0 | 0 | 0 | 0 | 0 | 0 | 0 | 0 | 0 | 0 | 0 | 0 | 0 | 0 | 0 | 0 | 0 | 0 | 0 | 0 | 0 | 0 | 0 | 0 | 0 | 0 | 0 | 0 | 0 | 0 | 0 | 0 | 0 | 0 | 0 | 0 | 0 | 0 | 0 | 0 | 0 | 0 | 0 | 0 | 0 | 0 | 0 | 0 | 0 | 0 | 0 | 0 | 0 | 0 | 0 | 0 | 0 | 0 | 0 | 0 | 0 | 0 | 0 | 0 | 0 | 0 | 0 | 0 | 0 | 0 | 0 | 0 | 0 | 0 | 0 | 0 | 0 | 0 | 0 | 0 | 0 | 0 | 0 | 0 | 0 | 0 | 0 | 0 | 0 | 0 | 0 | 0 | 0 | 20479.4012 | 20731.9922 | 20998.9145 | 21273.0043 | 21547.9069 | 21817.1661 | 22074.6627 | 22314.5682 | 22531.3795 | 22719.9746 | 22883.9155 | 23026.1545 | 23149.394 | 23256.0365 | 23348.2389 | 23427.8534 | 23496.5278 | 23555.1874 | 23605.85 | 23649.6273 | 23687.3846 | 23719.9614 | 23747.9362 | 23771.9672 | 23792.6038 | 10376.1971 | 10504.1761 | 10639.4163 | 10778.2881 | 10917.5716 | 11053.9958 | 11184.4604 | 11306.0121 | 11415.8628 | 11511.4174 | 11594.4805 | 11666.548 | 11728.9891 | 11783.0212 | 11829.7369 | 11870.0748 | 11904.8697 | 11934.5905 | 11960.2594 | 11982.4399 | 12001.5702 | 12018.0757 | 12032.2496 | 12044.4252 | 12054.8811 | 202
OR_Residential_LI - Single Family_Existing_Space Heating_Natural Gas_Furnace | OR | Residential | LI - Multi-Family | Existing | Water Heating | Natural Gas | Combined Boiler + DHW System | A | ORM155 | Gas space heating AFUE 80% and water heating baseline storage tank 40 gal | Combined tankless boiler unit for space and DHW | 21 | 31.5649 | 0 | 0 | 5368.77 | 0 | 14.37 | 0 | 0.30173 | 0.45 | household | 1% | 10% | Lost Opportunity | LO12Med | 85% | TBD | 0% | 22448.0278 |  | 11373.6314 |  | 0 | CNGC Program Data | CNGC Program Data | AEG Calculated | Gas space heating AFUE 80% and water heating baseline storage tank 40 gal | Gas space heating AFUE 80% and water heating baseline storage tank 40 gal | Gas space heating AFUE 80% and water heating baseline storage tank 40 gal | Gas space heating AFUE 80% and water heating baseline storage tank 40 gal | Gas space heating AFUE 80% and water heating baseline storage tank 40 gal | Gas space heating AFUE 80% and water heating baseline storage tank 40 gal | Gas space heating AFUE 80% and water heating baseline storage tank 40 gal | Gas space heating AFUE 80% and water heating baseline storage tank 40 gal | Gas space heating AFUE 80% and water heating baseline storage tank 40 gal | Gas space heating AFUE 80% and water heating baseline storage tank 40 gal | Gas space heating AFUE 80% and water heating baseline storage tank 40 gal | Gas space heating AFUE 80% and water heating baseline storage tank 40 gal | Gas space heating AFUE 80% and water heating baseline storage tank 40 gal | Gas space heating AFUE 80% and water heating baseline storage tank 40 gal | Gas space heating AFUE 80% and water heating baseline storage tank 40 gal | Gas space heating AFUE 80% and water heating baseline storage tank 40 gal | Gas space heating AFUE 80% and water heating baseline storage tank 40 gal | Gas space heating AFUE 80% and water heating baseline storage tank 40 gal | Gas space heating AFUE 80% and water heating baseline storage tank 40 gal | Gas space heating AFUE 80% and water heating baseline storage tank 40 gal | Gas space heating AFUE 80% and water heating baseline storage tank 40 gal | Gas space heating AFUE 80% and water heating baseline storage tank 40 gal | Gas space heating AFUE 80% and water heating baseline storage tank 40 gal | Gas space heating AFUE 80% and water heating baseline storage tank 40 gal | Gas space heating AFUE 80% and water heating baseline storage tank 40 gal | Gas space heating AFUE 80% and water heating baseline storage tank 40 gal | Gas space heating AFUE 80% and water heating baseline storage tank 40 gal | Combined tankless boiler unit for space and DHW | Combined tankless boiler unit for space and DHW | Combined tankless boiler unit for space and DHW | Combined tankless boiler unit for space and DHW | Combined tankless boiler unit for space and DHW | Combined tankless boiler unit for space and DHW | Combined tankless boiler unit for space and DHW | Combined tankless boiler unit for space and DHW | Combined tankless boiler unit for space and DHW | Combined tankless boiler unit for space and DHW | Combined tankless boiler unit for space and DHW | Combined tankless boiler unit for space and DHW | Combined tankless boiler unit for space and DHW | Combined tankless boiler unit for space and DHW | Combined tankless boiler unit for space and DHW | Combined tankless boiler unit for space and DHW | Combined tankless boiler unit for space and DHW | Combined tankless boiler unit for space and DHW | Combined tankless boiler unit for space and DHW | Combined tankless boiler unit for space and DHW | Combined tankless boiler unit for space and DHW | Combined tankless boiler unit for space and DHW | Combined tankless boiler unit for space and DHW | Combined tankless boiler unit for space and DHW | Combined tankless boiler unit for space and DHW | Combined tankless boiler unit for space and DHW | Combined tankless boiler unit for space and DHW | 5368.77 | 5368.77 | 5368.77 | 5368.77 | 5368.77 | 5368.77 | 5368.77 | 5368.77 | 5368.77 | 5368.77 | 5368.77 | 5368.77 | 5368.77 | 5368.77 | 5368.77 | 5368.77 | 5368.77 | 5368.77 | 5368.77 | 5368.77 | 5368.77 | 5368.77 | 5368.77 | 5368.77 | 5368.77 | 5368.77 | 5368.77 | 0 | 0 | 30.8323 | 30.379 | 29.8948 | 29.3803 | 28.8338 | 28.26 | 27.6655 | 27.0542 | 26.4356 | 25.8202 | 25.2176 | 24.6341 | 24.0895 | 23.5921 | 23.1465 | 22.7471 | 22.3916 | 22.0693 | 21.7533 | 21.4428 | 21.1385 | 20.8415 | 20.5532 | 20.2766 | 20.0155 | 0 | 0 | 0 | 0 | 0 | 0 | 0 | 0 | 0 | 0 | 0 | 0 | 0 | 0 | 0 | 0 | 0 | 0 | 0 | 0 | 0 | 0 | 0 | 0 | 0 | 0 | 0 | 0 | 0 | 0 | 0 | 0 | 0 | 0 | 0 | 0 | 0 | 0 | 0 | 0 | 0 | 0 | 0 | 0 | 0 | 0 | 0 | 0 | 0 | 0 | 0 | 0 | 0 | 0 | 0 | 0 | 0 | 0 | 0 | 0 | 0 | 0 | 0 | 0 | 0 | 0 | 0 | 0 | 0 | 0 | 0 | 0 | 0 | 0 | 0 | 0 | 0 | 0 | 0 | 0 | 0 | 0 | 0 | 0 | 0 | 0 | 0 | 0 | 0 | 0 | 0 | 0 | 0 | 0 | 0 | 0 | 0 | 0 | 0 | 0 | 0 | 0 | 0 | 0 | 0 | 0 | 0 | 0 | 0 | 0 | 0 | 0 | 0 | 0 | 0 | 0 | 0 | 0 | 0 | 0 | 0 | 0 | 0 | 0 | 0 | 0 | 0 | 0 | 0 | 0 | 0 | 0 | 0 | 0 | 0 | 0 | 0 | 0 | 0 | 0 | 0 | 0 | 0 | 0 | 0 | 0 | 0 | 0 | 0 | 0 | 0 | 0 | 0 | 0 | 0 | 0 | 0 | 0 | 0 | 0 | 0 | 0 | 0 | 0 | 0 | 0 | 0 | 0 | 0 | 0 | 0 | 0 | 0 | 0 | 0 | 0 | 0 | 0 | 0 | 0 | 0 | 0 | 0 | 0 | 0 | 0 | 0 | 0 | 0 | 0 | 0 | 0 | 0 | 0 | 0 | 0 | 0 | 0 | 0 | 0 | 0 | 0 | 0 | 0 | 0 | 0 | 0 | 0 | 0 | 0 | 0 | 0 | 0 | 0 | 0 | 0 | 0 | 0 | 0 | 0 | 0 | 0 | 0 | 0 | 0 | 0 | 0 | 0 | 0 | 0 | 0 | 0 | 0 | 0 | 0 | 0 | 0 | 0 | 0 | 0 | 0 | 0 | 0 | 0 | 0 | 0 | 0 | 0 | 0 | 0 | 0 | 0 | 0 | 0 | 0 | 0 | 0 | 0 | 0 | 0 | 0 | 0 | 0 | 0 | 0 | 0 | 0 | 0 | 0 | 0 | 0 | 0 | 0 | 0 | 0 | 0 | 0 | 0 | 0 | 0 | 0 | 0 | 0 | 0 | 0 | 0 | 0 | 0 | 0 | 0 | 0 | 0 | 0 | 0 | 0 | 0 | 0 | 0 | 0 | 0 | 0 | 0 | 0 | 0 | 0 | 0 | 0 | 0 | 0 | 0 | 0 | 0 | 0 | 0 | 0 | 0 | 0 | 0 | 0 | 0 | 0 | 0 | 0 | 0 | 0 | 0 | 0 | 0 | 0 | 0 | 0 | 0 | 0 | 0 | 0 | 0 | 0 | 0 | 0 | 0 | 0 | 0 | 0 | 0 | 0 | 0 | 0 | 0 | 0 | 0 | 0 | 0 | 0 | 0 | 0 | 0 | 0 | 0 | 0 | 0 | 0 | 0 | 0 | 0 | 0 | 0 | 0 | 0 | 0 | 0 | 0 | 0 | 0 | 0 | 0 | 0 | 0 | 0 | 0 | 0 | 0 | 0 | 0 | 0 | 0 | 0 | 0 | 0 | 0 | 0 | 0 | 0 | 0 | 0 | 0 | 0 | 0 | 0 | 0 | 0 | 20479.4012 | 20731.9922 | 20998.9145 | 21273.0043 | 21547.9069 | 21817.1661 | 22074.6627 | 22314.5682 | 22531.3795 | 22719.9746 | 22883.9155 | 23026.1545 | 23149.394 | 23256.0365 | 23348.2389 | 23427.8534 | 23496.5278 | 23555.1874 | 23605.85 | 23649.6273 | 23687.3846 | 23719.9614 | 23747.9362 | 23771.9672 | 23792.6038 | 10376.1971 | 10504.1761 | 10639.4163 | 10778.2881 | 10917.5716 | 11053.9958 | 11184.4604 | 11306.0121 | 11415.8628 | 11511.4174 | 11594.4805 | 11666.548 | 11728.9891 | 11783.0212 | 11829.7369 | 11870.0748 | 11904.8697 | 11934.5905 | 11960.2594 | 11982.4399 | 12001.5702 | 12018.0757 | 12032.2496 | 12044.4252 | 12054.8811 | 203
OR_Residential_LI - Single Family_Existing_Space Heating_Natural Gas_Furnace | OR | Residential | LI - Multi-Family | Existing | Space Heating | Natural Gas | HVAC - Energy Recovery Ventilator | A | ORM156 | None | Installed | 20 | 4.0325 | 0 | 0 | 2148.56 | 0 | 1.45 | 0 | 0.30173 | 0.45 | household | 0% | 0% | Retrofit | Retro3Slow | 84.16% | TBD | 0% | 64087.0493 |  | 33036.1374 |  | 0 | DL20_RES_HRV-Heat-2021PLN-v2-2 | DL20_RES_HRV-Heat-2021PLN-v2-2 | DL20_RES_HRV-Heat-2021PLN-v2-1 | None | None | None | None | None | None | None | None | None | None | None | None | None | None | None | None | None | None | None | None | None | None | None | None | None | None | None | Installed | Installed | Installed | Installed | Installed | Installed | Installed | Installed | Installed | Installed | Installed | Installed | Installed | Installed | Installed | Installed | Installed | Installed | Installed | Installed | Installed | Installed | Installed | Installed | Installed | Installed | Installed | 2148.56 | 2148.56 | 2148.56 | 2148.56 | 2148.56 | 2148.56 | 2148.56 | 2148.56 | 2148.56 | 2148.56 | 2148.56 | 2148.56 | 2148.56 | 2148.56 | 2148.56 | 2148.56 | 2148.56 | 2148.56 | 2148.56 | 2148.56 | 2148.56 | 2148.56 | 2148.56 | 2148.56 | 2148.56 | 2148.56 | 2148.56 | 0 | 0 | 4.2341 | 4.1488 | 4.0544 | 3.953 | 3.8453 | 3.7285 | 3.6077 | 3.4898 | 3.382 | 3.2903 | 3.2182 | 3.167 | 3.1328 | 3.1109 | 3.0959 | 3.0848 | 3.0759 | 3.0684 | 3.0619 | 3.0563 | 3.0515 | 3.0474 | 3.0438 | 3.0407 | 3.0382 | 0 | 0 | 0 | 0 | 0 | 0 | 0 | 0 | 0 | 0 | 0 | 0 | 0 | 0 | 0 | 0 | 0 | 0 | 0 | 0 | 0 | 0 | 0 | 0 | 0 | 0 | 0 | 0 | 0 | 0 | 0 | 0 | 0 | 0 | 0 | 0 | 0 | 0 | 0 | 0 | 0 | 0 | 0 | 0 | 0 | 0 | 0 | 0 | 0 | 0 | 0 | 0 | 0 | 0 | 0 | 0 | 0 | 0 | 0 | 0 | 0 | 0 | 0 | 0 | 0 | 0 | 0 | 0 | 0 | 0 | 0 | 0 | 0 | 0 | 0 | 0 | 0 | 0 | 0 | 0 | 0 | 0 | 0 | 0 | 0 | 0 | 0 | 0 | 0 | 0 | 0 | 0 | 0 | 0 | 0 | 0 | 0 | 0 | 0 | 0 | 0 | 0 | 0 | 0 | 0 | 0 | 0 | 0 | 0 | 0 | 0 | 0 | 0 | 0 | 0 | 0 | 0 | 0 | 0 | 0 | 0 | 0 | 0 | 0 | 0 | 0 | 0 | 0 | 0 | 0 | 0 | 0 | 0 | 0 | 0 | 0 | 0 | 0 | 0 | 0 | 0 | 0 | 0 | 0 | 0 | 0 | 0 | 0 | 0 | 0 | 0 | 0 | 0 | 0 | 0 | 0 | 0 | 0 | 0 | 0 | 0 | 0 | 0 | 0 | 0 | 0 | 0 | 0 | 0 | 0 | 0 | 0 | 0 | 0 | 0 | 0 | 0 | 0 | 0 | 0 | 0 | 0 | 0 | 0 | 0 | 0 | 0 | 0 | 0 | 0 | 0 | 0 | 0 | 0 | 0 | 0 | 0 | 0 | 0 | 0 | 0 | 0 | 0 | 0 | 0 | 0 | 0 | 0 | 0 | 0 | 0 | 0 | 0 | 0 | 0 | 0 | 0 | 0 | 0 | 0 | 0 | 0 | 0 | 0 | 0 | 0 | 0 | 0 | 0 | 0 | 0 | 0 | 0 | 0 | 0 | 0 | 0 | 0 | 0 | 0 | 0 | 0 | 0 | 0 | 0 | 0 | 0 | 0 | 0 | 0 | 0 | 0 | 0 | 0 | 0 | 0 | 0 | 0 | 0 | 0 | 0 | 0 | 0 | 0 | 0 | 0 | 0 | 0 | 0 | 0 | 0 | 0 | 0 | 0 | 0 | 0 | 0 | 0 | 0 | 0 | 0 | 0 | 0 | 0 | 0 | 0 | 0 | 0 | 0 | 0 | 0 | 0 | 0 | 0 | 0 | 0 | 0 | 0 | 0 | 0 | 0 | 0 | 0 | 0 | 0 | 0 | 0 | 0 | 0 | 0 | 0 | 0 | 0 | 0 | 0 | 0 | 0 | 0 | 0 | 0 | 0 | 0 | 0 | 0 | 0 | 0 | 0 | 0 | 0 | 0 | 0 | 0 | 0 | 0 | 0 | 0 | 0 | 0 | 0 | 0 | 0 | 0 | 0 | 0 | 0 | 0 | 0 | 0 | 0 | 0 | 0 | 0 | 0 | 0 | 0 | 0 | 0 | 0 | 0 | 0 | 0 | 0 | 0 | 0 | 0 | 0 | 0 | 0 | 0 | 0 | 0 | 0 | 0 | 0 | 0 | 0 | 0 | 0 | 0 | 0 | 0 | 0 | 0 | 0 | 0 | 0 | 0 | 0 | 0 | 0 | 0 | 0 | 0 | 0 | 0 | 0 | 0 | 0 | 0 | 0 | 59836.3021 | 60323.0874 | 60812.9286 | 61303.8937 | 61794.1016 | 62281.666 | 62764.7916 | 63241.7152 | 63710.7401 | 64170.2255 | 64617.1553 | 65052.1305 | 65466.6659 | 65861.4886 | 66237.2918 | 66594.7807 | 66934.5114 | 67257.1868 | 67563.5156 | 67853.4545 | 68128.6577 | 68389.7041 | 68637.2435 | 68871.9052 | 69094.3137 | 30844.9261 | 31095.8583 | 31348.3659 | 31601.4527 | 31854.1493 | 32105.4831 | 32354.5288 | 32600.3774 | 32842.1544 | 33079.0138 | 33309.401 | 33533.6257 | 33747.3139 | 33950.8405 | 34144.5627 | 34328.8442 | 34503.9714 | 34670.3069 | 34828.2158 | 34977.6761 | 35119.5401 | 35254.1065 | 35381.7103 | 35502.6757 | 35617.3247 | 204
OR_Residential_LI - Single Family_Existing_Space Heating_Natural Gas_Furnace | OR | Residential | LI - Multi-Family | Existing | Space Heating | Natural Gas | Connected Thermostat - ENERGY STAR (1.0) | A | ORM157 | Programmable Thermostat | Networked Thermostat Installed | 15 | 26.642 | 0 | 0 | 299.65 | 0 | 9.73 | 0 | 0 | 0.45 | household | 0% | 100% | Retrofit | Retro5Med | 81.71% | TBD | 0% | 0 |  | 0 |  | 0 | Avista TRM - 07.01.21 - G Web Tstat Gas Cont | Avista TRM - 07.01.21 - G Web Tstat Gas Cont | Avista TRM - 07.01.21 - G Web Tstat Gas Cont | Programmable Thermostat | Programmable Thermostat | Programmable Thermostat | Programmable Thermostat | Programmable Thermostat | Programmable Thermostat | Programmable Thermostat | Programmable Thermostat | Programmable Thermostat | Programmable Thermostat | Programmable Thermostat | Programmable Thermostat | Programmable Thermostat | Programmable Thermostat | Programmable Thermostat | Programmable Thermostat | Programmable Thermostat | Programmable Thermostat | Programmable Thermostat | Programmable Thermostat | Programmable Thermostat | Programmable Thermostat | Programmable Thermostat | Programmable Thermostat | Programmable Thermostat | Programmable Thermostat | Programmable Thermostat | Networked Thermostat Installed | Networked Thermostat Installed | Networked Thermostat Installed | Networked Thermostat Installed | Networked Thermostat Installed | Networked Thermostat Installed | Networked Thermostat Installed | Networked Thermostat Installed | Networked Thermostat Installed | Networked Thermostat Installed | Networked Thermostat Installed | Networked Thermostat Installed | Networked Thermostat Installed | Networked Thermostat Installed | Networked Thermostat Installed | Networked Thermostat Installed | Networked Thermostat Installed | Networked Thermostat Installed | Networked Thermostat Installed | Networked Thermostat Installed | Networked Thermostat Installed | Networked Thermostat Installed | Networked Thermostat Installed | Networked Thermostat Installed | Networked Thermostat Installed | Networked Thermostat Installed | Networked Thermostat Installed | 299.65 | 299.65 | 299.65 | 299.65 | 299.65 | 299.65 | 299.65 | 299.65 | 299.65 | 299.65 | 299.65 | 299.65 | 299.65 | 299.65 | 299.65 | 299.65 | 299.65 | 299.65 | 299.65 | 299.65 | 299.65 | 299.65 | 299.65 | 299.65 | 299.65 | 299.65 | 299.65 | 0 | 0 | 0 | 0 | 0 | 0 | 0 | 0 | 0 | 0 | 0 | 0 | 0 | 0 | 0 | 0 | 0 | 0 | 0 | 0 | 0 | 0 | 0 | 0 | 0 | 0 | 0 | 0 | 0 | 0 | 0 | 0 | 0 | 0 | 0 | 0 | 0 | 0 | 0 | 0 | 0 | 0 | 0 | 0 | 0 | 0 | 0 | 0 | 0 | 0 | 0 | 0 | 0 | 0 | 0 | 0 | 0 | 0 | 0 | 0 | 0 | 0 | 0 | 0 | 0 | 0 | 0 | 0 | 0 | 0 | 0 | 0 | 0 | 0 | 0 | 0 | 0 | 0.043 | 0.052797 | 0.064608 | 0.075 | 0.085547 | 0.10001 | 0.10972 | 0.11208 | 0.10563 | 0.090795 | 0.070261 | 0.0465 | 0.027 | 0.013 | 0.0055 | 0 | 0 | 0 | 0 | 0 | 0 | 0 | 0 | 0 | 0 | 0.043 | 0.095797 | 0.16041 | 0.23541 | 0.32095 | 0.42097 | 0.53068 | 0.64277 | 0.7484 | 0.83919 | 0.90945 | 0.95595 | 0.98295 | 0.99595 | 1.0015 | 1.0015 | 1.0015 | 1.0015 | 1.0015 | 1.0015 | 1.0015 | 1.0015 | 1.0015 | 1.0015 | 1.0015 | 0 | 0 | 0 | 0 | 0 | 0 | 0 | 0 | 0 | 0 | 0 | 0 | 0 | 0 | 0 | 0 | 0 | 0 | 0 | 0 | 0 | 0 | 0 | 0 | 0 | 0 | 0 | 0 | 0 | 0 | 0 | 0 | 0 | 0 | 0 | 0 | 0 | 0 | 0 | 0 | 0 | 0 | 0 | 0 | 0 | 0 | 0 | 0 | 0 | 0 | 0.03655 | 0.044878 | 0.054917 | 0.06375 | 0.072715 | 0.085013 | 0.09326 | 0.095272 | 0.089782 | 0.077175 | 0.059722 | 0.039525 | 0.02295 | 0.01105 | 0.004675 | 0 | 0 | 0 | 0 | 0 | 0 | 0 | 0 | 0 | 0 | 0.03655 | 0.081428 | 0.13634 | 0.20009 | 0.27281 | 0.35782 | 0.45108 | 0.54635 | 0.63614 | 0.71331 | 0.77303 | 0.81256 | 0.83551 | 0.84656 | 0.85123 | 0.85123 | 0.85123 | 0.85123 | 0.85123 | 0.85123 | 0.85123 | 0.85123 | 0.85123 | 0.85123 | 0.85123 | 0 | 0 | 0 | 0 | 0 | 0 | 0 | 0 | 0 | 0 | 0 | 0 | 0 | 0 | 0 | 0 | 0 | 0 | 0 | 0 | 0 | 0 | 0 | 0 | 0 | 0 | 0 | 0 | 0 | 0 | 0 | 0 | 0 | 0 | 0 | 0 | 0 | 0 | 0 | 0 | 0 | 0 | 0 | 0 | 0 | 0 | 0 | 0 | 0 | 0 | 0 | 0 | 0 | 0 | 0 | 0 | 0 | 0 | 0 | 0 | 0 | 0 | 0 | 0 | 0 | 0 | 0 | 0 | 0 | 0 | 0 | 0 | 0 | 0 | 0 | 0 | 0 | 0 | 0 | 0 | 0 | 0 | 0 | 0 | 0 | 0 | 0 | 0 | 0 | 0 | 0 | 0 | 0 | 0 | 0 | 0 | 0 | 0 | 0 | 0 | 0 | 0 | 0 | 0 | 0 | 0 | 0 | 0 | 0 | 0 | 0 | 0 | 0 | 0 | 0 | 0 | 0 | 0 | 0 | 0 | 0 | 0 | 0 | 0 | 0 | 0 | 0 | 0 | 0 | 0 | 0 | 0 | 0 | 0 | 0 | 0 | 0 | 0 | 0 | 0 | 0 | 0 | 0 | 0 | 0 | 0 | 0 | 0 | 0 | 0 | 0 | 0 | 0 | 0 | 0 | 0 | 0 | 0 | 0 | 0 | 0 | 0 | 0 | 0 | 0 | 0 | 0 | 0 | 0 | 0 | 0 | 0 | 0 | 0 | 0 | 0 | 0 | 0 | 0 | 0 | 0 | 0 | 0 | 0 | 0 | 0 | 0 | 0 | 0 | 0 | 0 | 0 | 0 | 0 | 0 | 0 | 0 | 0 | 0 | 0 | 0 | 0 | 0 | 0 | 0 | 0 | 0 | 0 | 0 | 0 | 0 | 0 | 0 | 0 | 0 | 0 | 0 | 0 | 0 | 0 | 0 | 0 | 0 | 0 | 0 | 0 | 0 | 0 | 0 | 0 | 0 | 0 | 0 | 0 | 0 | 0 | 0 | 0 | 0 | 0 | 0 | 0 | 0 | 0 | 0 | 0 | 0 | 0 | 0 | 0 | 205
OR_Residential_LI - Single Family_Existing_Space Heating_Natural Gas_Furnace | OR | Residential | LI - Multi-Family | Existing | Space Heating | Natural Gas | Home Energy Management System (HEMS) | A | ORM158 | No Controls | Networked Controls Installed | 15 | 16.241 | 0 | 0 | 1945.72 | 0 | 5.93 | 0 | 0.30173 | 0.45 | household | 0.2% | 20% | Retrofit | Retro5Med | 81.71% | TBD | 0% | 0 |  | 0 |  | 0 | NYSERDA HEMS Pilot | NYSERDA HEMS Pilot | RTF Workbook - ResConnectedTstats_v3_0 | No Controls | No Controls | No Controls | No Controls | No Controls | No Controls | No Controls | No Controls | No Controls | No Controls | No Controls | No Controls | No Controls | No Controls | No Controls | No Controls | No Controls | No Controls | No Controls | No Controls | No Controls | No Controls | No Controls | No Controls | No Controls | No Controls | No Controls | Networked Controls Installed | Networked Controls Installed | Networked Controls Installed | Networked Controls Installed | Networked Controls Installed | Networked Controls Installed | Networked Controls Installed | Networked Controls Installed | Networked Controls Installed | Networked Controls Installed | Networked Controls Installed | Networked Controls Installed | Networked Controls Installed | Networked Controls Installed | Networked Controls Installed | Networked Controls Installed | Networked Controls Installed | Networked Controls Installed | Networked Controls Installed | Networked Controls Installed | Networked Controls Installed | Networked Controls Installed | Networked Controls Installed | Networked Controls Installed | Networked Controls Installed | Networked Controls Installed | Networked Controls Installed | 1945.72 | 1945.72 | 1945.72 | 1945.72 | 1945.72 | 1945.72 | 1945.72 | 1945.72 | 1945.72 | 1945.72 | 1945.72 | 1945.72 | 1945.72 | 1945.72 | 1945.72 | 1945.72 | 1945.72 | 1945.72 | 1945.72 | 1945.72 | 1945.72 | 1945.72 | 1945.72 | 1945.72 | 1945.72 | 1945.72 | 1945.72 | 0 | 0 | 0 | 0 | 0 | 0 | 0 | 0 | 0 | 0 | 0 | 0 | 0 | 0 | 0 | 0 | 0 | 0 | 0 | 0 | 0 | 0 | 0 | 0 | 0 | 0 | 0 | 0 | 0 | 0 | 0 | 0 | 0 | 0 | 0 | 0 | 0 | 0 | 0 | 0 | 0 | 0 | 0 | 0 | 0 | 0 | 0 | 0 | 0 | 0 | 0 | 0 | 0 | 0 | 0 | 0 | 0 | 0 | 0 | 0 | 0 | 0 | 0 | 0 | 0 | 0 | 0 | 0 | 0 | 0 | 0 | 0 | 0 | 0 | 0 | 0 | 0 | 0.008514 | 0.010454 | 0.012792 | 0.01485 | 0.016938 | 0.019803 | 0.021724 | 0.022193 | 0.020914 | 0.017977 | 0.013912 | 0.009207 | 0.005346 | 0.002574 | 0.001089 | 0 | 0 | 0 | 0 | 0 | 0 | 0 | 0 | 0 | 0 | 0.008514 | 0.018968 | 0.03176 | 0.04661 | 0.063549 | 0.083351 | 0.10508 | 0.12727 | 0.14818 | 0.16616 | 0.18007 | 0.18928 | 0.19462 | 0.1972 | 0.19829 | 0.19829 | 0.19829 | 0.19829 | 0.19829 | 0.19829 | 0.19829 | 0.19829 | 0.19829 | 0.19829 | 0.19829 | 0 | 0 | 0 | 0 | 0 | 0 | 0 | 0 | 0 | 0 | 0 | 0 | 0 | 0 | 0 | 0 | 0 | 0 | 0 | 0 | 0 | 0 | 0 | 0 | 0 | 0 | 0 | 0 | 0 | 0 | 0 | 0 | 0 | 0 | 0 | 0 | 0 | 0 | 0 | 0 | 0 | 0 | 0 | 0 | 0 | 0 | 0 | 0 | 0 | 0 | 0.0072369 | 0.0088858 | 0.010874 | 0.012623 | 0.014398 | 0.016832 | 0.018465 | 0.018864 | 0.017777 | 0.015281 | 0.011825 | 0.0078259 | 0.0045441 | 0.0021879 | 0.00092565 | 0 | 0 | 0 | 0 | 0 | 0 | 0 | 0 | 0 | 0 | 0.0072369 | 0.016123 | 0.026996 | 0.039619 | 0.054016 | 0.070849 | 0.089314 | 0.10818 | 0.12595 | 0.14124 | 0.15306 | 0.16089 | 0.16543 | 0.16762 | 0.16854 | 0.16854 | 0.16854 | 0.16854 | 0.16854 | 0.16854 | 0.16854 | 0.16854 | 0.16854 | 0.16854 | 0.16854 | 0 | 0 | 0 | 0 | 0 | 0 | 0 | 0 | 0 | 0 | 0 | 0 | 0 | 0 | 0 | 0 | 0 | 0 | 0 | 0 | 0 | 0 | 0 | 0 | 0 | 0 | 0 | 0 | 0 | 0 | 0 | 0 | 0 | 0 | 0 | 0 | 0 | 0 | 0 | 0 | 0 | 0 | 0 | 0 | 0 | 0 | 0 | 0 | 0 | 0 | 0 | 0 | 0 | 0 | 0 | 0 | 0 | 0 | 0 | 0 | 0 | 0 | 0 | 0 | 0 | 0 | 0 | 0 | 0 | 0 | 0 | 0 | 0 | 0 | 0 | 0 | 0 | 0 | 0 | 0 | 0 | 0 | 0 | 0 | 0 | 0 | 0 | 0 | 0 | 0 | 0 | 0 | 0 | 0 | 0 | 0 | 0 | 0 | 0 | 0 | 0 | 0 | 0 | 0 | 0 | 0 | 0 | 0 | 0 | 0 | 0 | 0 | 0 | 0 | 0 | 0 | 0 | 0 | 0 | 0 | 0 | 0 | 0 | 0 | 0 | 0 | 0 | 0 | 0 | 0 | 0 | 0 | 0 | 0 | 0 | 0 | 0 | 0 | 0 | 0 | 0 | 0 | 0 | 0 | 0 | 0 | 0 | 0 | 0 | 0 | 0 | 0 | 0 | 0 | 0 | 0 | 0 | 0 | 0 | 0 | 0 | 0 | 0 | 0 | 0 | 0 | 0 | 0 | 0 | 0 | 0 | 0 | 0 | 0 | 0 | 0 | 0 | 0 | 0 | 0 | 0 | 0 | 0 | 0 | 0 | 0 | 0 | 0 | 0 | 0 | 0 | 0 | 0 | 0 | 0 | 0 | 0 | 0 | 0 | 0 | 0 | 0 | 0 | 0 | 0 | 0 | 0 | 0 | 0 | 0 | 0 | 0 | 0 | 0 | 0 | 0 | 0 | 0 | 0 | 0 | 0 | 0 | 0 | 0 | 0 | 0 | 0 | 0 | 0 | 0 | 0 | 0 | 0 | 0 | 0 | 0 | 0 | 0 | 0 | 0 | 0 | 0 | 0 | 0 | 0 | 0 | 0 | 0 | 0 | 0 | 206
OR_Residential_LI - Single Family_Existing_Space Heating_Natural Gas_Furnace | OR | Residential | LI - Multi-Family | Existing | Water Heating | Natural Gas | Home Energy Management System (HEMS) | A | ORM159 | No Controls | Networked Controls Installed | 15 | 0 | 0 | 0 | 1945.72 | 0 | 5.93 | 0 | 0.30173 | 0.45 | household | 0.2% | 20% | Retrofit | Retro5Med | 81.71% | TBD | 0% | 0 |  | 0 |  | 0 | NYSERDA HEMS Pilot | NYSERDA HEMS Pilot | NYSERDA HEMS Pilot | No Controls | No Controls | No Controls | No Controls | No Controls | No Controls | No Controls | No Controls | No Controls | No Controls | No Controls | No Controls | No Controls | No Controls | No Controls | No Controls | No Controls | No Controls | No Controls | No Controls | No Controls | No Controls | No Controls | No Controls | No Controls | No Controls | No Controls | Networked Controls Installed | Networked Controls Installed | Networked Controls Installed | Networked Controls Installed | Networked Controls Installed | Networked Controls Installed | Networked Controls Installed | Networked Controls Installed | Networked Controls Installed | Networked Controls Installed | Networked Controls Installed | Networked Controls Installed | Networked Controls Installed | Networked Controls Installed | Networked Controls Installed | Networked Controls Installed | Networked Controls Installed | Networked Controls Installed | Networked Controls Installed | Networked Controls Installed | Networked Controls Installed | Networked Controls Installed | Networked Controls Installed | Networked Controls Installed | Networked Controls Installed | Networked Controls Installed | Networked Controls Installed | 1945.72 | 1945.72 | 1945.72 | 1945.72 | 1945.72 | 1945.72 | 1945.72 | 1945.72 | 1945.72 | 1945.72 | 1945.72 | 1945.72 | 1945.72 | 1945.72 | 1945.72 | 1945.72 | 1945.72 | 1945.72 | 1945.72 | 1945.72 | 1945.72 | 1945.72 | 1945.72 | 1945.72 | 1945.72 | 1945.72 | 1945.72 | 0 | 0 | 0 | 0 | 0 | 0 | 0 | 0 | 0 | 0 | 0 | 0 | 0 | 0 | 0 | 0 | 0 | 0 | 0 | 0 | 0 | 0 | 0 | 0 | 0 | 0 | 0 | 0 | 0 | 0 | 0 | 0 | 0 | 0 | 0 | 0 | 0 | 0 | 0 | 0 | 0 | 0 | 0 | 0 | 0 | 0 | 0 | 0 | 0 | 0 | 0 | 0 | 0 | 0 | 0 | 0 | 0 | 0 | 0 | 0 | 0 | 0 | 0 | 0 | 0 | 0 | 0 | 0 | 0 | 0 | 0 | 0 | 0 | 0 | 0 | 0 | 0 | 30.6044 | 37.4529 | 45.6797 | 52.8515 | 60.0843 | 70.0133 | 76.5515 | 77.9439 | 73.2097 | 62.7216 | 48.376 | 31.9103 | 18.4672 | 8.8622 | 3.737 | 0 | 0 | 0 | 0 | 0 | 0 | 0 | 0 | 0 | 0 | 30.6044 | 68.0573 | 113.737 | 166.5885 | 226.6728 | 296.6861 | 373.2375 | 451.1814 | 524.3911 | 587.1127 | 635.4887 | 667.399 | 685.8663 | 694.7285 | 698.4655 | 698.4655 | 698.4655 | 698.4655 | 698.4655 | 698.4655 | 698.4655 | 698.4655 | 698.4655 | 698.4655 | 698.4655 | 0 | 0 | 0 | 0 | 0 | 0 | 0 | 0 | 0 | 0 | 0 | 0 | 0 | 0 | 0 | 0 | 0 | 0 | 0 | 0 | 0 | 0 | 0 | 0 | 0 | 0 | 0 | 0 | 0 | 0 | 0 | 0 | 0 | 0 | 0 | 0 | 0 | 0 | 0 | 0 | 0 | 0 | 0 | 0 | 0 | 0 | 0 | 0 | 0 | 0 | 26.0137 | 31.835 | 38.8278 | 44.9238 | 51.0716 | 59.5113 | 65.0687 | 66.2523 | 62.2282 | 53.3134 | 41.1196 | 27.1238 | 15.6972 | 7.5329 | 3.1764 | 0 | 0 | 0 | 0 | 0 | 0 | 0 | 0 | 0 | 0 | 26.0137 | 57.8487 | 96.6765 | 141.6002 | 192.6719 | 252.1832 | 317.2519 | 383.5042 | 445.7324 | 499.0458 | 540.1654 | 567.2892 | 582.9864 | 590.5192 | 593.6957 | 593.6957 | 593.6957 | 593.6957 | 593.6957 | 593.6957 | 593.6957 | 593.6957 | 593.6957 | 593.6957 | 593.6957 | 0 | 0 | 0 | 0 | 0 | 0 | 0 | 0 | 0 | 0 | 0 | 0 | 0 | 0 | 0 | 0 | 0 | 0 | 0 | 0 | 0 | 0 | 0 | 0 | 0 | 0 | 0 | 0 | 0 | 0 | 0 | 0 | 0 | 0 | 0 | 0 | 0 | 0 | 0 | 0 | 0 | 0 | 0 | 0 | 0 | 0 | 0 | 0 | 0 | 0 | 0 | 0 | 0 | 0 | 0 | 0 | 0 | 0 | 0 | 0 | 0 | 0 | 0 | 0 | 0 | 0 | 0 | 0 | 0 | 0 | 0 | 0 | 0 | 0 | 0 | 0 | 0 | 0 | 0 | 0 | 0 | 0 | 0 | 0 | 0 | 0 | 0 | 0 | 0 | 0 | 0 | 0 | 0 | 0 | 0 | 0 | 0 | 0 | 0 | 0 | 0 | 0 | 0 | 0 | 0 | 0 | 0 | 0 | 0 | 0 | 0 | 0 | 0 | 0 | 0 | 0 | 0 | 0 | 0 | 0 | 0 | 0 | 0 | 0 | 0 | 0 | 0 | 0 | 0 | 0 | 0 | 0 | 0 | 0 | 0 | 0 | 0 | 0 | 0 | 0 | 0 | 0 | 0 | 0 | 0 | 0 | 0 | 0 | 0 | 0 | 0 | 0 | 0 | 0 | 0 | 0 | 0 | 0 | 0 | 0 | 0 | 0 | 0 | 0 | 0 | 0 | 0 | 0 | 0 | 0 | 0 | 0 | 0 | 0 | 0 | 0 | 0 | 0 | 0 | 0 | 0 | 0 | 0 | 0 | 0 | 0 | 0 | 0 | 0 | 0 | 0 | 0 | 0 | 0 | 0 | 0 | 0 | 0 | 0 | 0 | 0 | 0 | 0 | 0 | 0 | 0 | 0 | 0 | 0 | 0 | 0 | 0 | 0 | 0 | 0 | 0 | 0 | 0 | 0 | 0 | 0 | 0 | 0 | 0 | 0 | 0 | 0 | 0 | 0 | 0 | 0 | 0 | 0 | 0 | 0 | 0 | 0 | 0 | 0 | 0 | 0 | 0 | 0 | 0 | 0 | 0 | 0 | 0 | 0 | 0 | 207
OR_Residential_LI - Single Family_Existing_Space Heating_Natural Gas_Furnace | OR | Residential | LI - Multi-Family | Existing | Appliances | Natural Gas | Home Energy Management System (HEMS) | A | ORM160 | No Controls | Networked Controls Installed | 15 | 0 | 0 | 0 | 1945.72 | 0 | 5.93 | 0 | 0.30173 | 0.45 | household | 0.2% | 20% | Retrofit | Retro5Med | 81.71% | TBD | 0% | 0 |  | 0 |  | 0 | NYSERDA HEMS Pilot | NYSERDA HEMS Pilot | NYSERDA HEMS Pilot | No Controls | No Controls | No Controls | No Controls | No Controls | No Controls | No Controls | No Controls | No Controls | No Controls | No Controls | No Controls | No Controls | No Controls | No Controls | No Controls | No Controls | No Controls | No Controls | No Controls | No Controls | No Controls | No Controls | No Controls | No Controls | No Controls | No Controls | Networked Controls Installed | Networked Controls Installed | Networked Controls Installed | Networked Controls Installed | Networked Controls Installed | Networked Controls Installed | Networked Controls Installed | Networked Controls Installed | Networked Controls Installed | Networked Controls Installed | Networked Controls Installed | Networked Controls Installed | Networked Controls Installed | Networked Controls Installed | Networked Controls Installed | Networked Controls Installed | Networked Controls Installed | Networked Controls Installed | Networked Controls Installed | Networked Controls Installed | Networked Controls Installed | Networked Controls Installed | Networked Controls Installed | Networked Controls Installed | Networked Controls Installed | Networked Controls Installed | Networked Controls Installed | 1945.72 | 1945.72 | 1945.72 | 1945.72 | 1945.72 | 1945.72 | 1945.72 | 1945.72 | 1945.72 | 1945.72 | 1945.72 | 1945.72 | 1945.72 | 1945.72 | 1945.72 | 1945.72 | 1945.72 | 1945.72 | 1945.72 | 1945.72 | 1945.72 | 1945.72 | 1945.72 | 1945.72 | 1945.72 | 1945.72 | 1945.72 | 0 | 0 | 0 | 0 | 0 | 0 | 0 | 0 | 0 | 0 | 0 | 0 | 0 | 0 | 0 | 0 | 0 | 0 | 0 | 0 | 0 | 0 | 0 | 0 | 0 | 0 | 0 | 0 | 0 | 0 | 0 | 0 | 0 | 0 | 0 | 0 | 0 | 0 | 0 | 0 | 0 | 0 | 0 | 0 | 0 | 0 | 0 | 0 | 0 | 0 | 0 | 0 | 0 | 0 | 0 | 0 | 0 | 0 | 0 | 0 | 0 | 0 | 0 | 0 | 0 | 0 | 0 | 0 | 0 | 0 | 0 | 0 | 0 | 0 | 0 | 0 | 0 | 37.4003 | 45.738 | 55.746 | 64.4535 | 73.2233 | 85.2644 | 93.1622 | 94.7911 | 88.9719 | 76.173 | 58.7101 | 38.7002 | 22.3812 | 10.733 | 4.5227 | 0 | 0 | 0 | 0 | 0 | 0 | 0 | 0 | 0 | 0 | 37.4003 | 83.1383 | 138.8843 | 203.3378 | 276.561 | 361.8254 | 454.9876 | 549.7787 | 638.7506 | 714.9236 | 773.6337 | 812.3338 | 834.715 | 845.448 | 849.9707 | 849.9707 | 849.9707 | 849.9707 | 849.9707 | 849.9707 | 849.9707 | 849.9707 | 849.9707 | 849.9707 | 849.9707 | 0 | 0 | 0 | 0 | 0 | 0 | 0 | 0 | 0 | 0 | 0 | 0 | 0 | 0 | 0 | 0 | 0 | 0 | 0 | 0 | 0 | 0 | 0 | 0 | 0 | 0 | 0 | 0 | 0 | 0 | 0 | 0 | 0 | 0 | 0 | 0 | 0 | 0 | 0 | 0 | 0 | 0 | 0 | 0 | 0 | 0 | 0 | 0 | 0 | 0 | 31.7903 | 38.8773 | 47.3841 | 54.7854 | 62.2398 | 72.4747 | 79.1879 | 80.5724 | 75.6261 | 64.747 | 49.9036 | 32.8951 | 19.024 | 9.1231 | 3.8443 | 0 | 0 | 0 | 0 | 0 | 0 | 0 | 0 | 0 | 0 | 31.7903 | 70.6675 | 118.0516 | 172.8371 | 235.0769 | 307.5516 | 386.7395 | 467.3119 | 542.938 | 607.685 | 657.5886 | 690.4837 | 709.5077 | 718.6308 | 722.4751 | 722.4751 | 722.4751 | 722.4751 | 722.4751 | 722.4751 | 722.4751 | 722.4751 | 722.4751 | 722.4751 | 722.4751 | 0 | 0 | 0 | 0 | 0 | 0 | 0 | 0 | 0 | 0 | 0 | 0 | 0 | 0 | 0 | 0 | 0 | 0 | 0 | 0 | 0 | 0 | 0 | 0 | 0 | 0 | 0 | 0 | 0 | 0 | 0 | 0 | 0 | 0 | 0 | 0 | 0 | 0 | 0 | 0 | 0 | 0 | 0 | 0 | 0 | 0 | 0 | 0 | 0 | 0 | 0 | 0 | 0 | 0 | 0 | 0 | 0 | 0 | 0 | 0 | 0 | 0 | 0 | 0 | 0 | 0 | 0 | 0 | 0 | 0 | 0 | 0 | 0 | 0 | 0 | 0 | 0 | 0 | 0 | 0 | 0 | 0 | 0 | 0 | 0 | 0 | 0 | 0 | 0 | 0 | 0 | 0 | 0 | 0 | 0 | 0 | 0 | 0 | 0 | 0 | 0 | 0 | 0 | 0 | 0 | 0 | 0 | 0 | 0 | 0 | 0 | 0 | 0 | 0 | 0 | 0 | 0 | 0 | 0 | 0 | 0 | 0 | 0 | 0 | 0 | 0 | 0 | 0 | 0 | 0 | 0 | 0 | 0 | 0 | 0 | 0 | 0 | 0 | 0 | 0 | 0 | 0 | 0 | 0 | 0 | 0 | 0 | 0 | 0 | 0 | 0 | 0 | 0 | 0 | 0 | 0 | 0 | 0 | 0 | 0 | 0 | 0 | 0 | 0 | 0 | 0 | 0 | 0 | 0 | 0 | 0 | 0 | 0 | 0 | 0 | 0 | 0 | 0 | 0 | 0 | 0 | 0 | 0 | 0 | 0 | 0 | 0 | 0 | 0 | 0 | 0 | 0 | 0 | 0 | 0 | 0 | 0 | 0 | 0 | 0 | 0 | 0 | 0 | 0 | 0 | 0 | 0 | 0 | 0 | 0 | 0 | 0 | 0 | 0 | 0 | 0 | 0 | 0 | 0 | 0 | 0 | 0 | 0 | 0 | 0 | 0 | 0 | 0 | 0 | 0 | 0 | 0 | 0 | 0 | 0 | 0 | 0 | 0 | 0 | 0 | 0 | 0 | 0 | 0 | 0 | 0 | 0 | 0 | 0 | 0 | 208
OR_Residential_LI - Single Family_Existing_Space Heating_Natural Gas_Furnace | OR | Residential | LI - Multi-Family | Existing | Space Heating | Natural Gas | Gas Furnace - Maintenance | A | ORM161 | Degraded efficiency 10% below nameplate | Restored to nameplate 80% AFUE | 3 | 43.4428 | 0 | 0 | 76.12 | 0 | 0 | 0 | 0.30173 | 0.25 | household | 35% | 100% | Retrofit | RetroEven20 | 80.75% | TBD | 0% | 0 |  | 0 |  | 0 | IL TRM - 5.3.13 - RS-HVC-FTUN-V06-200101 | GFURN_MNT-Heating-MNTRM-v2.1-1 | IL TRM - 5.3.13 - RS-HVC-FTUN-V06-200101 | Degraded efficiency 10% below nameplate | Degraded efficiency 10% below nameplate | Degraded efficiency 10% below nameplate | Degraded efficiency 10% below nameplate | Degraded efficiency 10% below nameplate | Degraded efficiency 10% below nameplate | Degraded efficiency 10% below nameplate | Degraded efficiency 10% below nameplate | Degraded efficiency 10% below nameplate | Degraded efficiency 10% below nameplate | Degraded efficiency 10% below nameplate | Degraded efficiency 10% below nameplate | Degraded efficiency 10% below nameplate | Degraded efficiency 10% below nameplate | Degraded efficiency 10% below nameplate | Degraded efficiency 10% below nameplate | Degraded efficiency 10% below nameplate | Degraded efficiency 10% below nameplate | Degraded efficiency 10% below nameplate | Degraded efficiency 10% below nameplate | Degraded efficiency 10% below nameplate | Degraded efficiency 10% below nameplate | Degraded efficiency 10% below nameplate | Degraded efficiency 10% below nameplate | Degraded efficiency 10% below nameplate | Degraded efficiency 10% below nameplate | Degraded efficiency 10% below nameplate | Restored to nameplate 80% AFUE | Restored to nameplate 80% AFUE | Restored to nameplate 80% AFUE | Restored to nameplate 80% AFUE | Restored to nameplate 80% AFUE | Restored to nameplate 80% AFUE | Restored to nameplate 80% AFUE | Restored to nameplate 80% AFUE | Restored to nameplate 80% AFUE | Restored to nameplate 80% AFUE | Restored to nameplate 80% AFUE | Restored to nameplate 80% AFUE | Restored to nameplate 80% AFUE | Restored to nameplate 80% AFUE | Restored to nameplate 80% AFUE | Restored to nameplate 80% AFUE | Restored to nameplate 80% AFUE | Restored to nameplate 80% AFUE | Restored to nameplate 80% AFUE | Restored to nameplate 80% AFUE | Restored to nameplate 80% AFUE | Restored to nameplate 80% AFUE | Restored to nameplate 80% AFUE | Restored to nameplate 80% AFUE | Restored to nameplate 80% AFUE | Restored to nameplate 80% AFUE | Restored to nameplate 80% AFUE | 76.12 | 76.12 | 76.12 | 76.12 | 76.12 | 76.12 | 76.12 | 76.12 | 76.12 | 76.12 | 76.12 | 76.12 | 76.12 | 76.12 | 76.12 | 76.12 | 76.12 | 76.12 | 76.12 | 76.12 | 76.12 | 76.12 | 76.12 | 76.12 | 76.12 | 76.12 | 76.12 | 0 | 0 | 0 | 0 | 0 | 0 | 0 | 0 | 0 | 0 | 0 | 0 | 0 | 0 | 0 | 0 | 0 | 0 | 0 | 0 | 0 | 0 | 0 | 0 | 0 | 0 | 0 | 0 | 0 | 0 | 0 | 0 | 0 | 0 | 0 | 0 | 0 | 0 | 0 | 0 | 0 | 0 | 0 | 0 | 0 | 0 | 0 | 0 | 0 | 0 | 0 | 0 | 0 | 0 | 0 | 0 | 0 | 0 | 0 | 0 | 0 | 0 | 0 | 0 | 0 | 0 | 0 | 0 | 0 | 0 | 0 | 0 | 0 | 0 | 0 | 0 | 0 | 0.0325 | 0.0325 | 0.0325 | 0 | 0 | 0 | 0 | 0 | 0 | 0 | 0 | 0 | 0 | 0 | 0 | 0 | 0 | 0 | 0 | 0 | 0 | 0 | 0 | 0 | 0 | 0.0325 | 0.065 | 0.0975 | 0.0975 | 0.0975 | 0.0975 | 0.0975 | 0.0975 | 0.0975 | 0.0975 | 0.0975 | 0.0975 | 0.0975 | 0.0975 | 0.0975 | 0.0975 | 0.0975 | 0.0975 | 0.0975 | 0.0975 | 0.0975 | 0.0975 | 0.0975 | 0.0975 | 0.0975 | 0 | 0 | 0 | 0 | 0 | 0 | 0 | 0 | 0 | 0 | 0 | 0 | 0 | 0 | 0 | 0 | 0 | 0 | 0 | 0 | 0 | 0 | 0 | 0 | 0 | 0 | 0 | 0 | 0 | 0 | 0 | 0 | 0 | 0 | 0 | 0 | 0 | 0 | 0 | 0 | 0 | 0 | 0 | 0 | 0 | 0 | 0 | 0 | 0 | 0 | 0.027625 | 0.027625 | 0.027625 | 0 | 0 | 0 | 0 | 0 | 0 | 0 | 0 | 0 | 0 | 0 | 0 | 0 | 0 | 0 | 0 | 0 | 0 | 0 | 0 | 0 | 0 | 0.027625 | 0.05525 | 0.082875 | 0.082875 | 0.082875 | 0.082875 | 0.082875 | 0.082875 | 0.082875 | 0.082875 | 0.082875 | 0.082875 | 0.082875 | 0.082875 | 0.082875 | 0.082875 | 0.082875 | 0.082875 | 0.082875 | 0.082875 | 0.082875 | 0.082875 | 0.082875 | 0.082875 | 0.082875 | 0 | 0 | 0 | 0 | 0 | 0 | 0 | 0 | 0 | 0 | 0 | 0 | 0 | 0 | 0 | 0 | 0 | 0 | 0 | 0 | 0 | 0 | 0 | 0 | 0 | 0 | 0 | 0 | 0 | 0 | 0 | 0 | 0 | 0 | 0 | 0 | 0 | 0 | 0 | 0 | 0 | 0 | 0 | 0 | 0 | 0 | 0 | 0 | 0 | 0 | 0 | 0 | 0 | 0 | 0 | 0 | 0 | 0 | 0 | 0 | 0 | 0 | 0 | 0 | 0 | 0 | 0 | 0 | 0 | 0 | 0 | 0 | 0 | 0 | 0 | 0 | 0 | 0 | 0 | 0 | 0 | 0 | 0 | 0 | 0 | 0 | 0 | 0 | 0 | 0 | 0 | 0 | 0 | 0 | 0 | 0 | 0 | 0 | 0 | 0 | 0 | 0 | 0 | 0 | 0 | 0 | 0 | 0 | 0 | 0 | 0 | 0 | 0 | 0 | 0 | 0 | 0 | 0 | 0 | 0 | 0 | 0 | 0 | 0 | 0 | 0 | 0 | 0 | 0 | 0 | 0 | 0 | 0 | 0 | 0 | 0 | 0 | 0 | 0 | 0 | 0 | 0 | 0 | 0 | 0 | 0 | 0 | 0 | 0 | 0 | 0 | 0 | 0 | 0 | 0 | 0 | 0 | 0 | 0 | 0 | 0 | 0 | 0 | 0 | 0 | 0 | 0 | 0 | 0 | 0 | 0 | 0 | 0 | 0 | 0 | 0 | 0 | 0 | 0 | 0 | 0 | 0 | 0 | 0 | 0 | 0 | 0 | 0 | 0 | 0 | 0 | 0 | 0 | 0 | 0 | 0 | 0 | 0 | 0 | 0 | 0 | 0 | 0 | 0 | 0 | 0 | 0 | 0 | 0 | 0 | 0 | 0 | 0 | 0 | 0 | 0 | 0 | 0 | 0 | 0 | 0 | 0 | 0 | 0 | 0 | 0 | 0 | 0 | 0 | 0 | 0 | 0 | 0 | 0 | 0 | 0 | 0 | 0 | 0 | 0 | 0 | 0 | 0 | 0 | 0 | 0 | 0 | 0 | 0 | 0 | 209
OR_Residential_LI - Single Family_Existing_Space Heating_Natural Gas_Furnace | OR | Residential | LI - Multi-Family | Existing | Space Heating | Natural Gas | Gas Boiler - Hot Water Reset | A | ORM162 | No reset controls | Reset control installed | 16 | 15.9431 | 0 | 0 | 676.33 | 0 | 0 | 0 | 0.30173 | 0.25 | household | 10% | 100% | Retrofit | Retro5Med | 81.71% | TBD | 0% | 0 |  | 0 |  | 0 | IL TRM - 5.3.14 - RS-HVC-BREC-V03-210101 | IL TRM - 5.3.14 - RS-HVC-BREC-V03-210101 | IL TRM - 5.3.14 - RS-HVC-BREC-V03-210101 | No reset controls | No reset controls | No reset controls | No reset controls | No reset controls | No reset controls | No reset controls | No reset controls | No reset controls | No reset controls | No reset controls | No reset controls | No reset controls | No reset controls | No reset controls | No reset controls | No reset controls | No reset controls | No reset controls | No reset controls | No reset controls | No reset controls | No reset controls | No reset controls | No reset controls | No reset controls | No reset controls | Reset control installed | Reset control installed | Reset control installed | Reset control installed | Reset control installed | Reset control installed | Reset control installed | Reset control installed | Reset control installed | Reset control installed | Reset control installed | Reset control installed | Reset control installed | Reset control installed | Reset control installed | Reset control installed | Reset control installed | Reset control installed | Reset control installed | Reset control installed | Reset control installed | Reset control installed | Reset control installed | Reset control installed | Reset control installed | Reset control installed | Reset control installed | 676.33 | 676.33 | 676.33 | 676.33 | 676.33 | 676.33 | 676.33 | 676.33 | 676.33 | 676.33 | 676.33 | 676.33 | 676.33 | 676.33 | 676.33 | 676.33 | 676.33 | 676.33 | 676.33 | 676.33 | 676.33 | 676.33 | 676.33 | 676.33 | 676.33 | 676.33 | 676.33 | 0 | 0 | 0 | 0 | 0 | 0 | 0 | 0 | 0 | 0 | 0 | 0 | 0 | 0 | 0 | 0 | 0 | 0 | 0 | 0 | 0 | 0 | 0 | 0 | 0 | 0 | 0 | 0 | 0 | 0 | 0 | 0 | 0 | 0 | 0 | 0 | 0 | 0 | 0 | 0 | 0 | 0 | 0 | 0 | 0 | 0 | 0 | 0 | 0 | 0 | 0 | 0 | 0 | 0 | 0 | 0 | 0 | 0 | 0 | 0 | 0 | 0 | 0 | 0 | 0 | 0 | 0 | 0 | 0 | 0 | 0 | 0 | 0 | 0 | 0 | 0 | 0 | 0.0387 | 0.047517 | 0.058147 | 0.0675 | 0.076992 | 0.090013 | 0.098746 | 0.10088 | 0.095063 | 0.081715 | 0.063235 | 0.04185 | 0.0243 | 0.0117 | 0.00495 | 0.0018 | 0 | 0 | 0 | 0 | 0 | 0 | 0 | 0 | 0 | 0.0387 | 0.086217 | 0.14436 | 0.21186 | 0.28886 | 0.37887 | 0.47762 | 0.57849 | 0.67356 | 0.75527 | 0.81851 | 0.86036 | 0.88466 | 0.89636 | 0.90131 | 0.90311 | 0.90311 | 0.90311 | 0.90311 | 0.90311 | 0.90311 | 0.90311 | 0.90311 | 0.90311 | 0.90311 | 0 | 0 | 0 | 0 | 0 | 0 | 0 | 0 | 0 | 0 | 0 | 0 | 0 | 0 | 0 | 0 | 0 | 0 | 0 | 0 | 0 | 0 | 0 | 0 | 0 | 0 | 0 | 0 | 0 | 0 | 0 | 0 | 0 | 0 | 0 | 0 | 0 | 0 | 0 | 0 | 0 | 0 | 0 | 0 | 0 | 0 | 0 | 0 | 0 | 0 | 0.032895 | 0.04039 | 0.049425 | 0.057375 | 0.065443 | 0.076511 | 0.083934 | 0.085745 | 0.080804 | 0.069458 | 0.053749 | 0.035572 | 0.020655 | 0.009945 | 0.0042075 | 0.00153 | 0 | 0 | 0 | 0 | 0 | 0 | 0 | 0 | 0 | 0.032895 | 0.073285 | 0.12271 | 0.18009 | 0.24553 | 0.32204 | 0.40597 | 0.49172 | 0.57252 | 0.64198 | 0.69573 | 0.7313 | 0.75196 | 0.7619 | 0.76611 | 0.76764 | 0.76764 | 0.76764 | 0.76764 | 0.76764 | 0.76764 | 0.76764 | 0.76764 | 0.76764 | 0.76764 | 0 | 0 | 0 | 0 | 0 | 0 | 0 | 0 | 0 | 0 | 0 | 0 | 0 | 0 | 0 | 0 | 0 | 0 | 0 | 0 | 0 | 0 | 0 | 0 | 0 | 0 | 0 | 0 | 0 | 0 | 0 | 0 | 0 | 0 | 0 | 0 | 0 | 0 | 0 | 0 | 0 | 0 | 0 | 0 | 0 | 0 | 0 | 0 | 0 | 0 | 0 | 0 | 0 | 0 | 0 | 0 | 0 | 0 | 0 | 0 | 0 | 0 | 0 | 0 | 0 | 0 | 0 | 0 | 0 | 0 | 0 | 0 | 0 | 0 | 0 | 0 | 0 | 0 | 0 | 0 | 0 | 0 | 0 | 0 | 0 | 0 | 0 | 0 | 0 | 0 | 0 | 0 | 0 | 0 | 0 | 0 | 0 | 0 | 0 | 0 | 0 | 0 | 0 | 0 | 0 | 0 | 0 | 0 | 0 | 0 | 0 | 0 | 0 | 0 | 0 | 0 | 0 | 0 | 0 | 0 | 0 | 0 | 0 | 0 | 0 | 0 | 0 | 0 | 0 | 0 | 0 | 0 | 0 | 0 | 0 | 0 | 0 | 0 | 0 | 0 | 0 | 0 | 0 | 0 | 0 | 0 | 0 | 0 | 0 | 0 | 0 | 0 | 0 | 0 | 0 | 0 | 0 | 0 | 0 | 0 | 0 | 0 | 0 | 0 | 0 | 0 | 0 | 0 | 0 | 0 | 0 | 0 | 0 | 0 | 0 | 0 | 0 | 0 | 0 | 0 | 0 | 0 | 0 | 0 | 0 | 0 | 0 | 0 | 0 | 0 | 0 | 0 | 0 | 0 | 0 | 0 | 0 | 0 | 0 | 0 | 0 | 0 | 0 | 0 | 0 | 0 | 0 | 0 | 0 | 0 | 0 | 0 | 0 | 0 | 0 | 0 | 0 | 0 | 0 | 0 | 0 | 0 | 0 | 0 | 0 | 0 | 0 | 0 | 0 | 0 | 0 | 0 | 0 | 0 | 0 | 0 | 0 | 0 | 0 | 0 | 0 | 0 | 0 | 0 | 0 | 0 | 0 | 0 | 0 | 0 | 210
OR_Residential_LI - Single Family_Existing_Space Heating_Natural Gas_Furnace | OR | Residential | LI - Multi-Family | Existing | Space Heating | Natural Gas | Gas Boiler - Steam Trap Maintenance | A | ORM163 | Degraded system | Cleaned and restored | 6 | 728.4979 | 0 | 0 | 318.73 | 0 | 0 | 0 | 0.30173 | 0.25 | perBldg | 0% | 20% | Retrofit | RetroEven20 | 80.75% | TBD | 0% | 0 |  | 0 |  | 0 | IL TRM - 4.4.16 - CI-HVC-STRE-V08-210101 | IL TRM - 4.4.16 - CI-HVC-STRE-V08-210101 | IL TRM - 4.4.16 - CI-HVC-STRE-V08-210101 | Degraded system | Degraded system | Degraded system | Degraded system | Degraded system | Degraded system | Degraded system | Degraded system | Degraded system | Degraded system | Degraded system | Degraded system | Degraded system | Degraded system | Degraded system | Degraded system | Degraded system | Degraded system | Degraded system | Degraded system | Degraded system | Degraded system | Degraded system | Degraded system | Degraded system | Degraded system | Degraded system | Cleaned and restored | Cleaned and restored | Cleaned and restored | Cleaned and restored | Cleaned and restored | Cleaned and restored | Cleaned and restored | Cleaned and restored | Cleaned and restored | Cleaned and restored | Cleaned and restored | Cleaned and restored | Cleaned and restored | Cleaned and restored | Cleaned and restored | Cleaned and restored | Cleaned and restored | Cleaned and restored | Cleaned and restored | Cleaned and restored | Cleaned and restored | Cleaned and restored | Cleaned and restored | Cleaned and restored | Cleaned and restored | Cleaned and restored | Cleaned and restored | 318.73 | 318.73 | 318.73 | 318.73 | 318.73 | 318.73 | 318.73 | 318.73 | 318.73 | 318.73 | 318.73 | 318.73 | 318.73 | 318.73 | 318.73 | 318.73 | 318.73 | 318.73 | 318.73 | 318.73 | 318.73 | 318.73 | 318.73 | 318.73 | 318.73 | 318.73 | 318.73 | 0 | 0 | 0 | 0 | 0 | 0 | 0 | 0 | 0 | 0 | 0 | 0 | 0 | 0 | 0 | 0 | 0 | 0 | 0 | 0 | 0 | 0 | 0 | 0 | 0 | 0 | 0 | 0 | 0 | 0 | 0 | 0 | 0 | 0 | 0 | 0 | 0 | 0 | 0 | 0 | 0 | 0 | 0 | 0 | 0 | 0 | 0 | 0 | 0 | 0 | 0 | 0 | 0 | 0 | 0 | 0 | 0 | 0 | 0 | 0 | 0 | 0 | 0 | 0 | 0 | 0 | 0 | 0 | 0 | 0 | 0 | 0 | 0 | 0 | 0 | 0 | 0 | 0.0025 | 0.0025 | 0.0025 | 0.0025 | 0.0025 | 0.0025 | 0 | 0 | 0 | 0 | 0 | 0 | 0 | 0 | 0 | 0 | 0 | 0 | 0 | 0 | 0 | 0 | 0 | 0 | 0 | 0.0025 | 0.005 | 0.0075 | 0.01 | 0.0125 | 0.015 | 0.015 | 0.015 | 0.015 | 0.015 | 0.015 | 0.015 | 0.015 | 0.015 | 0.015 | 0.015 | 0.015 | 0.015 | 0.015 | 0.015 | 0.015 | 0.015 | 0.015 | 0.015 | 0.015 | 0 | 0 | 0 | 0 | 0 | 0 | 0 | 0 | 0 | 0 | 0 | 0 | 0 | 0 | 0 | 0 | 0 | 0 | 0 | 0 | 0 | 0 | 0 | 0 | 0 | 0 | 0 | 0 | 0 | 0 | 0 | 0 | 0 | 0 | 0 | 0 | 0 | 0 | 0 | 0 | 0 | 0 | 0 | 0 | 0 | 0 | 0 | 0 | 0 | 0 | 0.002125 | 0.002125 | 0.002125 | 0.002125 | 0.002125 | 0.002125 | 0 | 0 | 0 | 0 | 0 | 0 | 0 | 0 | 0 | 0 | 0 | 0 | 0 | 0 | 0 | 0 | 0 | 0 | 0 | 0.002125 | 0.00425 | 0.006375 | 0.0085 | 0.010625 | 0.01275 | 0.01275 | 0.01275 | 0.01275 | 0.01275 | 0.01275 | 0.01275 | 0.01275 | 0.01275 | 0.01275 | 0.01275 | 0.01275 | 0.01275 | 0.01275 | 0.01275 | 0.01275 | 0.01275 | 0.01275 | 0.01275 | 0.01275 | 0 | 0 | 0 | 0 | 0 | 0 | 0 | 0 | 0 | 0 | 0 | 0 | 0 | 0 | 0 | 0 | 0 | 0 | 0 | 0 | 0 | 0 | 0 | 0 | 0 | 0 | 0 | 0 | 0 | 0 | 0 | 0 | 0 | 0 | 0 | 0 | 0 | 0 | 0 | 0 | 0 | 0 | 0 | 0 | 0 | 0 | 0 | 0 | 0 | 0 | 0 | 0 | 0 | 0 | 0 | 0 | 0 | 0 | 0 | 0 | 0 | 0 | 0 | 0 | 0 | 0 | 0 | 0 | 0 | 0 | 0 | 0 | 0 | 0 | 0 | 0 | 0 | 0 | 0 | 0 | 0 | 0 | 0 | 0 | 0 | 0 | 0 | 0 | 0 | 0 | 0 | 0 | 0 | 0 | 0 | 0 | 0 | 0 | 0 | 0 | 0 | 0 | 0 | 0 | 0 | 0 | 0 | 0 | 0 | 0 | 0 | 0 | 0 | 0 | 0 | 0 | 0 | 0 | 0 | 0 | 0 | 0 | 0 | 0 | 0 | 0 | 0 | 0 | 0 | 0 | 0 | 0 | 0 | 0 | 0 | 0 | 0 | 0 | 0 | 0 | 0 | 0 | 0 | 0 | 0 | 0 | 0 | 0 | 0 | 0 | 0 | 0 | 0 | 0 | 0 | 0 | 0 | 0 | 0 | 0 | 0 | 0 | 0 | 0 | 0 | 0 | 0 | 0 | 0 | 0 | 0 | 0 | 0 | 0 | 0 | 0 | 0 | 0 | 0 | 0 | 0 | 0 | 0 | 0 | 0 | 0 | 0 | 0 | 0 | 0 | 0 | 0 | 0 | 0 | 0 | 0 | 0 | 0 | 0 | 0 | 0 | 0 | 0 | 0 | 0 | 0 | 0 | 0 | 0 | 0 | 0 | 0 | 0 | 0 | 0 | 0 | 0 | 0 | 0 | 0 | 0 | 0 | 0 | 0 | 0 | 0 | 0 | 0 | 0 | 0 | 0 | 0 | 0 | 0 | 0 | 0 | 0 | 0 | 0 | 0 | 0 | 0 | 0 | 0 | 0 | 0 | 0 | 0 | 0 | 0 | 211
OR_Residential_LI - Single Family_Existing_Space Heating_Natural Gas_Furnace | OR | Residential | LI - Multi-Family | Existing | Space Heating | Natural Gas | Gas Boiler - Maintenance | A | ORM164 | Degraded efficiency 10% below nameplate | Restored to nameplate 80% AFUE | 3 | 9.0909 | 0 | 0 | 122.57 | 0 | 0 | 0 | 0.30173 | 0.25 | household | 35% | 90% | Retrofit | RetroEven20 | 80.75% | TBD | 0% | 0 |  | 0 |  | 0 | IL TRM - 5.3.13 - RS-HVC-FTUN-V06-210101 | RSMeans 2015 | BEST | Degraded efficiency 10% below nameplate | Degraded efficiency 10% below nameplate | Degraded efficiency 10% below nameplate | Degraded efficiency 10% below nameplate | Degraded efficiency 10% below nameplate | Degraded efficiency 10% below nameplate | Degraded efficiency 10% below nameplate | Degraded efficiency 10% below nameplate | Degraded efficiency 10% below nameplate | Degraded efficiency 10% below nameplate | Degraded efficiency 10% below nameplate | Degraded efficiency 10% below nameplate | Degraded efficiency 10% below nameplate | Degraded efficiency 10% below nameplate | Degraded efficiency 10% below nameplate | Degraded efficiency 10% below nameplate | Degraded efficiency 10% below nameplate | Degraded efficiency 10% below nameplate | Degraded efficiency 10% below nameplate | Degraded efficiency 10% below nameplate | Degraded efficiency 10% below nameplate | Degraded efficiency 10% below nameplate | Degraded efficiency 10% below nameplate | Degraded efficiency 10% below nameplate | Degraded efficiency 10% below nameplate | Degraded efficiency 10% below nameplate | Degraded efficiency 10% below nameplate | Restored to nameplate 80% AFUE | Restored to nameplate 80% AFUE | Restored to nameplate 80% AFUE | Restored to nameplate 80% AFUE | Restored to nameplate 80% AFUE | Restored to nameplate 80% AFUE | Restored to nameplate 80% AFUE | Restored to nameplate 80% AFUE | Restored to nameplate 80% AFUE | Restored to nameplate 80% AFUE | Restored to nameplate 80% AFUE | Restored to nameplate 80% AFUE | Restored to nameplate 80% AFUE | Restored to nameplate 80% AFUE | Restored to nameplate 80% AFUE | Restored to nameplate 80% AFUE | Restored to nameplate 80% AFUE | Restored to nameplate 80% AFUE | Restored to nameplate 80% AFUE | Restored to nameplate 80% AFUE | Restored to nameplate 80% AFUE | Restored to nameplate 80% AFUE | Restored to nameplate 80% AFUE | Restored to nameplate 80% AFUE | Restored to nameplate 80% AFUE | Restored to nameplate 80% AFUE | Restored to nameplate 80% AFUE | 122.57 | 122.57 | 122.57 | 122.57 | 122.57 | 122.57 | 122.57 | 122.57 | 122.57 | 122.57 | 122.57 | 122.57 | 122.57 | 122.57 | 122.57 | 122.57 | 122.57 | 122.57 | 122.57 | 122.57 | 122.57 | 122.57 | 122.57 | 122.57 | 122.57 | 122.57 | 122.57 | 0 | 0 | 0 | 0 | 0 | 0 | 0 | 0 | 0 | 0 | 0 | 0 | 0 | 0 | 0 | 0 | 0 | 0 | 0 | 0 | 0 | 0 | 0 | 0 | 0 | 0 | 0 | 0 | 0 | 0 | 0 | 0 | 0 | 0 | 0 | 0 | 0 | 0 | 0 | 0 | 0 | 0 | 0 | 0 | 0 | 0 | 0 | 0 | 0 | 0 | 0 | 0 | 0 | 0 | 0 | 0 | 0 | 0 | 0 | 0 | 0 | 0 | 0 | 0 | 0 | 0 | 0 | 0 | 0 | 0 | 0 | 0 | 0 | 0 | 0 | 0 | 0 | 0.0275 | 0.0275 | 0.0275 | 0 | 0 | 0 | 0 | 0 | 0 | 0 | 0 | 0 | 0 | 0 | 0 | 0 | 0 | 0 | 0 | 0 | 0 | 0 | 0 | 0 | 0 | 0.0275 | 0.055 | 0.0825 | 0.0825 | 0.0825 | 0.0825 | 0.0825 | 0.0825 | 0.0825 | 0.0825 | 0.0825 | 0.0825 | 0.0825 | 0.0825 | 0.0825 | 0.0825 | 0.0825 | 0.0825 | 0.0825 | 0.0825 | 0.0825 | 0.0825 | 0.0825 | 0.0825 | 0.0825 | 0 | 0 | 0 | 0 | 0 | 0 | 0 | 0 | 0 | 0 | 0 | 0 | 0 | 0 | 0 | 0 | 0 | 0 | 0 | 0 | 0 | 0 | 0 | 0 | 0 | 0 | 0 | 0 | 0 | 0 | 0 | 0 | 0 | 0 | 0 | 0 | 0 | 0 | 0 | 0 | 0 | 0 | 0 | 0 | 0 | 0 | 0 | 0 | 0 | 0 | 0.023375 | 0.023375 | 0.023375 | 0 | 0 | 0 | 0 | 0 | 0 | 0 | 0 | 0 | 0 | 0 | 0 | 0 | 0 | 0 | 0 | 0 | 0 | 0 | 0 | 0 | 0 | 0.023375 | 0.04675 | 0.070125 | 0.070125 | 0.070125 | 0.070125 | 0.070125 | 0.070125 | 0.070125 | 0.070125 | 0.070125 | 0.070125 | 0.070125 | 0.070125 | 0.070125 | 0.070125 | 0.070125 | 0.070125 | 0.070125 | 0.070125 | 0.070125 | 0.070125 | 0.070125 | 0.070125 | 0.070125 | 0 | 0 | 0 | 0 | 0 | 0 | 0 | 0 | 0 | 0 | 0 | 0 | 0 | 0 | 0 | 0 | 0 | 0 | 0 | 0 | 0 | 0 | 0 | 0 | 0 | 0 | 0 | 0 | 0 | 0 | 0 | 0 | 0 | 0 | 0 | 0 | 0 | 0 | 0 | 0 | 0 | 0 | 0 | 0 | 0 | 0 | 0 | 0 | 0 | 0 | 0 | 0 | 0 | 0 | 0 | 0 | 0 | 0 | 0 | 0 | 0 | 0 | 0 | 0 | 0 | 0 | 0 | 0 | 0 | 0 | 0 | 0 | 0 | 0 | 0 | 0 | 0 | 0 | 0 | 0 | 0 | 0 | 0 | 0 | 0 | 0 | 0 | 0 | 0 | 0 | 0 | 0 | 0 | 0 | 0 | 0 | 0 | 0 | 0 | 0 | 0 | 0 | 0 | 0 | 0 | 0 | 0 | 0 | 0 | 0 | 0 | 0 | 0 | 0 | 0 | 0 | 0 | 0 | 0 | 0 | 0 | 0 | 0 | 0 | 0 | 0 | 0 | 0 | 0 | 0 | 0 | 0 | 0 | 0 | 0 | 0 | 0 | 0 | 0 | 0 | 0 | 0 | 0 | 0 | 0 | 0 | 0 | 0 | 0 | 0 | 0 | 0 | 0 | 0 | 0 | 0 | 0 | 0 | 0 | 0 | 0 | 0 | 0 | 0 | 0 | 0 | 0 | 0 | 0 | 0 | 0 | 0 | 0 | 0 | 0 | 0 | 0 | 0 | 0 | 0 | 0 | 0 | 0 | 0 | 0 | 0 | 0 | 0 | 0 | 0 | 0 | 0 | 0 | 0 | 0 | 0 | 0 | 0 | 0 | 0 | 0 | 0 | 0 | 0 | 0 | 0 | 0 | 0 | 0 | 0 | 0 | 0 | 0 | 0 | 0 | 0 | 0 | 0 | 0 | 0 | 0 | 0 | 0 | 0 | 0 | 0 | 0 | 0 | 0 | 0 | 0 | 0 | 0 | 0 | 0 | 0 | 0 | 0 | 0 | 0 | 0 | 0 | 0 | 0 | 0 | 0 | 0 | 0 | 0 | 0 | 212
OR_Residential_LI - Single Family_Existing_Space Heating_Natural Gas_Furnace | OR | Residential | LI - Multi-Family | Existing | Space Heating | Natural Gas | Gas Boiler - Pipe Insulation | A | ORM165 | No insulation | Pipe insulated throughout home | 15 | 0.3 | 0 | 0 | 3.06 | 0 | 0 | 0 | 0.30173 | 0.25 | boil pipe | 8% | 25% | Retrofit | Retro12Med | 75.44% | TBD | 0% | 0 |  | 0 |  | 0 | IL TRM - 5.3.2 - RS-HVC-PINS-V05-220101 | IL TRM - 5.3.2 - RS-HVC-PINS-V05-220101 | IL TRM - 5.3.2 - RS-HVC-PINS-V05-220101 | No insulation | No insulation | No insulation | No insulation | No insulation | No insulation | No insulation | No insulation | No insulation | No insulation | No insulation | No insulation | No insulation | No insulation | No insulation | No insulation | No insulation | No insulation | No insulation | No insulation | No insulation | No insulation | No insulation | No insulation | No insulation | No insulation | No insulation | Pipe insulated throughout home | Pipe insulated throughout home | Pipe insulated throughout home | Pipe insulated throughout home | Pipe insulated throughout home | Pipe insulated throughout home | Pipe insulated throughout home | Pipe insulated throughout home | Pipe insulated throughout home | Pipe insulated throughout home | Pipe insulated throughout home | Pipe insulated throughout home | Pipe insulated throughout home | Pipe insulated throughout home | Pipe insulated throughout home | Pipe insulated throughout home | Pipe insulated throughout home | Pipe insulated throughout home | Pipe insulated throughout home | Pipe insulated throughout home | Pipe insulated throughout home | Pipe insulated throughout home | Pipe insulated throughout home | Pipe insulated throughout home | Pipe insulated throughout home | Pipe insulated throughout home | Pipe insulated throughout home | 3.06 | 3.06 | 3.06 | 3.06 | 3.06 | 3.06 | 3.06 | 3.06 | 3.06 | 3.06 | 3.06 | 3.06 | 3.06 | 3.06 | 3.06 | 3.06 | 3.06 | 3.06 | 3.06 | 3.06 | 3.06 | 3.06 | 3.06 | 3.06 | 3.06 | 3.06 | 3.06 | 0 | 0 | 0 | 0 | 0 | 0 | 0 | 0 | 0 | 0 | 0 | 0 | 0 | 0 | 0 | 0 | 0 | 0 | 0 | 0 | 0 | 0 | 0 | 0 | 0 | 0 | 0 | 0 | 0 | 0 | 0 | 0 | 0 | 0 | 0 | 0 | 0 | 0 | 0 | 0 | 0 | 0 | 0 | 0 | 0 | 0 | 0 | 0 | 0 | 0 | 0 | 0 | 0 | 0 | 0 | 0 | 0 | 0 | 0 | 0 | 0 | 0 | 0 | 0 | 0 | 0 | 0 | 0 | 0 | 0 | 0 | 0 | 0 | 0 | 0 | 0 | 0 | 0.90218 | 0.90218 | 0.90218 | 0.90218 | 0.90218 | 0.81196 | 0.64957 | 0.51966 | 0.41572 | 0.33258 | 0.26606 | 0.21285 | 0.17028 | 0.13622 | 0.10898 | 0 | 0 | 0 | 0 | 0 | 0 | 0 | 0 | 0 | 0 | 0.90218 | 1.8044 | 2.7065 | 3.6087 | 4.5109 | 5.3229 | 5.9724 | 6.4921 | 6.9078 | 7.2404 | 7.5065 | 7.7193 | 7.8896 | 8.0258 | 8.1348 | 8.1348 | 8.1348 | 8.1348 | 8.1348 | 8.1348 | 8.1348 | 8.1348 | 8.1348 | 8.1348 | 8.1348 | 0 | 0 | 0 | 0 | 0 | 0 | 0 | 0 | 0 | 0 | 0 | 0 | 0 | 0 | 0 | 0 | 0 | 0 | 0 | 0 | 0 | 0 | 0 | 0 | 0 | 0 | 0 | 0 | 0 | 0 | 0 | 0 | 0 | 0 | 0 | 0 | 0 | 0 | 0 | 0 | 0 | 0 | 0 | 0 | 0 | 0 | 0 | 0 | 0 | 0 | 0.76685 | 0.76685 | 0.76685 | 0.76685 | 0.76685 | 0.69017 | 0.55213 | 0.44171 | 0.35337 | 0.28269 | 0.22615 | 0.18092 | 0.14474 | 0.11579 | 0.092633 | 0 | 0 | 0 | 0 | 0 | 0 | 0 | 0 | 0 | 0 | 0.76685 | 1.5337 | 2.3006 | 3.0674 | 3.8343 | 4.5244 | 5.0766 | 5.5183 | 5.8716 | 6.1543 | 6.3805 | 6.5614 | 6.7061 | 6.8219 | 6.9146 | 6.9146 | 6.9146 | 6.9146 | 6.9146 | 6.9146 | 6.9146 | 6.9146 | 6.9146 | 6.9146 | 6.9146 | 0 | 0 | 0 | 0 | 0 | 0 | 0 | 0 | 0 | 0 | 0 | 0 | 0 | 0 | 0 | 0 | 0 | 0 | 0 | 0 | 0 | 0 | 0 | 0 | 0 | 0 | 0 | 0 | 0 | 0 | 0 | 0 | 0 | 0 | 0 | 0 | 0 | 0 | 0 | 0 | 0 | 0 | 0 | 0 | 0 | 0 | 0 | 0 | 0 | 0 | 0 | 0 | 0 | 0 | 0 | 0 | 0 | 0 | 0 | 0 | 0 | 0 | 0 | 0 | 0 | 0 | 0 | 0 | 0 | 0 | 0 | 0 | 0 | 0 | 0 | 0 | 0 | 0 | 0 | 0 | 0 | 0 | 0 | 0 | 0 | 0 | 0 | 0 | 0 | 0 | 0 | 0 | 0 | 0 | 0 | 0 | 0 | 0 | 0 | 0 | 0 | 0 | 0 | 0 | 0 | 0 | 0 | 0 | 0 | 0 | 0 | 0 | 0 | 0 | 0 | 0 | 0 | 0 | 0 | 0 | 0 | 0 | 0 | 0 | 0 | 0 | 0 | 0 | 0 | 0 | 0 | 0 | 0 | 0 | 0 | 0 | 0 | 0 | 0 | 0 | 0 | 0 | 0 | 0 | 0 | 0 | 0 | 0 | 0 | 0 | 0 | 0 | 0 | 0 | 0 | 0 | 0 | 0 | 0 | 0 | 0 | 0 | 0 | 0 | 0 | 0 | 0 | 0 | 0 | 0 | 0 | 0 | 0 | 0 | 0 | 0 | 0 | 0 | 0 | 0 | 0 | 0 | 0 | 0 | 0 | 0 | 0 | 0 | 0 | 0 | 0 | 0 | 0 | 0 | 0 | 0 | 0 | 0 | 0 | 0 | 0 | 0 | 0 | 0 | 0 | 0 | 0 | 0 | 0 | 0 | 0 | 0 | 0 | 0 | 0 | 0 | 0 | 0 | 0 | 0 | 0 | 0 | 0 | 0 | 0 | 0 | 0 | 0 | 0 | 0 | 0 | 0 | 0 | 0 | 0 | 0 | 0 | 0 | 0 | 0 | 0 | 0 | 0 | 0 | 0 | 0 | 0 | 0 | 0 | 0 | 213
OR_Residential_LI - Single Family_Existing_Space Heating_Natural Gas_Furnace | OR | Residential | LI - Multi-Family | Existing | Space Heating | Natural Gas | Gas Boiler - Thermostatic Radiator Valves | A | ORM166 | None | Installed | 15 | 23.9147 | 0 | 0 | 43.19 | 0 | 0 | 0 | 0.30173 | 0.25 | radiator | 0% | 5% | Retrofit | Retro5Med | 81.71% | TBD | 0% | 0 |  | 0 |  | 0 | IL TRM - 5.3.19 - RS-HVC-TRVS-V01-210101 | AEG Cost Characterization, 2021 | IL TRM - 5.3.19 - RS-HVC-TRVS-V01-210101 | None | None | None | None | None | None | None | None | None | None | None | None | None | None | None | None | None | None | None | None | None | None | None | None | None | None | None | Installed | Installed | Installed | Installed | Installed | Installed | Installed | Installed | Installed | Installed | Installed | Installed | Installed | Installed | Installed | Installed | Installed | Installed | Installed | Installed | Installed | Installed | Installed | Installed | Installed | Installed | Installed | 43.19 | 43.19 | 43.19 | 43.19 | 43.19 | 43.19 | 43.19 | 43.19 | 43.19 | 43.19 | 43.19 | 43.19 | 43.19 | 43.19 | 43.19 | 43.19 | 43.19 | 43.19 | 43.19 | 43.19 | 43.19 | 43.19 | 43.19 | 43.19 | 43.19 | 43.19 | 43.19 | 0 | 0 | 0 | 0 | 0 | 0 | 0 | 0 | 0 | 0 | 0 | 0 | 0 | 0 | 0 | 0 | 0 | 0 | 0 | 0 | 0 | 0 | 0 | 0 | 0 | 0 | 0 | 0 | 0 | 0 | 0 | 0 | 0 | 0 | 0 | 0 | 0 | 0 | 0 | 0 | 0 | 0 | 0 | 0 | 0 | 0 | 0 | 0 | 0 | 0 | 0 | 0 | 0 | 0 | 0 | 0 | 0 | 0 | 0 | 0 | 0 | 0 | 0 | 0 | 0 | 0 | 0 | 0 | 0 | 0 | 0 | 0 | 0 | 0 | 0 | 0 | 0 | 0.0043 | 0.0052797 | 0.0064608 | 0.0075 | 0.0085547 | 0.010001 | 0.010972 | 0.011208 | 0.010563 | 0.0090795 | 0.0070261 | 0.00465 | 0.0027 | 0.0013 | 0.00055 | 0 | 0 | 0 | 0 | 0 | 0 | 0 | 0 | 0 | 0 | 0.0043 | 0.0095797 | 0.016041 | 0.023541 | 0.032095 | 0.042097 | 0.053068 | 0.064277 | 0.07484 | 0.083919 | 0.090945 | 0.095595 | 0.098295 | 0.099595 | 0.10015 | 0.10015 | 0.10015 | 0.10015 | 0.10015 | 0.10015 | 0.10015 | 0.10015 | 0.10015 | 0.10015 | 0.10015 | 0 | 0 | 0 | 0 | 0 | 0 | 0 | 0 | 0 | 0 | 0 | 0 | 0 | 0 | 0 | 0 | 0 | 0 | 0 | 0 | 0 | 0 | 0 | 0 | 0 | 0 | 0 | 0 | 0 | 0 | 0 | 0 | 0 | 0 | 0 | 0 | 0 | 0 | 0 | 0 | 0 | 0 | 0 | 0 | 0 | 0 | 0 | 0 | 0 | 0 | 0.003655 | 0.0044878 | 0.0054917 | 0.006375 | 0.0072715 | 0.0085013 | 0.009326 | 0.0095272 | 0.0089782 | 0.0077175 | 0.0059722 | 0.0039525 | 0.002295 | 0.001105 | 0.0004675 | 0 | 0 | 0 | 0 | 0 | 0 | 0 | 0 | 0 | 0 | 0.003655 | 0.0081428 | 0.013634 | 0.020009 | 0.027281 | 0.035782 | 0.045108 | 0.054635 | 0.063614 | 0.071331 | 0.077303 | 0.081256 | 0.083551 | 0.084656 | 0.085123 | 0.085123 | 0.085123 | 0.085123 | 0.085123 | 0.085123 | 0.085123 | 0.085123 | 0.085123 | 0.085123 | 0.085123 | 0 | 0 | 0 | 0 | 0 | 0 | 0 | 0 | 0 | 0 | 0 | 0 | 0 | 0 | 0 | 0 | 0 | 0 | 0 | 0 | 0 | 0 | 0 | 0 | 0 | 0 | 0 | 0 | 0 | 0 | 0 | 0 | 0 | 0 | 0 | 0 | 0 | 0 | 0 | 0 | 0 | 0 | 0 | 0 | 0 | 0 | 0 | 0 | 0 | 0 | 0 | 0 | 0 | 0 | 0 | 0 | 0 | 0 | 0 | 0 | 0 | 0 | 0 | 0 | 0 | 0 | 0 | 0 | 0 | 0 | 0 | 0 | 0 | 0 | 0 | 0 | 0 | 0 | 0 | 0 | 0 | 0 | 0 | 0 | 0 | 0 | 0 | 0 | 0 | 0 | 0 | 0 | 0 | 0 | 0 | 0 | 0 | 0 | 0 | 0 | 0 | 0 | 0 | 0 | 0 | 0 | 0 | 0 | 0 | 0 | 0 | 0 | 0 | 0 | 0 | 0 | 0 | 0 | 0 | 0 | 0 | 0 | 0 | 0 | 0 | 0 | 0 | 0 | 0 | 0 | 0 | 0 | 0 | 0 | 0 | 0 | 0 | 0 | 0 | 0 | 0 | 0 | 0 | 0 | 0 | 0 | 0 | 0 | 0 | 0 | 0 | 0 | 0 | 0 | 0 | 0 | 0 | 0 | 0 | 0 | 0 | 0 | 0 | 0 | 0 | 0 | 0 | 0 | 0 | 0 | 0 | 0 | 0 | 0 | 0 | 0 | 0 | 0 | 0 | 0 | 0 | 0 | 0 | 0 | 0 | 0 | 0 | 0 | 0 | 0 | 0 | 0 | 0 | 0 | 0 | 0 | 0 | 0 | 0 | 0 | 0 | 0 | 0 | 0 | 0 | 0 | 0 | 0 | 0 | 0 | 0 | 0 | 0 | 0 | 0 | 0 | 0 | 0 | 0 | 0 | 0 | 0 | 0 | 0 | 0 | 0 | 0 | 0 | 0 | 0 | 0 | 0 | 0 | 0 | 0 | 0 | 0 | 0 | 0 | 0 | 0 | 0 | 0 | 0 | 0 | 0 | 0 | 0 | 0 | 0 | 214
OR_Residential_LI - Single Family_Existing_Space Heating_Natural Gas_Furnace | OR | Residential | LI - Multi-Family | Existing | Space Heating | Natural Gas | Ceiling Fan - ENERGY STAR | A | ORM167 | Standard ceiling fan | Energy Star certified ceiling fan | 10 | 0 | 0 | 0 | 33.93 | 0 | 0 | 0 | 0.30173 | 0.45 | ceiling fans | 10.8% | 40% | Retrofit | Retro1Slow | 84.81% | TBD | 0% | 0 |  | 0 |  | 0 | IL TRM - RS-HVC-CFAN-V03-200101 | IL TRM - RS-HVC-CFAN-V03-200101 | IL TRM - RS-HVC-CFAN-V03-200101 | Standard ceiling fan | Standard ceiling fan | Standard ceiling fan | Standard ceiling fan | Standard ceiling fan | Standard ceiling fan | Standard ceiling fan | Standard ceiling fan | Standard ceiling fan | Standard ceiling fan | Standard ceiling fan | Standard ceiling fan | Standard ceiling fan | Standard ceiling fan | Standard ceiling fan | Standard ceiling fan | Standard ceiling fan | Standard ceiling fan | Standard ceiling fan | Standard ceiling fan | Standard ceiling fan | Standard ceiling fan | Standard ceiling fan | Standard ceiling fan | Standard ceiling fan | Standard ceiling fan | Standard ceiling fan | Energy Star certified ceiling fan | Energy Star certified ceiling fan | Energy Star certified ceiling fan | Energy Star certified ceiling fan | Energy Star certified ceiling fan | Energy Star certified ceiling fan | Energy Star certified ceiling fan | Energy Star certified ceiling fan | Energy Star certified ceiling fan | Energy Star certified ceiling fan | Energy Star certified ceiling fan | Energy Star certified ceiling fan | Energy Star certified ceiling fan | Energy Star certified ceiling fan | Energy Star certified ceiling fan | Energy Star certified ceiling fan | Energy Star certified ceiling fan | Energy Star certified ceiling fan | Energy Star certified ceiling fan | Energy Star certified ceiling fan | Energy Star certified ceiling fan | Energy Star certified ceiling fan | Energy Star certified ceiling fan | Energy Star certified ceiling fan | Energy Star certified ceiling fan | Energy Star certified ceiling fan | Energy Star certified ceiling fan | 33.93 | 33.93 | 33.93 | 33.93 | 33.93 | 33.93 | 33.93 | 33.93 | 33.93 | 33.93 | 33.93 | 33.93 | 33.93 | 33.93 | 33.93 | 33.93 | 33.93 | 33.93 | 33.93 | 33.93 | 33.93 | 33.93 | 33.93 | 33.93 | 33.93 | 33.93 | 33.93 | 0 | 0 | 0 | 0 | 0 | 0 | 0 | 0 | 0 | 0 | 0 | 0 | 0 | 0 | 0 | 0 | 0 | 0 | 0 | 0 | 0 | 0 | 0 | 0 | 0 | 0 | 0 | 0 | 0 | 0 | 0 | 0 | 0 | 0 | 0 | 0 | 0 | 0 | 0 | 0 | 0 | 0 | 0 | 0 | 0 | 0 | 0 | 0 | 0 | 0 | 0 | 0 | 0 | 0 | 0 | 0 | 0 | 0 | 0 | 0 | 0 | 0 | 0 | 0 | 0 | 0 | 0 | 0 | 0 | 0 | 0 | 0 | 0 | 0 | 0 | 0 | 0 | 2.0167 | 4.0786 | 7.3271 | 12.0588 | 18.5191 | 26.8357 | 36.9337 | 48.4432 | 60.6214 | 72.3288 | 80.0871 | 84.2928 | 82.4582 | 73.5756 | 57.6592 | 36.9048 | 12.383 | 0 | 0 | 0 | 0 | 0 | 0 | 0 | 0 | 2.0167 | 6.0953 | 13.4224 | 25.4812 | 44.0003 | 70.836 | 107.7697 | 156.2129 | 216.8343 | 289.1632 | 369.2503 | 453.5431 | 536.0013 | 609.5769 | 667.2361 | 704.141 | 716.5239 | 716.5239 | 716.5239 | 716.5239 | 716.5239 | 716.5239 | 716.5239 | 716.5239 | 716.5239 | 0 | 0 | 0 | 0 | 0 | 0 | 0 | 0 | 0 | 0 | 0 | 0 | 0 | 0 | 0 | 0 | 0 | 0 | 0 | 0 | 0 | 0 | 0 | 0 | 0 | 0 | 0 | 0 | 0 | 0 | 0 | 0 | 0 | 0 | 0 | 0 | 0 | 0 | 0 | 0 | 0 | 0 | 0 | 0 | 0 | 0 | 0 | 0 | 0 | 0 | 1.7142 | 3.4668 | 6.228 | 10.25 | 15.7413 | 22.8103 | 31.3937 | 41.1767 | 51.5282 | 61.4795 | 68.0741 | 71.6489 | 70.0895 | 62.5392 | 49.0103 | 31.3691 | 10.5255 | 0 | 0 | 0 | 0 | 0 | 0 | 0 | 0 | 1.7142 | 5.181 | 11.409 | 21.659 | 37.4003 | 60.2106 | 91.6042 | 132.781 | 184.3092 | 245.7887 | 313.8628 | 385.5116 | 455.6011 | 518.1404 | 567.1507 | 598.5198 | 609.0453 | 609.0453 | 609.0453 | 609.0453 | 609.0453 | 609.0453 | 609.0453 | 609.0453 | 609.0453 | 0 | 0 | 0 | 0 | 0 | 0 | 0 | 0 | 0 | 0 | 0 | 0 | 0 | 0 | 0 | 0 | 0 | 0 | 0 | 0 | 0 | 0 | 0 | 0 | 0 | 0 | 0 | 0 | 0 | 0 | 0 | 0 | 0 | 0 | 0 | 0 | 0 | 0 | 0 | 0 | 0 | 0 | 0 | 0 | 0 | 0 | 0 | 0 | 0 | 0 | 0 | 0 | 0 | 0 | 0 | 0 | 0 | 0 | 0 | 0 | 0 | 0 | 0 | 0 | 0 | 0 | 0 | 0 | 0 | 0 | 0 | 0 | 0 | 0 | 0 | 0 | 0 | 0 | 0 | 0 | 0 | 0 | 0 | 0 | 0 | 0 | 0 | 0 | 0 | 0 | 0 | 0 | 0 | 0 | 0 | 0 | 0 | 0 | 0 | 0 | 0 | 0 | 0 | 0 | 0 | 0 | 0 | 0 | 0 | 0 | 0 | 0 | 0 | 0 | 0 | 0 | 0 | 0 | 0 | 0 | 0 | 0 | 0 | 0 | 0 | 0 | 0 | 0 | 0 | 0 | 0 | 0 | 0 | 0 | 0 | 0 | 0 | 0 | 0 | 0 | 0 | 0 | 0 | 0 | 0 | 0 | 0 | 0 | 0 | 0 | 0 | 0 | 0 | 0 | 0 | 0 | 0 | 0 | 0 | 0 | 0 | 0 | 0 | 0 | 0 | 0 | 0 | 0 | 0 | 0 | 0 | 0 | 0 | 0 | 0 | 0 | 0 | 0 | 0 | 0 | 0 | 0 | 0 | 0 | 0 | 0 | 0 | 0 | 0 | 0 | 0 | 0 | 0 | 0 | 0 | 0 | 0 | 0 | 0 | 0 | 0 | 0 | 0 | 0 | 0 | 0 | 0 | 0 | 0 | 0 | 0 | 0 | 0 | 0 | 0 | 0 | 0 | 0 | 0 | 0 | 0 | 0 | 0 | 0 | 0 | 0 | 0 | 0 | 0 | 0 | 0 | 0 | 0 | 0 | 0 | 0 | 0 | 0 | 0 | 0 | 0 | 0 | 0 | 0 | 0 | 0 | 0 | 0 | 0 | 0 | 215
OR_Residential_LI - Single Family_Existing_Space Heating_Natural Gas_Furnace | OR | Residential | LI - Multi-Family | Existing | Water Heating | Natural Gas | Water Heater - Drain Water Heat Recovery | A | ORM168 | None | Installed | 30 | 63.1526 | 0 | 0 | 808.79 | 0 | 0 | 0 | 0.30173 | 0.25 | household | 0% | 0% | Retrofit | Retro1Slow | 84.81% | TBD | 0% | 1194.1097 |  | 527.0605 |  | 0 | NWPCC 2021 Power Plan - Res-GFX-2021P_v2 | NWPCC 2021 Power Plan - Res-GFX-2021P_v2 | NWPCC 2021 Power Plan - Res-GFX-2021P_v2 | None | None | None | None | None | None | None | None | None | None | None | None | None | None | None | None | None | None | None | None | None | None | None | None | None | None | None | Installed | Installed | Installed | Installed | Installed | Installed | Installed | Installed | Installed | Installed | Installed | Installed | Installed | Installed | Installed | Installed | Installed | Installed | Installed | Installed | Installed | Installed | Installed | Installed | Installed | Installed | Installed | 808.79 | 808.79 | 808.79 | 808.79 | 808.79 | 808.79 | 808.79 | 808.79 | 808.79 | 808.79 | 808.79 | 808.79 | 808.79 | 808.79 | 808.79 | 808.79 | 808.79 | 808.79 | 808.79 | 808.79 | 808.79 | 808.79 | 808.79 | 808.79 | 808.79 | 808.79 | 808.79 | 0 | 0 | 61.8113 | 61.0371 | 60.2233 | 59.3854 | 58.5343 | 57.6803 | 56.8332 | 56.0036 | 55.204 | 54.4492 | 53.7372 | 53.0726 | 52.4792 | 51.9635 | 51.5396 | 51.2172 | 51.0006 | 50.8641 | 50.7455 | 50.642 | 50.5518 | 50.4728 | 50.4038 | 50.3433 | 50.29 | 0 | 0 | 0 | 0 | 0 | 0 | 0 | 0 | 0 | 0 | 0 | 0 | 0 | 0 | 0 | 0 | 0 | 0 | 0 | 0 | 0 | 0 | 0 | 0 | 0 | 0 | 0 | 0 | 0 | 0 | 0 | 0 | 0 | 0 | 0 | 0 | 0 | 0 | 0 | 0 | 0 | 0 | 0 | 0 | 0 | 0 | 0 | 0 | 0 | 0 | 0 | 0 | 0 | 0 | 0 | 0 | 0 | 0 | 0 | 0 | 0 | 0 | 0 | 0 | 0 | 0 | 0 | 0 | 0 | 0 | 0 | 0 | 0 | 0 | 0 | 0 | 0 | 0 | 0 | 0 | 0 | 0 | 0 | 0 | 0 | 0 | 0 | 0 | 0 | 0 | 0 | 0 | 0 | 0 | 0 | 0 | 0 | 0 | 0 | 0 | 0 | 0 | 0 | 0 | 0 | 0 | 0 | 0 | 0 | 0 | 0 | 0 | 0 | 0 | 0 | 0 | 0 | 0 | 0 | 0 | 0 | 0 | 0 | 0 | 0 | 0 | 0 | 0 | 0 | 0 | 0 | 0 | 0 | 0 | 0 | 0 | 0 | 0 | 0 | 0 | 0 | 0 | 0 | 0 | 0 | 0 | 0 | 0 | 0 | 0 | 0 | 0 | 0 | 0 | 0 | 0 | 0 | 0 | 0 | 0 | 0 | 0 | 0 | 0 | 0 | 0 | 0 | 0 | 0 | 0 | 0 | 0 | 0 | 0 | 0 | 0 | 0 | 0 | 0 | 0 | 0 | 0 | 0 | 0 | 0 | 0 | 0 | 0 | 0 | 0 | 0 | 0 | 0 | 0 | 0 | 0 | 0 | 0 | 0 | 0 | 0 | 0 | 0 | 0 | 0 | 0 | 0 | 0 | 0 | 0 | 0 | 0 | 0 | 0 | 0 | 0 | 0 | 0 | 0 | 0 | 0 | 0 | 0 | 0 | 0 | 0 | 0 | 0 | 0 | 0 | 0 | 0 | 0 | 0 | 0 | 0 | 0 | 0 | 0 | 0 | 0 | 0 | 0 | 0 | 0 | 0 | 0 | 0 | 0 | 0 | 0 | 0 | 0 | 0 | 0 | 0 | 0 | 0 | 0 | 0 | 0 | 0 | 0 | 0 | 0 | 0 | 0 | 0 | 0 | 0 | 0 | 0 | 0 | 0 | 0 | 0 | 0 | 0 | 0 | 0 | 0 | 0 | 0 | 0 | 0 | 0 | 0 | 0 | 0 | 0 | 0 | 0 | 0 | 0 | 0 | 0 | 0 | 0 | 0 | 0 | 0 | 0 | 0 | 0 | 0 | 0 | 0 | 0 | 0 | 0 | 0 | 0 | 0 | 0 | 0 | 0 | 0 | 0 | 0 | 0 | 0 | 0 | 0 | 0 | 0 | 0 | 0 | 0 | 0 | 0 | 0 | 0 | 0 | 0 | 0 | 0 | 0 | 0 | 0 | 0 | 0 | 0 | 0 | 0 | 0 | 0 | 0 | 0 | 0 | 0 | 0 | 0 | 0 | 0 | 0 | 0 | 0 | 0 | 0 | 0 | 0 | 0 | 0 | 0 | 0 | 0 | 0 | 0 | 0 | 0 | 0 | 0 | 0 | 0 | 0 | 0 | 0 | 0 | 0 | 0 | 0 | 0 | 0 | 0 | 0 | 0 | 0 | 0 | 0 | 0 | 0 | 0 | 0 | 0 | 0 | 0 | 0 | 0 | 0 | 0 | 1089.3898 | 1102.8262 | 1117.025 | 1131.605 | 1146.2283 | 1160.5514 | 1174.2488 | 1187.0104 | 1198.5436 | 1208.5758 | 1217.2965 | 1224.8628 | 1231.4185 | 1237.0913 | 1241.9959 | 1246.231 | 1249.8841 | 1253.0044 | 1255.6994 | 1258.0281 | 1260.0366 | 1261.7695 | 1263.2576 | 1264.5359 | 1265.6336 | 480.8388 | 486.7695 | 493.0366 | 499.472 | 505.9264 | 512.2484 | 518.2942 | 523.927 | 529.0175 | 533.4456 | 537.2948 | 540.6344 | 543.528 | 546.0319 | 548.1967 | 550.066 | 551.6784 | 553.0557 | 554.2452 | 555.273 | 556.1595 | 556.9244 | 557.5812 | 558.1455 | 558.63 | 216
OR_Residential_LI - Single Family_Existing_Space Heating_Natural Gas_Furnace | OR | Residential | LI - Multi-Family | Existing | Water Heating | Natural Gas | Water Heater - Faucet Aerators | A | ORM169 | None | Installed | 10 | 1.9264 | 0 | 0 | 5.2 | 0 | 0 | 0 | 0.30173 | 0.25 | aerators | 85% | 85% | Retrofit | Retro12Med | 75.44% | TBD | 0% | 494.2795 |  | 218.1669 |  | 0 | RTF Wkbk - Aerators_v1_1 | RTF Wkbk - Aerators_v1_1 | RTF Wkbk - Aerators_v1_1 | None | None | None | None | None | None | None | None | None | None | None | None | None | None | None | None | None | None | None | None | None | None | None | None | None | None | None | Installed | Installed | Installed | Installed | Installed | Installed | Installed | Installed | Installed | Installed | Installed | Installed | Installed | Installed | Installed | Installed | Installed | Installed | Installed | Installed | Installed | Installed | Installed | Installed | Installed | Installed | Installed | 5.2 | 5.2 | 5.2 | 5.2 | 5.2 | 5.2 | 5.2 | 5.2 | 5.2 | 5.2 | 5.2 | 5.2 | 5.2 | 5.2 | 5.2 | 5.2 | 5.2 | 5.2 | 5.2 | 5.2 | 5.2 | 5.2 | 5.2 | 5.2 | 5.2 | 5.2 | 5.2 | 0 | 0 | 1.8855 | 1.8619 | 1.8371 | 1.8115 | 1.7855 | 1.7595 | 1.7336 | 1.7083 | 1.6839 | 1.6609 | 1.6392 | 1.6189 | 1.6008 | 1.5851 | 1.5722 | 1.5623 | 1.5557 | 1.5516 | 1.5479 | 1.5448 | 1.542 | 1.5396 | 1.5375 | 1.5357 | 1.534 | 0 | 0 | 0 | 0 | 0 | 0 | 0 | 0 | 0 | 0 | 0 | 0 | 0 | 0 | 0 | 0 | 0 | 0 | 0 | 0 | 0 | 0 | 0 | 0 | 0 | 0 | 0 | 0 | 0 | 0 | 0 | 0 | 0 | 0 | 0 | 0 | 0 | 0 | 0 | 0 | 0 | 0 | 0 | 0 | 0 | 0 | 0 | 0 | 0 | 0 | 0 | 0 | 0 | 0 | 0 | 0 | 0 | 0 | 0 | 0 | 0 | 0 | 0 | 0 | 0 | 0 | 0 | 0 | 0 | 0 | 0 | 0 | 0 | 0 | 0 | 0 | 0 | 0 | 0 | 0 | 0 | 0 | 0 | 0 | 0 | 0 | 0 | 0 | 0 | 0 | 0 | 0 | 0 | 0 | 0 | 0 | 0 | 0 | 0 | 0 | 0 | 0 | 0 | 0 | 0 | 0 | 0 | 0 | 0 | 0 | 0 | 0 | 0 | 0 | 0 | 0 | 0 | 0 | 0 | 0 | 0 | 0 | 0 | 0 | 0 | 0 | 0 | 0 | 0 | 0 | 0 | 0 | 0 | 0 | 0 | 0 | 0 | 0 | 0 | 0 | 0 | 0 | 0 | 0 | 0 | 0 | 0 | 0 | 0 | 0 | 0 | 0 | 0 | 0 | 0 | 0 | 0 | 0 | 0 | 0 | 0 | 0 | 0 | 0 | 0 | 0 | 0 | 0 | 0 | 0 | 0 | 0 | 0 | 0 | 0 | 0 | 0 | 0 | 0 | 0 | 0 | 0 | 0 | 0 | 0 | 0 | 0 | 0 | 0 | 0 | 0 | 0 | 0 | 0 | 0 | 0 | 0 | 0 | 0 | 0 | 0 | 0 | 0 | 0 | 0 | 0 | 0 | 0 | 0 | 0 | 0 | 0 | 0 | 0 | 0 | 0 | 0 | 0 | 0 | 0 | 0 | 0 | 0 | 0 | 0 | 0 | 0 | 0 | 0 | 0 | 0 | 0 | 0 | 0 | 0 | 0 | 0 | 0 | 0 | 0 | 0 | 0 | 0 | 0 | 0 | 0 | 0 | 0 | 0 | 0 | 0 | 0 | 0 | 0 | 0 | 0 | 0 | 0 | 0 | 0 | 0 | 0 | 0 | 0 | 0 | 0 | 0 | 0 | 0 | 0 | 0 | 0 | 0 | 0 | 0 | 0 | 0 | 0 | 0 | 0 | 0 | 0 | 0 | 0 | 0 | 0 | 0 | 0 | 0 | 0 | 0 | 0 | 0 | 0 | 0 | 0 | 0 | 0 | 0 | 0 | 0 | 0 | 0 | 0 | 0 | 0 | 0 | 0 | 0 | 0 | 0 | 0 | 0 | 0 | 0 | 0 | 0 | 0 | 0 | 0 | 0 | 0 | 0 | 0 | 0 | 0 | 0 | 0 | 0 | 0 | 0 | 0 | 0 | 0 | 0 | 0 | 0 | 0 | 0 | 0 | 0 | 0 | 0 | 0 | 0 | 0 | 0 | 0 | 0 | 0 | 0 | 0 | 0 | 0 | 0 | 0 | 0 | 0 | 0 | 0 | 0 | 0 | 0 | 0 | 0 | 0 | 0 | 0 | 0 | 0 | 0 | 0 | 0 | 0 | 0 | 0 | 0 | 0 | 0 | 0 | 0 | 0 | 0 | 0 | 0 | 0 | 0 | 0 | 0 | 0 | 0 | 0 | 0 | 0 | 0 | 0 | 0 | 0 | 0 | 0 | 450.9326 | 456.4944 | 462.3717 | 468.4069 | 474.4599 | 480.3887 | 486.0584 | 491.3409 | 496.1148 | 500.2675 | 503.8773 | 507.0092 | 509.7228 | 512.0709 | 514.1011 | 515.8541 | 517.3663 | 518.6579 | 519.7734 | 520.7373 | 521.5687 | 522.286 | 522.902 | 523.4311 | 523.8855 | 199.0343 | 201.4892 | 204.0833 | 206.7471 | 209.4188 | 212.0357 | 214.5383 | 216.8698 | 218.977 | 220.8099 | 222.4032 | 223.7856 | 224.9833 | 226.0197 | 226.9158 | 227.6896 | 228.357 | 228.9271 | 229.4195 | 229.8449 | 230.2119 | 230.5285 | 230.8004 | 231.0339 | 231.2345 | 217
OR_Residential_LI - Single Family_Existing_Space Heating_Natural Gas_Furnace | OR | Residential | LI - Multi-Family | Existing | Water Heating | Natural Gas | Water Heater - Low-Flow Showerheads | A | ORM170 | None | Installed | 10 | 15.0959 | 0 | 0 | 19.72 | 0 | 0 | 0 | 0.30173 | 0.25 | showerheads | 95% | 95% | Retrofit | Retro12Med | 75.44% | TBD | 0% | 239.2031 |  | 105.5804 |  | 0 | RTF: Showerheads_v3.1 | RTF: Showerheads_v3.1 | RTF: Showerheads_v3.1 | None | None | None | None | None | None | None | None | None | None | None | None | None | None | None | None | None | None | None | None | None | None | None | None | None | None | None | Installed | Installed | Installed | Installed | Installed | Installed | Installed | Installed | Installed | Installed | Installed | Installed | Installed | Installed | Installed | Installed | Installed | Installed | Installed | Installed | Installed | Installed | Installed | Installed | Installed | Installed | Installed | 19.72 | 19.72 | 19.72 | 19.72 | 19.72 | 19.72 | 19.72 | 19.72 | 19.72 | 19.72 | 19.72 | 19.72 | 19.72 | 19.72 | 19.72 | 19.72 | 19.72 | 19.72 | 19.72 | 19.72 | 19.72 | 19.72 | 19.72 | 19.72 | 19.72 | 19.72 | 19.72 | 0 | 0 | 14.7779 | 14.5979 | 14.4123 | 14.2266 | 14.0451 | 13.8718 | 13.71 | 13.5626 | 13.4321 | 13.3206 | 13.2251 | 13.1435 | 13.0735 | 13.0135 | 12.9621 | 12.9181 | 12.8803 | 12.8483 | 12.8207 | 12.797 | 12.7766 | 12.759 | 12.744 | 12.7311 | 12.7201 | 0 | 0 | 0 | 0 | 0 | 0 | 0 | 0 | 0 | 0 | 0 | 0 | 0 | 0 | 0 | 0 | 0 | 0 | 0 | 0 | 0 | 0 | 0 | 0 | 0 | 0 | 0 | 0 | 0 | 0 | 0 | 0 | 0 | 0 | 0 | 0 | 0 | 0 | 0 | 0 | 0 | 0 | 0 | 0 | 0 | 0 | 0 | 0 | 0 | 0 | 0 | 0 | 0 | 0 | 0 | 0 | 0 | 0 | 0 | 0 | 0 | 0 | 0 | 0 | 0 | 0 | 0 | 0 | 0 | 0 | 0 | 0 | 0 | 0 | 0 | 0 | 0 | 0 | 0 | 0 | 0 | 0 | 0 | 0 | 0 | 0 | 0 | 0 | 0 | 0 | 0 | 0 | 0 | 0 | 0 | 0 | 0 | 0 | 0 | 0 | 0 | 0 | 0 | 0 | 0 | 0 | 0 | 0 | 0 | 0 | 0 | 0 | 0 | 0 | 0 | 0 | 0 | 0 | 0 | 0 | 0 | 0 | 0 | 0 | 0 | 0 | 0 | 0 | 0 | 0 | 0 | 0 | 0 | 0 | 0 | 0 | 0 | 0 | 0 | 0 | 0 | 0 | 0 | 0 | 0 | 0 | 0 | 0 | 0 | 0 | 0 | 0 | 0 | 0 | 0 | 0 | 0 | 0 | 0 | 0 | 0 | 0 | 0 | 0 | 0 | 0 | 0 | 0 | 0 | 0 | 0 | 0 | 0 | 0 | 0 | 0 | 0 | 0 | 0 | 0 | 0 | 0 | 0 | 0 | 0 | 0 | 0 | 0 | 0 | 0 | 0 | 0 | 0 | 0 | 0 | 0 | 0 | 0 | 0 | 0 | 0 | 0 | 0 | 0 | 0 | 0 | 0 | 0 | 0 | 0 | 0 | 0 | 0 | 0 | 0 | 0 | 0 | 0 | 0 | 0 | 0 | 0 | 0 | 0 | 0 | 0 | 0 | 0 | 0 | 0 | 0 | 0 | 0 | 0 | 0 | 0 | 0 | 0 | 0 | 0 | 0 | 0 | 0 | 0 | 0 | 0 | 0 | 0 | 0 | 0 | 0 | 0 | 0 | 0 | 0 | 0 | 0 | 0 | 0 | 0 | 0 | 0 | 0 | 0 | 0 | 0 | 0 | 0 | 0 | 0 | 0 | 0 | 0 | 0 | 0 | 0 | 0 | 0 | 0 | 0 | 0 | 0 | 0 | 0 | 0 | 0 | 0 | 0 | 0 | 0 | 0 | 0 | 0 | 0 | 0 | 0 | 0 | 0 | 0 | 0 | 0 | 0 | 0 | 0 | 0 | 0 | 0 | 0 | 0 | 0 | 0 | 0 | 0 | 0 | 0 | 0 | 0 | 0 | 0 | 0 | 0 | 0 | 0 | 0 | 0 | 0 | 0 | 0 | 0 | 0 | 0 | 0 | 0 | 0 | 0 | 0 | 0 | 0 | 0 | 0 | 0 | 0 | 0 | 0 | 0 | 0 | 0 | 0 | 0 | 0 | 0 | 0 | 0 | 0 | 0 | 0 | 0 | 0 | 0 | 0 | 0 | 0 | 0 | 0 | 0 | 0 | 0 | 0 | 0 | 0 | 0 | 0 | 0 | 0 | 0 | 0 | 0 | 0 | 0 | 0 | 0 | 0 | 0 | 0 | 0 | 0 | 0 | 0 | 0 | 0 | 0 | 0 | 0 | 0 | 0 | 0 | 0 | 0 | 0 | 0 | 218.2257 | 220.9173 | 223.7616 | 226.6822 | 229.6116 | 232.4808 | 235.2246 | 237.781 | 240.0913 | 242.101 | 243.8479 | 245.3636 | 246.6768 | 247.8132 | 248.7957 | 249.644 | 250.3758 | 251.0009 | 251.5407 | 252.0072 | 252.4096 | 252.7567 | 253.0548 | 253.3109 | 253.5308 | 96.3213 | 97.5093 | 98.7647 | 100.0538 | 101.3468 | 102.6132 | 103.8243 | 104.9526 | 105.9724 | 106.8594 | 107.6305 | 108.2995 | 108.8791 | 109.3807 | 109.8143 | 110.1888 | 110.5118 | 110.7877 | 111.026 | 111.2319 | 111.4094 | 111.5627 | 111.6942 | 111.8073 | 111.9043 | 218
OR_Residential_LI - Single Family_Existing_Space Heating_Natural Gas_Furnace | OR | Residential | LI - Multi-Family | Existing | Water Heating | Natural Gas | Water Heater - Shower Timer | A | ORM171 | None | Installed | 2 | 3.6178 | 0 | 0 | 20 | 7.36 | 0 | 0 | 0.30173 | 0.25 | household | 0% | 10% | Retrofit | Retro3Slow | 84.16% | TBD | 0% | 1895.5471 |  | 1842.2053 |  | 0.0059751 | Il TRM - 5.4.9 - RS-DHW-SHTM-V04-220101 | Il TRM - 5.4.9 - RS-DHW-SHTM-V04-220101 | Il TRM - 5.4.9 - RS-DHW-SHTM-V04-220101 | None | None | None | None | None | None | None | None | None | None | None | None | None | None | None | None | None | None | None | None | None | None | None | None | None | None | None | Installed | Installed | Installed | Installed | Installed | Installed | Installed | Installed | Installed | Installed | Installed | Installed | Installed | Installed | Installed | Installed | Installed | Installed | Installed | Installed | Installed | Installed | Installed | Installed | Installed | Installed | Installed | 20 | 20 | 20 | 20 | 20 | 20 | 20 | 20 | 20 | 20 | 20 | 20 | 20 | 20 | 20 | 20 | 20 | 20 | 20 | 20 | 20 | 20 | 20 | 20 | 20 | 20 | 20 | 0 | 0 | 3.5338 | 3.482 | 3.4266 | 3.3678 | 3.3055 | 3.24 | 3.1721 | 3.1023 | 3.0313 | 2.9608 | 2.8917 | 2.8248 | 2.7623 | 2.7053 | 2.6542 | 2.6084 | 2.5676 | 2.5307 | 2.4945 | 2.4589 | 2.424 | 2.3899 | 2.3569 | 2.3251 | 2.2952 | 0.0070272 | 0.010848 | 0.014466 | 0.025988 | 0.034984 | 0.04083 | 0.034715 | 0.024869 | 0 | 0 | 0 | 0 | 0 | 0 | 0 | 0 | 0 | 0 | 0 | 0 | 0 | 0 | 0 | 0 | 0 | 0.0070272 | 0.017772 | 0.031956 | 0.057396 | 0.091317 | 0.13034 | 0.16232 | 0.18362 | 0.17942 | 0.17524 | 0.17115 | 0.16719 | 0.1635 | 0.16012 | 0.1571 | 0.15439 | 0.15197 | 0.14979 | 0.14764 | 0.14554 | 0.14347 | 0.14145 | 0.1395 | 0.13762 | 0.13585 | 1.9885 | 3.1155 | 4.2218 | 7.7166 | 10.5838 | 12.6019 | 10.9437 | 8.0165 | 0 | 0 | 0 | 0 | 0 | 0 | 0 | 0 | 0 | 0 | 0 | 0 | 0 | 0 | 0 | 0 | 0 | 1.9885 | 5.104 | 9.3258 | 17.0424 | 27.6262 | 40.2281 | 51.1718 | 59.1883 | 59.1883 | 59.1883 | 59.1883 | 59.1883 | 59.1883 | 59.1883 | 59.1883 | 59.1883 | 59.1883 | 59.1883 | 59.1883 | 59.1883 | 59.1883 | 59.1883 | 59.1883 | 59.1883 | 59.1883 | 0.0059751 | 0.0092273 | 0.012311 | 0.022131 | 0.029818 | 0.03484 | 0.029664 | 0.021288 | 0 | 0 | 0 | 0 | 0 | 0 | 0 | 0 | 0 | 0 | 0 | 0 | 0 | 0 | 0 | 0 | 0 | 0.0059751 | 0.015117 | 0.027195 | 0.048877 | 0.077832 | 0.11122 | 0.13871 | 0.15717 | 0.15389 | 0.15066 | 0.14751 | 0.14448 | 0.14166 | 0.13909 | 0.13679 | 0.13472 | 0.13289 | 0.13123 | 0.12962 | 0.12803 | 0.12648 | 0.12498 | 0.12352 | 0.12212 | 0.1208 | 1.6903 | 2.6481 | 3.5885 | 6.5591 | 8.9962 | 10.7116 | 9.3021 | 6.814 | 0 | 0 | 0 | 0 | 0 | 0 | 0 | 0 | 0 | 0 | 0 | 0 | 0 | 0 | 0 | 0 | 0 | 1.6903 | 4.3384 | 7.9269 | 14.486 | 23.4823 | 34.1939 | 43.496 | 50.31 | 50.31 | 50.31 | 50.31 | 50.31 | 50.31 | 50.31 | 50.31 | 50.31 | 50.31 | 50.31 | 50.31 | 50.31 | 50.31 | 50.31 | 50.31 | 50.31 | 50.31 | 0 | 0 | 0 | 0 | 0 | 0 | 0 | 0 | 0 | 0 | 0 | 0 | 0 | 0 | 0 | 0 | 0 | 0 | 0 | 0 | 0 | 0 | 0 | 0 | 0 | 0 | 0 | 0 | 0 | 0 | 0 | 0 | 0 | 0 | 0 | 0 | 0 | 0 | 0 | 0 | 0 | 0 | 0 | 0 | 0 | 0 | 0 | 0 | 0 | 0 | 0 | 0 | 0 | 0 | 0 | 0 | 0 | 0 | 0 | 0 | 0 | 0 | 0 | 0 | 0 | 0 | 0 | 0 | 0 | 0 | 0 | 0 | 0 | 0 | 0 | 0 | 0 | 0 | 0 | 0 | 0 | 0 | 0 | 0 | 0 | 0 | 0 | 0 | 0 | 0 | 0 | 0 | 0 | 0 | 0 | 0 | 0 | 0 | 0 | 0 | 0 | 0 | 0 | 0 | 0 | 0 | 0 | 0 | 0 | 0 | 0 | 0 | 0 | 0 | 0 | 0 | 0 | 0 | 0 | 0 | 0 | 0 | 0 | 0 | 0 | 0 | 0 | 0 | 0 | 0 | 0 | 0 | 0 | 0 | 0 | 0 | 0 | 0 | 0 | 0 | 0 | 0 | 0 | 0 | 0 | 0 | 0 | 0 | 0 | 0 | 0 | 0 | 0 | 0 | 0 | 0 | 0 | 0 | 0 | 0 | 0 | 0 | 0 | 0 | 0 | 0 | 0 | 0 | 0 | 0 | 0 | 0 | 0 | 0 | 0 | 0 | 0 | 0 | 0 | 0 | 0 | 0 | 0 | 0 | 0 | 0 | 0 | 0 | 0 | 0 | 0 | 0 | 0 | 0 | 0 | 0 | 0 | 0 | 0 | 0 | 1729.3131 | 1750.6423 | 1773.1816 | 1796.3262 | 1819.5394 | 1842.2761 | 1864.0195 | 1884.2775 | 1902.5854 | 1918.5107 | 1932.3541 | 1944.365 | 1954.7715 | 1963.7766 | 1971.5623 | 1978.2851 | 1984.0841 | 1989.0374 | 1993.3154 | 1997.012 | 2000.2003 | 2002.9511 | 2005.3134 | 2007.3426 | 2009.0852 | 1680.6493 | 1701.3782 | 1723.2833 | 1745.7766 | 1768.3366 | 1790.4334 | 1811.565 | 1831.2529 | 1849.0456 | 1864.5227 | 1877.9766 | 1889.6495 | 1899.7632 | 1908.5148 | 1916.0814 | 1922.615 | 1928.2508 | 1933.0647 | 1937.2224 | 1940.815 | 1943.9136 | 1946.587 | 1948.8827 | 1950.8549 | 1952.5484 | 219
OR_Residential_LI - Single Family_Existing_Space Heating_Natural Gas_Furnace | OR | Residential | LI - Multi-Family | Existing | Water Heating | Natural Gas | Water Heater - Pipe Insulation | A | ORM172 | Uninsulated Pipe | R-4 Insulation Installed | 15 | 1.1858 | 0 | 0 | 3.06 | 0 | 0 | 0 | 0.30173 | 0.25 | feet pipe | 8% | 25% | Retrofit | Retro3Slow | 84.16% | TBD | 0% | 352.918 |  | 155.7722 |  | 0.016678 | IL TRM - 5.4.1 - RS-HWE-PINS-V05-220101 | IL TRM - 5.4.1 - RS-HWE-PINS-V05-220101 | IL TRM - 5.4.1 - RS-HWE-PINS-V05-220101 | Uninsulated Pipe | Uninsulated Pipe | Uninsulated Pipe | Uninsulated Pipe | Uninsulated Pipe | Uninsulated Pipe | Uninsulated Pipe | Uninsulated Pipe | Uninsulated Pipe | Uninsulated Pipe | Uninsulated Pipe | Uninsulated Pipe | Uninsulated Pipe | Uninsulated Pipe | Uninsulated Pipe | Uninsulated Pipe | Uninsulated Pipe | Uninsulated Pipe | Uninsulated Pipe | Uninsulated Pipe | Uninsulated Pipe | Uninsulated Pipe | Uninsulated Pipe | Uninsulated Pipe | Uninsulated Pipe | Uninsulated Pipe | Uninsulated Pipe | R-4 Insulation Installed | R-4 Insulation Installed | R-4 Insulation Installed | R-4 Insulation Installed | R-4 Insulation Installed | R-4 Insulation Installed | R-4 Insulation Installed | R-4 Insulation Installed | R-4 Insulation Installed | R-4 Insulation Installed | R-4 Insulation Installed | R-4 Insulation Installed | R-4 Insulation Installed | R-4 Insulation Installed | R-4 Insulation Installed | R-4 Insulation Installed | R-4 Insulation Installed | R-4 Insulation Installed | R-4 Insulation Installed | R-4 Insulation Installed | R-4 Insulation Installed | R-4 Insulation Installed | R-4 Insulation Installed | R-4 Insulation Installed | R-4 Insulation Installed | R-4 Insulation Installed | R-4 Insulation Installed | 3.06 | 3.06 | 3.06 | 3.06 | 3.06 | 3.06 | 3.06 | 3.06 | 3.06 | 3.06 | 3.06 | 3.06 | 3.06 | 3.06 | 3.06 | 3.06 | 3.06 | 3.06 | 3.06 | 3.06 | 3.06 | 3.06 | 3.06 | 3.06 | 3.06 | 3.06 | 3.06 | 0 | 0 | 1.1609 | 1.1467 | 1.1321 | 1.1175 | 1.1033 | 1.0897 | 1.077 | 1.0654 | 1.0551 | 1.0464 | 1.0389 | 1.0325 | 1.027 | 1.0223 | 1.0182 | 1.0148 | 1.0118 | 1.0093 | 1.0071 | 1.0052 | 1.0036 | 1.0023 | 1.0011 | 1.0001 | 0.9992 | 0.019622 | 0.030367 | 0.059763 | 0.1029 | 0.1575 | 0.21705 | 0.27212 | 0.31302 | 0.33275 | 0.3289 | 0.30376 | 0.26328 | 0.21495 | 0.16586 | 0.12133 | 0.06721 | 0.029098 | 0 | 0 | 0 | 0 | 0 | 0 | 0 | 0 | 0.019622 | 0.049749 | 0.10888 | 0.21037 | 0.36518 | 0.57773 | 0.84311 | 1.1471 | 1.4688 | 1.7855 | 2.0765 | 2.3269 | 2.5295 | 2.6837 | 2.7945 | 2.8522 | 2.8729 | 2.8658 | 2.8596 | 2.8543 | 2.8498 | 2.8459 | 2.8425 | 2.8397 | 2.8372 | 16.9027 | 26.4815 | 52.7876 | 92.0726 | 142.7501 | 199.1887 | 252.6739 | 293.8106 | 315.3642 | 314.3205 | 292.3949 | 254.9988 | 209.304 | 162.2532 | 119.1593 | 66.2328 | 28.7588 | 0 | 0 | 0 | 0 | 0 | 0 | 0 | 0 | 16.9027 | 43.3841 | 96.1718 | 188.2444 | 330.9945 | 530.1832 | 782.8571 | 1076.6677 | 1392.0319 | 1706.3524 | 1998.7473 | 2253.7461 | 2463.05 | 2625.3032 | 2744.4626 | 2810.6954 | 2839.4541 | 2839.4541 | 2839.4541 | 2839.4541 | 2839.4541 | 2839.4541 | 2839.4541 | 2839.4541 | 2839.4541 | 0.016678 | 0.025812 | 0.050798 | 0.087461 | 0.13387 | 0.18449 | 0.2313 | 0.26607 | 0.28284 | 0.27956 | 0.2582 | 0.22379 | 0.18271 | 0.14098 | 0.10313 | 0.057129 | 0.024733 | 0 | 0 | 0 | 0 | 0 | 0 | 0 | 0 | 0.016678 | 0.042287 | 0.092548 | 0.17882 | 0.31041 | 0.49107 | 0.71664 | 0.97501 | 1.2485 | 1.5177 | 1.765 | 1.9779 | 2.15 | 2.2812 | 2.3753 | 2.4244 | 2.442 | 2.4359 | 2.4307 | 2.4262 | 2.4223 | 2.419 | 2.4161 | 2.4137 | 2.4116 | 14.3673 | 22.5092 | 44.8695 | 78.2617 | 121.3376 | 169.3104 | 214.7728 | 249.739 | 268.0596 | 267.1724 | 248.5356 | 216.749 | 177.9084 | 137.9152 | 101.2854 | 56.2979 | 24.4449 | 0 | 0 | 0 | 0 | 0 | 0 | 0 | 0 | 14.3673 | 36.8765 | 81.746 | 160.0077 | 281.3453 | 450.6557 | 665.4285 | 915.1675 | 1183.2271 | 1450.3995 | 1698.9352 | 1915.6841 | 2093.5925 | 2231.5078 | 2332.7932 | 2389.0911 | 2413.536 | 2413.536 | 2413.536 | 2413.536 | 2413.536 | 2413.536 | 2413.536 | 2413.536 | 2413.536 | 0.016678 | 0.025812 | 0.050798 | 0.087461 | 0.13387 | 0.18449 | 0.2313 | 0.26607 | 0.28284 | 0.27956 | 0.2582 | 0.22379 | 0.18271 | 0.14098 | 0.10313 | 0.057129 | 0.024733 | 0 | 0 | 0 | 0 | 0 | 0 | 0 | 0 | 0.016678 | 0.042287 | 0.092548 | 0.17882 | 0.31041 | 0.49107 | 0.71664 | 0.97501 | 1.2485 | 1.5177 | 1.765 | 1.9779 | 2.15 | 2.2812 | 2.3753 | 2.4244 | 2.442 | 2.4359 | 2.4307 | 2.4262 | 2.4223 | 2.419 | 2.4161 | 2.4137 | 2.4116 | 14.3673 | 22.5092 | 44.8695 | 78.2617 | 121.3376 | 169.3104 | 214.7728 | 249.739 | 268.0596 | 267.1724 | 248.5356 | 216.749 | 177.9084 | 137.9152 | 101.2854 | 56.2979 | 24.4449 | 0 | 0 | 0 | 0 | 0 | 0 | 0 | 0 | 14.3673 | 36.8765 | 81.746 | 160.0077 | 281.3453 | 450.6557 | 665.4285 | 915.1675 | 1183.2271 | 1450.3995 | 1698.9352 | 1915.6841 | 2093.5925 | 2231.5078 | 2332.7932 | 2389.0911 | 2413.536 | 2413.536 | 2413.536 | 2413.536 | 2413.536 | 2413.536 | 2413.536 | 2413.536 | 2413.536 | 0.016678 | 0.025812 | 0.050798 | 0.087461 | 0.13387 | 0.18449 | 0.2313 | 0.26607 | 0.28284 | 0.27956 | 0.2582 | 0.22379 | 0.18271 | 0.14098 | 0.10313 | 0.057129 | 0.024733 | 0 | 0 | 0 | 0 | 0 | 0 | 0 | 0 | 0.016678 | 0.042287 | 0.092548 | 0.17882 | 0.31041 | 0.49107 | 0.71664 | 0.97501 | 1.2485 | 1.5177 | 1.765 | 1.9779 | 2.15 | 2.2812 | 2.3753 | 2.4244 | 2.442 | 2.4359 | 2.4307 | 2.4262 | 2.4223 | 2.419 | 2.4161 | 2.4137 | 2.4116 | 14.3673 | 22.5092 | 44.8695 | 78.2617 | 121.3376 | 169.3104 | 214.7728 | 249.739 | 268.0596 | 267.1724 | 248.5356 | 216.749 | 177.9084 | 137.9152 | 101.2854 | 56.2979 | 24.4449 | 0 | 0 | 0 | 0 | 0 | 0 | 0 | 0 | 14.3673 | 36.8765 | 81.746 | 160.0077 | 281.3453 | 450.6557 | 665.4285 | 915.1675 | 1183.2271 | 1450.3995 | 1698.9352 | 1915.6841 | 2093.5925 | 2231.5078 | 2332.7932 | 2389.0911 | 2413.536 | 2413.536 | 2413.536 | 2413.536 | 2413.536 | 2413.536 | 2413.536 | 2413.536 | 2413.536 | 321.9681 | 325.9392 | 330.1357 | 334.4448 | 338.7667 | 342.9999 | 347.0481 | 350.8198 | 354.2284 | 357.1934 | 359.7708 | 362.007 | 363.9445 | 365.6211 | 367.0707 | 368.3224 | 369.402 | 370.3243 | 371.1207 | 371.809 | 372.4026 | 372.9148 | 373.3546 | 373.7324 | 374.0568 | 142.1115 | 143.8642 | 145.7165 | 147.6185 | 149.5261 | 151.3945 | 153.1814 | 154.8461 | 156.3506 | 157.6593 | 158.797 | 159.784 | 160.6392 | 161.3792 | 162.019 | 162.5715 | 163.048 | 163.4551 | 163.8066 | 164.1104 | 164.3724 | 164.5985 | 164.7926 | 164.9594 | 165.1026 | 220
OR_Residential_LI - Single Family_Existing_Space Heating_Natural Gas_Furnace | OR | Residential | LI - Multi-Family | Existing | Water Heating | Natural Gas | Water Heater - Desuperheater | A | ORM173 | None | Installed | 20 | 77.7803 | 0 | 0 | 1449.47 | 0 | 0 | 0 | 0.30173 | 0.25 | household | 0% | 0% | Retrofit | Retro3Slow | 84.16% | TBD | 0% | 2130.3829 |  | 940.3162 |  | 0 | RTF WKbk - ResGSHP_v2_7 | RTF WKbk - ResGSHP_v2_7 | RTF WKbk - ResGSHP_v2_7 | None | None | None | None | None | None | None | None | None | None | None | None | None | None | None | None | None | None | None | None | None | None | None | None | None | None | None | Installed | Installed | Installed | Installed | Installed | Installed | Installed | Installed | Installed | Installed | Installed | Installed | Installed | Installed | Installed | Installed | Installed | Installed | Installed | Installed | Installed | Installed | Installed | Installed | Installed | Installed | Installed | 1449.47 | 1449.47 | 1449.47 | 1449.47 | 1449.47 | 1449.47 | 1449.47 | 1449.47 | 1449.47 | 1449.47 | 1449.47 | 1449.47 | 1449.47 | 1449.47 | 1449.47 | 1449.47 | 1449.47 | 1449.47 | 1449.47 | 1449.47 | 1449.47 | 1449.47 | 1449.47 | 1449.47 | 1449.47 | 1449.47 | 1449.47 | 0 | 0 | 76.1127 | 75.1307 | 74.0699 | 72.9321 | 71.7128 | 70.4097 | 69.0272 | 67.5796 | 66.0927 | 64.6006 | 63.1298 | 61.699 | 60.3589 | 59.1322 | 58.0313 | 57.0333 | 56.1454 | 55.3403 | 54.551 | 53.7755 | 53.0157 | 52.2738 | 51.5539 | 50.863 | 50.211 | 0 | 0 | 0 | 0 | 0 | 0 | 0 | 0 | 0 | 0 | 0 | 0 | 0 | 0 | 0 | 0 | 0 | 0 | 0 | 0 | 0 | 0 | 0 | 0 | 0 | 0 | 0 | 0 | 0 | 0 | 0 | 0 | 0 | 0 | 0 | 0 | 0 | 0 | 0 | 0 | 0 | 0 | 0 | 0 | 0 | 0 | 0 | 0 | 0 | 0 | 0 | 0 | 0 | 0 | 0 | 0 | 0 | 0 | 0 | 0 | 0 | 0 | 0 | 0 | 0 | 0 | 0 | 0 | 0 | 0 | 0 | 0 | 0 | 0 | 0 | 0 | 0 | 0 | 0 | 0 | 0 | 0 | 0 | 0 | 0 | 0 | 0 | 0 | 0 | 0 | 0 | 0 | 0 | 0 | 0 | 0 | 0 | 0 | 0 | 0 | 0 | 0 | 0 | 0 | 0 | 0 | 0 | 0 | 0 | 0 | 0 | 0 | 0 | 0 | 0 | 0 | 0 | 0 | 0 | 0 | 0 | 0 | 0 | 0 | 0 | 0 | 0 | 0 | 0 | 0 | 0 | 0 | 0 | 0 | 0 | 0 | 0 | 0 | 0 | 0 | 0 | 0 | 0 | 0 | 0 | 0 | 0 | 0 | 0 | 0 | 0 | 0 | 0 | 0 | 0 | 0 | 0 | 0 | 0 | 0 | 0 | 0 | 0 | 0 | 0 | 0 | 0 | 0 | 0 | 0 | 0 | 0 | 0 | 0 | 0 | 0 | 0 | 0 | 0 | 0 | 0 | 0 | 0 | 0 | 0 | 0 | 0 | 0 | 0 | 0 | 0 | 0 | 0 | 0 | 0 | 0 | 0 | 0 | 0 | 0 | 0 | 0 | 0 | 0 | 0 | 0 | 0 | 0 | 0 | 0 | 0 | 0 | 0 | 0 | 0 | 0 | 0 | 0 | 0 | 0 | 0 | 0 | 0 | 0 | 0 | 0 | 0 | 0 | 0 | 0 | 0 | 0 | 0 | 0 | 0 | 0 | 0 | 0 | 0 | 0 | 0 | 0 | 0 | 0 | 0 | 0 | 0 | 0 | 0 | 0 | 0 | 0 | 0 | 0 | 0 | 0 | 0 | 0 | 0 | 0 | 0 | 0 | 0 | 0 | 0 | 0 | 0 | 0 | 0 | 0 | 0 | 0 | 0 | 0 | 0 | 0 | 0 | 0 | 0 | 0 | 0 | 0 | 0 | 0 | 0 | 0 | 0 | 0 | 0 | 0 | 0 | 0 | 0 | 0 | 0 | 0 | 0 | 0 | 0 | 0 | 0 | 0 | 0 | 0 | 0 | 0 | 0 | 0 | 0 | 0 | 0 | 0 | 0 | 0 | 0 | 0 | 0 | 0 | 0 | 0 | 0 | 0 | 0 | 0 | 0 | 0 | 0 | 0 | 0 | 0 | 0 | 0 | 0 | 0 | 0 | 0 | 0 | 0 | 0 | 0 | 0 | 0 | 0 | 0 | 0 | 0 | 0 | 0 | 0 | 0 | 0 | 0 | 0 | 0 | 0 | 0 | 0 | 0 | 0 | 0 | 0 | 0 | 0 | 0 | 0 | 0 | 0 | 0 | 0 | 0 | 0 | 0 | 0 | 0 | 0 | 0 | 0 | 0 | 0 | 0 | 0 | 0 | 0 | 0 | 0 | 0 | 0 | 0 | 0 | 0 | 0 | 0 | 0 | 0 | 0 | 0 | 0 | 0 | 0 | 0 | 1943.5545 | 1967.5262 | 1992.8579 | 2018.8698 | 2044.9588 | 2070.5123 | 2094.9495 | 2117.7172 | 2138.2932 | 2156.1915 | 2171.7499 | 2185.2488 | 2196.9446 | 2207.0653 | 2215.8156 | 2223.3712 | 2229.8886 | 2235.4556 | 2240.2636 | 2244.4182 | 2248.0015 | 2251.0931 | 2253.748 | 2256.0286 | 2257.9871 | 857.8532 | 868.4339 | 879.6149 | 891.0961 | 902.6114 | 913.8903 | 924.6764 | 934.7258 | 943.8077 | 951.7077 | 958.5749 | 964.5331 | 969.6954 | 974.1625 | 978.0248 | 981.3597 | 984.2364 | 986.6935 | 988.8157 | 990.6495 | 992.2311 | 993.5957 | 994.7675 | 995.7741 | 996.6386 | 221
OR_Residential_LI - Single Family_Existing_Space Heating_Natural Gas_Furnace | OR | Residential | LI - Multi-Family | Existing | Water Heating | Natural Gas | Water Heater - Temperature Setback | A | ORM174 | Water Set at 135°F | Water Set at 120°F | 2 | 4.1 | 0 | 0 | 5.09 | 0 | 0 | 0 | 0.30173 | 0.25 | household | 85% | 85% | Retrofit | Retro3Slow | 84.16% | TBD | 0% | 937.2702 |  | 413.6957 |  | 0 | IL TRM - 5.4.6 - RS-HWE-TMPS-V08-210101 | IL TRM - 5.4.6 - RS-HWE-TMPS-V08-210101 | IL TRM - 5.4.6 - RS-HWE-TMPS-V08-210101 | Water Set at 135°F | Water Set at 135°F | Water Set at 135°F | Water Set at 135°F | Water Set at 135°F | Water Set at 135°F | Water Set at 135°F | Water Set at 135°F | Water Set at 135°F | Water Set at 135°F | Water Set at 135°F | Water Set at 135°F | Water Set at 135°F | Water Set at 135°F | Water Set at 135°F | Water Set at 135°F | Water Set at 135°F | Water Set at 135°F | Water Set at 135°F | Water Set at 135°F | Water Set at 135°F | Water Set at 135°F | Water Set at 135°F | Water Set at 135°F | Water Set at 135°F | Water Set at 135°F | Water Set at 135°F | Water Set at 120°F | Water Set at 120°F | Water Set at 120°F | Water Set at 120°F | Water Set at 120°F | Water Set at 120°F | Water Set at 120°F | Water Set at 120°F | Water Set at 120°F | Water Set at 120°F | Water Set at 120°F | Water Set at 120°F | Water Set at 120°F | Water Set at 120°F | Water Set at 120°F | Water Set at 120°F | Water Set at 120°F | Water Set at 120°F | Water Set at 120°F | Water Set at 120°F | Water Set at 120°F | Water Set at 120°F | Water Set at 120°F | Water Set at 120°F | Water Set at 120°F | Water Set at 120°F | Water Set at 120°F | 5.09 | 5.09 | 5.09 | 5.09 | 5.09 | 5.09 | 5.09 | 5.09 | 5.09 | 5.09 | 5.09 | 5.09 | 5.09 | 5.09 | 5.09 | 5.09 | 5.09 | 5.09 | 5.09 | 5.09 | 5.09 | 5.09 | 5.09 | 5.09 | 5.09 | 5.09 | 5.09 | 0 | 0 | 4.0121 | 3.9603 | 3.9044 | 3.8444 | 3.7802 | 3.7115 | 3.6386 | 3.5623 | 3.4839 | 3.4053 | 3.3277 | 3.2523 | 3.1817 | 3.117 | 3.059 | 3.0064 | 2.9596 | 2.9171 | 2.8755 | 2.8346 | 2.7946 | 2.7555 | 2.7175 | 2.6811 | 2.6468 | 0 | 0 | 0 | 0 | 0 | 0 | 0 | 0 | 0 | 0 | 0 | 0 | 0 | 0 | 0 | 0 | 0 | 0 | 0 | 0 | 0 | 0 | 0 | 0 | 0 | 0 | 0 | 0 | 0 | 0 | 0 | 0 | 0 | 0 | 0 | 0 | 0 | 0 | 0 | 0 | 0 | 0 | 0 | 0 | 0 | 0 | 0 | 0 | 0 | 0 | 0 | 0 | 0 | 0 | 0 | 0 | 0 | 0 | 0 | 0 | 0 | 0 | 0 | 0 | 0 | 0 | 0 | 0 | 0 | 0 | 0 | 0 | 0 | 0 | 0 | 0 | 0 | 0 | 0 | 0 | 0 | 0 | 0 | 0 | 0 | 0 | 0 | 0 | 0 | 0 | 0 | 0 | 0 | 0 | 0 | 0 | 0 | 0 | 0 | 0 | 0 | 0 | 0 | 0 | 0 | 0 | 0 | 0 | 0 | 0 | 0 | 0 | 0 | 0 | 0 | 0 | 0 | 0 | 0 | 0 | 0 | 0 | 0 | 0 | 0 | 0 | 0 | 0 | 0 | 0 | 0 | 0 | 0 | 0 | 0 | 0 | 0 | 0 | 0 | 0 | 0 | 0 | 0 | 0 | 0 | 0 | 0 | 0 | 0 | 0 | 0 | 0 | 0 | 0 | 0 | 0 | 0 | 0 | 0 | 0 | 0 | 0 | 0 | 0 | 0 | 0 | 0 | 0 | 0 | 0 | 0 | 0 | 0 | 0 | 0 | 0 | 0 | 0 | 0 | 0 | 0 | 0 | 0 | 0 | 0 | 0 | 0 | 0 | 0 | 0 | 0 | 0 | 0 | 0 | 0 | 0 | 0 | 0 | 0 | 0 | 0 | 0 | 0 | 0 | 0 | 0 | 0 | 0 | 0 | 0 | 0 | 0 | 0 | 0 | 0 | 0 | 0 | 0 | 0 | 0 | 0 | 0 | 0 | 0 | 0 | 0 | 0 | 0 | 0 | 0 | 0 | 0 | 0 | 0 | 0 | 0 | 0 | 0 | 0 | 0 | 0 | 0 | 0 | 0 | 0 | 0 | 0 | 0 | 0 | 0 | 0 | 0 | 0 | 0 | 0 | 0 | 0 | 0 | 0 | 0 | 0 | 0 | 0 | 0 | 0 | 0 | 0 | 0 | 0 | 0 | 0 | 0 | 0 | 0 | 0 | 0 | 0 | 0 | 0 | 0 | 0 | 0 | 0 | 0 | 0 | 0 | 0 | 0 | 0 | 0 | 0 | 0 | 0 | 0 | 0 | 0 | 0 | 0 | 0 | 0 | 0 | 0 | 0 | 0 | 0 | 0 | 0 | 0 | 0 | 0 | 0 | 0 | 0 | 0 | 0 | 0 | 0 | 0 | 0 | 0 | 0 | 0 | 0 | 0 | 0 | 0 | 0 | 0 | 0 | 0 | 0 | 0 | 0 | 0 | 0 | 0 | 0 | 0 | 0 | 0 | 0 | 0 | 0 | 0 | 0 | 0 | 0 | 0 | 0 | 0 | 0 | 0 | 0 | 0 | 0 | 0 | 0 | 0 | 0 | 0 | 0 | 0 | 0 | 0 | 0 | 0 | 0 | 0 | 0 | 0 | 0 | 0 | 0 | 0 | 0 | 0 | 0 | 0 | 0 | 0 | 0 | 0 | 0 | 0 | 0 | 0 | 0 | 0 | 0 | 0 | 0 | 0 | 0 | 0 | 0 | 0 | 0 | 0 | 0 | 0 | 855.0743 | 865.6207 | 876.7655 | 888.2096 | 899.6876 | 910.9299 | 921.6811 | 931.6979 | 940.7504 | 948.6248 | 955.4698 | 961.4087 | 966.5543 | 971.0069 | 974.8566 | 978.1808 | 981.0481 | 983.4973 | 985.6126 | 987.4405 | 989.0169 | 990.3771 | 991.5451 | 992.5485 | 993.4102 | 377.4158 | 382.0708 | 386.99 | 392.0412 | 397.1074 | 402.0696 | 406.815 | 411.2362 | 415.2318 | 418.7075 | 421.7287 | 424.3501 | 426.6213 | 428.5866 | 430.2858 | 431.753 | 433.0186 | 434.0996 | 435.0333 | 435.8401 | 436.5359 | 437.1363 | 437.6518 | 438.0947 | 438.475 | 222
OR_Residential_LI - Single Family_Existing_Space Heating_Natural Gas_Furnace | OR | Residential | LI - Multi-Family | Existing | Water Heating | Natural Gas | Water Heater - Tank Blanket/Insulation | A | ORM175 | None | Installed | 5 | 0 | 0 | 0 | 38.68 | 0 | 0 | 0 | 0.30173 | 0.25 | household | 75% | 95% | Retrofit | Retro3Slow | 84.16% | TBD | 0% | 0 |  | 0 |  | 0 | IL TRM - 5.4.7 - RS-HWE-TMPS-V07-200101 | IL TRM - 5.4.7 - RS-HWE-TMPS-V07-200101 | IL TRM - 5.4.7 - RS-HWE-TMPS-V07-200101 | None | None | None | None | None | None | None | None | None | None | None | None | None | None | None | None | None | None | None | None | None | None | None | None | None | None | None | Installed | Installed | Installed | Installed | Installed | Installed | Installed | Installed | Installed | Installed | Installed | Installed | Installed | Installed | Installed | Installed | Installed | Installed | Installed | Installed | Installed | Installed | Installed | Installed | Installed | Installed | Installed | 38.68 | 38.68 | 38.68 | 38.68 | 38.68 | 38.68 | 38.68 | 38.68 | 38.68 | 38.68 | 38.68 | 38.68 | 38.68 | 38.68 | 38.68 | 38.68 | 38.68 | 38.68 | 38.68 | 38.68 | 38.68 | 38.68 | 38.68 | 38.68 | 38.68 | 38.68 | 38.68 | 0 | 0 | 0 | 0 | 0 | 0 | 0 | 0 | 0 | 0 | 0 | 0 | 0 | 0 | 0 | 0 | 0 | 0 | 0 | 0 | 0 | 0 | 0 | 0 | 0 | 0 | 0 | 0 | 0 | 0 | 0 | 0 | 0 | 0 | 0 | 0 | 0 | 0 | 0 | 0 | 0 | 0 | 0 | 0 | 0 | 0 | 0 | 0 | 0 | 0 | 0 | 0 | 0 | 0 | 0 | 0 | 0 | 0 | 0 | 0 | 0 | 0 | 0 | 0 | 0 | 0 | 0 | 0 | 0 | 0 | 0 | 0 | 0 | 0 | 0 | 0 | 0 | 3.9771 | 6.2309 | 12.4206 | 21.6642 | 33.5883 | 42.8908 | 53.2217 | 56.7113 | 52.5392 | 40.3695 | 21.9309 | 0.54703 | 0 | 0 | 0 | 0 | 0 | 0 | 0 | 0 | 0 | 0 | 0 | 0 | 0 | 3.9771 | 10.208 | 22.6286 | 44.2928 | 77.8811 | 120.7719 | 173.9936 | 230.7049 | 283.2441 | 323.6136 | 345.5445 | 346.0915 | 346.0915 | 346.0915 | 346.0915 | 346.0915 | 346.0915 | 346.0915 | 346.0915 | 346.0915 | 346.0915 | 346.0915 | 346.0915 | 346.0915 | 346.0915 | 0 | 0 | 0 | 0 | 0 | 0 | 0 | 0 | 0 | 0 | 0 | 0 | 0 | 0 | 0 | 0 | 0 | 0 | 0 | 0 | 0 | 0 | 0 | 0 | 0 | 0 | 0 | 0 | 0 | 0 | 0 | 0 | 0 | 0 | 0 | 0 | 0 | 0 | 0 | 0 | 0 | 0 | 0 | 0 | 0 | 0 | 0 | 0 | 0 | 0 | 3.3805 | 5.2963 | 10.5575 | 18.4145 | 28.55 | 36.4572 | 45.2385 | 48.2046 | 44.6583 | 34.3141 | 18.6412 | 0.46498 | 0 | 0 | 0 | 0 | 0 | 0 | 0 | 0 | 0 | 0 | 0 | 0 | 0 | 3.3805 | 8.6768 | 19.2344 | 37.6489 | 66.1989 | 102.6561 | 147.8946 | 196.0992 | 240.7575 | 275.0716 | 293.7128 | 294.1778 | 294.1778 | 294.1778 | 294.1778 | 294.1778 | 294.1778 | 294.1778 | 294.1778 | 294.1778 | 294.1778 | 294.1778 | 294.1778 | 294.1778 | 294.1778 | 0 | 0 | 0 | 0 | 0 | 0 | 0 | 0 | 0 | 0 | 0 | 0 | 0 | 0 | 0 | 0 | 0 | 0 | 0 | 0 | 0 | 0 | 0 | 0 | 0 | 0 | 0 | 0 | 0 | 0 | 0 | 0 | 0 | 0 | 0 | 0 | 0 | 0 | 0 | 0 | 0 | 0 | 0 | 0 | 0 | 0 | 0 | 0 | 0 | 0 | 0 | 0 | 0 | 0 | 0 | 0 | 0 | 0 | 0 | 0 | 0 | 0 | 0 | 0 | 0 | 0 | 0 | 0 | 0 | 0 | 0 | 0 | 0 | 0 | 0 | 0 | 0 | 0 | 0 | 0 | 0 | 0 | 0 | 0 | 0 | 0 | 0 | 0 | 0 | 0 | 0 | 0 | 0 | 0 | 0 | 0 | 0 | 0 | 0 | 0 | 0 | 0 | 0 | 0 | 0 | 0 | 0 | 0 | 0 | 0 | 0 | 0 | 0 | 0 | 0 | 0 | 0 | 0 | 0 | 0 | 0 | 0 | 0 | 0 | 0 | 0 | 0 | 0 | 0 | 0 | 0 | 0 | 0 | 0 | 0 | 0 | 0 | 0 | 0 | 0 | 0 | 0 | 0 | 0 | 0 | 0 | 0 | 0 | 0 | 0 | 0 | 0 | 0 | 0 | 0 | 0 | 0 | 0 | 0 | 0 | 0 | 0 | 0 | 0 | 0 | 0 | 0 | 0 | 0 | 0 | 0 | 0 | 0 | 0 | 0 | 0 | 0 | 0 | 0 | 0 | 0 | 0 | 0 | 0 | 0 | 0 | 0 | 0 | 0 | 0 | 0 | 0 | 0 | 0 | 0 | 0 | 0 | 0 | 0 | 0 | 0 | 0 | 0 | 0 | 0 | 0 | 0 | 0 | 0 | 0 | 0 | 0 | 0 | 0 | 0 | 0 | 0 | 0 | 0 | 0 | 0 | 0 | 0 | 0 | 0 | 0 | 0 | 0 | 0 | 0 | 0 | 0 | 0 | 0 | 0 | 0 | 0 | 0 | 0 | 0 | 0 | 0 | 0 | 0 | 0 | 0 | 0 | 0 | 0 | 0 | 223
OR_Residential_LI - Single Family_Existing_Space Heating_Natural Gas_Furnace | OR | Residential | LI - Multi-Family | Existing | Water Heating | Natural Gas | Water Heater - Thermostatic Shower Restriction Valve | A | ORM176 | None | Installed | 10 | 2.7614 | 0 | 0 | 24.46 | 0 | 0 | 0 | 0.30173 | 0.25 | showerheads | 1% | 95% | Retrofit | Retro3Slow | 84.16% | TBD | 0% | 1621.9708 |  | 715.9114 |  | 0.055827 | RTF Workbook - ThermostaticShowerRestrictionValve_v4_1 | RTF Workbook - ThermostaticShowerRestrictionValve_v4_1 | RTF Workbook - ThermostaticShowerRestrictionValve_v4_1 | None | None | None | None | None | None | None | None | None | None | None | None | None | None | None | None | None | None | None | None | None | None | None | None | None | None | None | Installed | Installed | Installed | Installed | Installed | Installed | Installed | Installed | Installed | Installed | Installed | Installed | Installed | Installed | Installed | Installed | Installed | Installed | Installed | Installed | Installed | Installed | Installed | Installed | Installed | Installed | Installed | 24.46 | 24.46 | 24.46 | 24.46 | 24.46 | 24.46 | 24.46 | 24.46 | 24.46 | 24.46 | 24.46 | 24.46 | 24.46 | 24.46 | 24.46 | 24.46 | 24.46 | 24.46 | 24.46 | 24.46 | 24.46 | 24.46 | 24.46 | 24.46 | 24.46 | 24.46 | 24.46 | 0 | 0 | 2.7028 | 2.6689 | 2.6333 | 2.5967 | 2.5595 | 2.5221 | 2.4851 | 2.4488 | 2.4139 | 2.3808 | 2.3497 | 2.3207 | 2.2947 | 2.2722 | 2.2536 | 2.2395 | 2.2301 | 2.2241 | 2.2189 | 2.2144 | 2.2104 | 2.207 | 2.204 | 2.2013 | 2.199 | 0.065677 | 0.10161 | 0.19984 | 0.34372 | 0.52527 | 0.72224 | 0.90272 | 1.0344 | 1.0944 | 1.0759 | 0.93063 | 0.7624 | 0.51634 | 0.22925 | 0 | 0 | 0 | 0 | 0 | 0 | 0 | 0 | 0 | 0 | 0 | 0.065677 | 0.16646 | 0.36409 | 0.70274 | 1.2179 | 1.9224 | 2.7969 | 3.7904 | 4.8307 | 5.8405 | 6.6948 | 7.3744 | 7.8083 | 7.9608 | 7.8959 | 7.8465 | 7.8133 | 7.7924 | 7.7742 | 7.7584 | 7.7445 | 7.7324 | 7.7219 | 7.7126 | 7.7044 | 24.3 | 38.071 | 75.89 | 132.368 | 205.2243 | 286.3631 | 363.2559 | 422.3959 | 453.3824 | 451.8819 | 396.0606 | 328.5272 | 225.0153 | 100.8949 | 0 | 0 | 0 | 0 | 0 | 0 | 0 | 0 | 0 | 0 | 0 | 24.3 | 62.371 | 138.261 | 270.629 | 475.8533 | 762.2163 | 1125.4722 | 1547.8682 | 2001.2506 | 2453.1325 | 2849.1931 | 3177.7203 | 3402.7356 | 3503.6305 | 3503.6305 | 3503.6305 | 3503.6305 | 3503.6305 | 3503.6305 | 3503.6305 | 3503.6305 | 3503.6305 | 3503.6305 | 3503.6305 | 3503.6305 | 0.055827 | 0.086374 | 0.1699 | 0.29226 | 0.44673 | 0.61447 | 0.76837 | 0.88094 | 0.93273 | 0.91769 | 0.79453 | 0.65153 | 0.44166 | 0.19625 | 0 | 0 | 0 | 0 | 0 | 0 | 0 | 0 | 0 | 0 | 0 | 0.055827 | 0.1415 | 0.30953 | 0.59753 | 1.0358 | 1.6355 | 2.3806 | 3.2282 | 4.1171 | 4.9819 | 5.7157 | 6.302 | 6.6788 | 6.8148 | 6.7637 | 6.7244 | 6.6973 | 6.6796 | 6.6642 | 6.6508 | 6.6391 | 6.629 | 6.6201 | 6.6123 | 6.6055 | 20.655 | 32.3603 | 64.5065 | 112.5128 | 174.4406 | 243.4086 | 308.7675 | 359.0365 | 385.3751 | 384.0996 | 336.6515 | 279.2482 | 191.263 | 85.7607 | 0 | 0 | 0 | 0 | 0 | 0 | 0 | 0 | 0 | 0 | 0 | 20.655 | 53.0154 | 117.5219 | 230.0347 | 404.4753 | 647.8839 | 956.6514 | 1315.6879 | 1701.063 | 2085.1626 | 2421.8141 | 2701.0623 | 2892.3253 | 2978.0859 | 2978.0859 | 2978.0859 | 2978.0859 | 2978.0859 | 2978.0859 | 2978.0859 | 2978.0859 | 2978.0859 | 2978.0859 | 2978.0859 | 2978.0859 | 0 | 0.086374 | 0.1699 | 0.29226 | 0.44673 | 0.61447 | 0.76837 | 0.88094 | 0.93273 | 0.91769 | 0.84328 | 0.65153 | 0.44166 | 0.19625 | 0 | 0 | 0 | 0 | 0 | 0 | 0 | 0 | 0 | 0 | 0 | 0 | 0.086374 | 0.25513 | 0.54387 | 0.98294 | 1.5834 | 2.3292 | 3.1775 | 4.0671 | 4.9325 | 5.7157 | 6.302 | 6.6788 | 6.8148 | 6.7637 | 6.7244 | 6.6973 | 6.6796 | 6.6642 | 6.6508 | 6.6391 | 6.629 | 6.6201 | 6.6123 | 6.6055 | 0 | 32.3603 | 64.5065 | 112.5128 | 174.4406 | 243.4086 | 308.7675 | 359.0365 | 385.3751 | 384.0996 | 357.3065 | 279.2482 | 191.263 | 85.7607 | 0 | 0 | 0 | 0 | 0 | 0 | 0 | 0 | 0 | 0 | 0 | 0 | 32.3603 | 96.8669 | 209.3796 | 383.8202 | 627.2289 | 935.9964 | 1295.0329 | 1680.408 | 2064.5076 | 2421.8141 | 2701.0623 | 2892.3253 | 2978.0859 | 2978.0859 | 2978.0859 | 2978.0859 | 2978.0859 | 2978.0859 | 2978.0859 | 2978.0859 | 2978.0859 | 2978.0859 | 2978.0859 | 2978.0859 | 0.055827 | 0.086374 | 0.1699 | 0.29226 | 0.44673 | 0.61447 | 0.76837 | 0.88094 | 0.93273 | 0.91769 | 0.79453 | 0.65153 | 0.44166 | 0.19625 | 0 | 0 | 0 | 0 | 0 | 0 | 0 | 0 | 0 | 0 | 0 | 0.055827 | 0.1415 | 0.30953 | 0.59753 | 1.0358 | 1.6355 | 2.3806 | 3.2282 | 4.1171 | 4.9819 | 5.7157 | 6.302 | 6.6788 | 6.8148 | 6.7637 | 6.7244 | 6.6973 | 6.6796 | 6.6642 | 6.6508 | 6.6391 | 6.629 | 6.6201 | 6.6123 | 6.6055 | 20.655 | 32.3603 | 64.5065 | 112.5128 | 174.4406 | 243.4086 | 308.7675 | 359.0365 | 385.3751 | 384.0996 | 336.6515 | 279.2482 | 191.263 | 85.7607 | 0 | 0 | 0 | 0 | 0 | 0 | 0 | 0 | 0 | 0 | 0 | 20.655 | 53.0154 | 117.5219 | 230.0347 | 404.4753 | 647.8839 | 956.6514 | 1315.6879 | 1701.063 | 2085.1626 | 2421.8141 | 2701.0623 | 2892.3253 | 2978.0859 | 2978.0859 | 2978.0859 | 2978.0859 | 2978.0859 | 2978.0859 | 2978.0859 | 2978.0859 | 2978.0859 | 2978.0859 | 2978.0859 | 2978.0859 | 1479.7287 | 1497.9795 | 1517.2658 | 1537.0701 | 1556.933 | 1576.3882 | 1594.9935 | 1612.3277 | 1627.9933 | 1641.6202 | 1653.4656 | 1663.743 | 1672.6476 | 1680.353 | 1687.0151 | 1692.7676 | 1697.7296 | 1701.968 | 1705.6286 | 1708.7917 | 1711.5199 | 1713.8737 | 1715.895 | 1717.6313 | 1719.1224 | 653.128 | 661.1837 | 669.6963 | 678.4376 | 687.2048 | 695.792 | 704.004 | 711.6551 | 718.5696 | 724.5843 | 729.8127 | 734.349 | 738.2793 | 741.6804 | 744.6209 | 747.1599 | 749.3501 | 751.2209 | 752.8366 | 754.2327 | 755.4369 | 756.4758 | 757.368 | 758.1344 | 758.7925 | 224
OR_Residential_LI - Single Family_Existing_Space Heating_Natural Gas_Furnace | OR | Residential | LI - Multi-Family | Existing | Water Heating | Natural Gas | Water Heater - Timer | A | ORM177 | None | Installed | 7 | 6.4 | 0 | 0 | 139.02 | 0 | 0 | 0 | 0.30173 | 0.25 | household | 0% | 10% | Retrofit | Retro3Slow | 84.16% | TBD | 0% | 5294.2525 |  | 2336.7965 |  | 0.01057 | DHW_TIM-Water Heating-AEG-2 | DHW_TIM-Water Heating-AEG-2 | DHW_TIM-Water Heating-AEG-2 | None | None | None | None | None | None | None | None | None | None | None | None | None | None | None | None | None | None | None | None | None | None | None | None | None | None | None | Installed | Installed | Installed | Installed | Installed | Installed | Installed | Installed | Installed | Installed | Installed | Installed | Installed | Installed | Installed | Installed | Installed | Installed | Installed | Installed | Installed | Installed | Installed | Installed | Installed | Installed | Installed | 139.02 | 139.02 | 139.02 | 139.02 | 139.02 | 139.02 | 139.02 | 139.02 | 139.02 | 139.02 | 139.02 | 139.02 | 139.02 | 139.02 | 139.02 | 139.02 | 139.02 | 139.02 | 139.02 | 139.02 | 139.02 | 139.02 | 139.02 | 139.02 | 139.02 | 139.02 | 139.02 | 0 | 0 | 6.2513 | 6.1591 | 6.0605 | 5.9555 | 5.8438 | 5.7265 | 5.6051 | 5.4806 | 5.3552 | 5.2305 | 5.1084 | 4.9902 | 4.8799 | 4.7791 | 4.6888 | 4.6079 | 4.5359 | 4.4706 | 4.4066 | 4.3436 | 4.282 | 4.2218 | 4.1634 | 4.1074 | 4.0545 | 0.012431 | 0.019188 | 0.037638 | 0.064511 | 0.098142 | 0.13419 | 0.16662 | 0.17854 | 0.182 | 0.16094 | 0.12039 | 0.0659 | 0.0058072 | 0 | 0 | 0 | 0 | 0 | 0 | 0 | 0 | 0 | 0 | 0 | 0 | 0.012431 | 0.031436 | 0.068571 | 0.13189 | 0.22756 | 0.35719 | 0.51623 | 0.68331 | 0.84968 | 0.99084 | 1.0881 | 1.1288 | 1.1097 | 1.0868 | 1.0662 | 1.0478 | 1.0314 | 1.0166 | 1.002 | 0.98773 | 0.97371 | 0.96003 | 0.94675 | 0.934 | 0.92197 | 1.9885 | 3.1155 | 6.2103 | 10.8321 | 16.7941 | 23.434 | 29.7263 | 32.5774 | 33.9862 | 30.7686 | 23.5673 | 13.2057 | 1.19 | 0 | 0 | 0 | 0 | 0 | 0 | 0 | 0 | 0 | 0 | 0 | 0 | 1.9885 | 5.104 | 11.3143 | 22.1464 | 38.9405 | 62.3745 | 92.1008 | 124.6782 | 158.6644 | 189.433 | 213.0003 | 226.2061 | 227.3961 | 227.3961 | 227.3961 | 227.3961 | 227.3961 | 227.3961 | 227.3961 | 227.3961 | 227.3961 | 227.3961 | 227.3961 | 227.3961 | 227.3961 | 0.01057 | 0.016322 | 0.032031 | 0.054937 | 0.083651 | 0.11451 | 0.14239 | 0.15284 | 0.15612 | 0.13837 | 0.10377 | 0.056953 | 0.005032 | 0 | 0 | 0 | 0 | 0 | 0 | 0 | 0 | 0 | 0 | 0 | 0 | 0.01057 | 0.02674 | 0.058356 | 0.11232 | 0.19396 | 0.3048 | 0.44115 | 0.58495 | 0.72886 | 0.85191 | 0.93789 | 0.97556 | 0.96154 | 0.94407 | 0.92843 | 0.91444 | 0.902 | 0.89075 | 0.87976 | 0.869 | 0.85849 | 0.84825 | 0.83834 | 0.82884 | 0.81989 | 1.6903 | 2.6481 | 5.2788 | 9.2073 | 14.275 | 19.9189 | 25.2674 | 27.6908 | 28.8883 | 26.1533 | 20.0322 | 11.2249 | 1.0115 | 0 | 0 | 0 | 0 | 0 | 0 | 0 | 0 | 0 | 0 | 0 | 0 | 1.6903 | 4.3384 | 9.6172 | 18.8244 | 33.0995 | 53.0183 | 78.2857 | 105.9765 | 134.8648 | 161.0181 | 181.0503 | 192.2752 | 193.2867 | 193.2867 | 193.2867 | 193.2867 | 193.2867 | 193.2867 | 193.2867 | 193.2867 | 193.2867 | 193.2867 | 193.2867 | 193.2867 | 193.2867 | 0 | 0 | 0 | 0 | 0 | 0 | 0 | 0 | 0 | 0 | 0 | 0 | 0 | 0 | 0 | 0 | 0 | 0 | 0 | 0 | 0 | 0 | 0 | 0 | 0 | 0 | 0 | 0 | 0 | 0 | 0 | 0 | 0 | 0 | 0 | 0 | 0 | 0 | 0 | 0 | 0 | 0 | 0 | 0 | 0 | 0 | 0 | 0 | 0 | 0 | 0 | 0 | 0 | 0 | 0 | 0 | 0 | 0 | 0 | 0 | 0 | 0 | 0 | 0 | 0 | 0 | 0 | 0 | 0 | 0 | 0 | 0 | 0 | 0 | 0 | 0 | 0 | 0 | 0 | 0 | 0 | 0 | 0 | 0 | 0 | 0 | 0 | 0 | 0 | 0 | 0 | 0 | 0 | 0 | 0 | 0 | 0 | 0 | 0 | 0 | 0 | 0 | 0 | 0 | 0 | 0 | 0 | 0 | 0 | 0 | 0 | 0 | 0 | 0 | 0 | 0 | 0 | 0 | 0 | 0 | 0 | 0 | 0 | 0 | 0 | 0 | 0 | 0 | 0 | 0 | 0 | 0 | 0 | 0 | 0 | 0 | 0 | 0 | 0 | 0 | 0 | 0 | 0 | 0 | 0 | 0 | 0 | 0 | 0 | 0 | 0 | 0 | 0 | 0 | 0 | 0 | 0 | 0 | 0 | 0 | 0 | 0 | 0 | 0 | 0 | 0 | 0 | 0 | 0 | 0 | 0 | 0 | 0 | 0 | 0 | 0 | 0 | 0 | 0 | 0 | 0 | 0 | 0 | 0 | 0 | 0 | 0 | 0 | 0 | 0 | 0 | 0 | 0 | 0 | 0 | 0 | 0 | 0 | 0 | 0 | 4829.962 | 4889.5343 | 4952.4865 | 5017.1292 | 5081.9636 | 5145.467 | 5206.1963 | 5262.7767 | 5313.9106 | 5358.3898 | 5397.0544 | 5430.6007 | 5459.6661 | 5484.8172 | 5506.5627 | 5525.3393 | 5541.5359 | 5555.3704 | 5567.3189 | 5577.6436 | 5586.5485 | 5594.2315 | 5600.8292 | 5606.4968 | 5611.3639 | 2131.8662 | 2158.1605 | 2185.9466 | 2214.4788 | 2243.0956 | 2271.125 | 2297.9299 | 2322.9036 | 2345.4732 | 2365.1056 | 2382.1716 | 2396.9784 | 2409.8074 | 2420.9086 | 2430.5067 | 2438.7944 | 2445.9433 | 2452.0497 | 2457.3235 | 2461.8807 | 2465.8111 | 2469.2023 | 2472.1145 | 2474.616 | 2476.7643 | 225
OR_Residential_LI - Single Family_Existing_Space Heating_Natural Gas_Furnace | OR | Residential | LI - Multi-Family | Existing | Water Heating | Natural Gas | Water Heater - Solar System | A | ORM178 | None | Installed | 30 | 79.9516 | 0 | 0 | 7455.26 | 0 | 0 | 0 | 0.30173 | 0.25 | household | 0% | 30% | Lost Opportunity | LO3Slow | 85% | TBD | 0% | 8694.3137 |  | 3837.5279 |  | 0.0027848 | EIA 2018 Tech Forecast | EIA 2018 Tech Forecast | Michigan Energy Measure Database | None | None | None | None | None | None | None | None | None | None | None | None | None | None | None | None | None | None | None | None | None | None | None | None | None | None | None | Installed | Installed | Installed | Installed | Installed | Installed | Installed | Installed | Installed | Installed | Installed | Installed | Installed | Installed | Installed | Installed | Installed | Installed | Installed | Installed | Installed | Installed | Installed | Installed | Installed | Installed | Installed | 7455.26 | 7455.26 | 7455.26 | 7455.26 | 7455.26 | 7455.26 | 7455.26 | 7455.26 | 7455.26 | 7455.26 | 7455.26 | 7455.26 | 7455.26 | 7455.26 | 7455.26 | 7455.26 | 7455.26 | 7455.26 | 7455.26 | 7455.26 | 7455.26 | 7455.26 | 7455.26 | 7455.26 | 7455.26 | 7455.26 | 7455.26 | 0 | 0 | 78.0916 | 76.9365 | 75.6989 | 74.3759 | 72.9634 | 71.474 | 69.9288 | 68.3428 | 66.7468 | 65.1633 | 63.6198 | 62.135 | 60.7593 | 59.504 | 58.3792 | 57.3711 | 56.4738 | 55.6599 | 54.8622 | 54.0783 | 53.3103 | 52.5604 | 51.8327 | 51.1343 | 50.4751 | 0.0032751 | 0.0095794 | 0.02324 | 0.048644 | 0.08908 | 0.14684 | 0.22081 | 0.30671 | 0.39787 | 0.4868 | 0.51521 | 0.53621 | 0.55173 | 0.56327 | 0.57213 | 0.57917 | 0.58514 | 0.68969 | 0.69757 | 0.70165 | 0.70285 | 0.69088 | 0.67307 | 0.65259 | 0.63165 | 0.0032751 | 0.012806 | 0.035841 | 0.083858 | 0.17135 | 0.31468 | 0.5287 | 0.82342 | 1.2021 | 1.6603 | 2.1362 | 2.6226 | 3.1162 | 3.6151 | 4.1189 | 4.627 | 5.1397 | 5.7554 | 6.3704 | 6.9811 | 7.5848 | 8.169 | 8.7289 | 9.2639 | 9.7761 | 0.04194 | 0.12451 | 0.30701 | 0.65403 | 1.2209 | 2.0544 | 3.1577 | 4.4878 | 5.9609 | 7.4705 | 8.0983 | 8.6298 | 9.0806 | 9.4661 | 9.8002 | 10.0951 | 10.3613 | 12.3911 | 12.7149 | 12.9747 | 13.1842 | 13.1446 | 12.9855 | 12.7624 | 12.5141 | 0.04194 | 0.16645 | 0.47346 | 1.1275 | 2.3484 | 4.4028 | 7.5605 | 12.0483 | 18.0092 | 25.4797 | 33.578 | 42.2078 | 51.2884 | 60.7545 | 70.5546 | 80.6498 | 91.0111 | 103.4022 | 116.1171 | 129.0918 | 142.276 | 155.4206 | 168.406 | 181.1684 | 193.6825 | 0.0027848 | 0.0081484 | 0.019779 | 0.041427 | 0.075933 | 0.12532 | 0.18874 | 0.26263 | 0.34141 | 0.41872 | 0.44429 | 0.46364 | 0.47832 | 0.48956 | 0.49844 | 0.5057 | 0.51197 | 0.60462 | 0.61276 | 0.61762 | 0.62 | 0.61076 | 0.59631 | 0.57942 | 0.56201 | 0.0027848 | 0.010893 | 0.030502 | 0.071416 | 0.14606 | 0.26857 | 0.45189 | 0.70508 | 1.0315 | 1.4281 | 1.8422 | 2.2676 | 2.7016 | 3.1421 | 3.5884 | 4.04 | 4.497 | 5.0455 | 5.5959 | 6.145 | 6.6907 | 7.2216 | 7.7334 | 8.2251 | 8.6982 | 0.035649 | 0.10583 | 0.26096 | 0.55593 | 1.0377 | 1.7463 | 2.684 | 3.8146 | 5.0668 | 6.3499 | 6.8836 | 7.3353 | 7.7185 | 8.0462 | 8.3302 | 8.5809 | 8.8071 | 10.5324 | 10.8077 | 11.0285 | 11.2065 | 11.1729 | 11.0376 | 10.848 | 10.637 | 0.035649 | 0.14148 | 0.40244 | 0.95837 | 1.9961 | 3.7424 | 6.4264 | 10.2411 | 15.3078 | 21.6578 | 28.5413 | 35.8766 | 43.5951 | 51.6413 | 59.9714 | 68.5523 | 77.3594 | 87.8919 | 98.6996 | 109.7281 | 120.9346 | 132.1075 | 143.1451 | 153.9931 | 164.6301 | 0 | 0 | 0 | 0 | 0 | 0 | 0 | 0 | 0 | 0 | 0 | 0 | 0 | 0 | 0 | 0 | 0 | 0 | 0 | 0 | 0 | 0 | 0 | 0 | 0 | 0 | 0 | 0 | 0 | 0 | 0 | 0 | 0 | 0 | 0 | 0 | 0 | 0 | 0 | 0 | 0 | 0 | 0 | 0 | 0 | 0 | 0 | 0 | 0 | 0 | 0 | 0 | 0 | 0 | 0 | 0 | 0 | 0 | 0 | 0 | 0 | 0 | 0 | 0 | 0 | 0 | 0 | 0 | 0 | 0 | 0 | 0 | 0 | 0 | 0 | 0 | 0 | 0 | 0 | 0 | 0 | 0 | 0 | 0 | 0 | 0 | 0 | 0 | 0 | 0 | 0 | 0 | 0 | 0 | 0 | 0 | 0 | 0 | 0 | 0 | 0 | 0 | 0 | 0 | 0 | 0 | 0 | 0 | 0 | 0 | 0 | 0 | 0 | 0 | 0 | 0 | 0 | 0 | 0 | 0 | 0 | 0 | 0 | 0 | 0 | 0 | 0 | 0 | 0 | 0 | 0 | 0 | 0 | 0 | 0 | 0 | 0 | 0 | 0 | 0 | 0 | 0 | 0 | 0 | 0 | 0 | 0 | 0 | 0 | 0 | 0 | 0 | 0 | 0 | 0 | 0 | 0 | 0 | 0 | 0 | 0 | 0 | 0 | 0 | 0 | 0 | 0 | 0 | 0 | 0 | 0 | 0 | 0 | 0 | 0 | 0 | 0 | 0 | 0 | 0 | 0 | 0 | 0 | 0 | 0 | 0 | 0 | 0 | 0 | 0 | 0 | 0 | 0 | 0 | 0 | 0 | 0 | 0 | 0 | 0 | 7931.8477 | 8029.6784 | 8133.0597 | 8239.217 | 8345.6892 | 8449.9756 | 8549.7062 | 8642.6237 | 8726.5965 | 8799.641 | 8863.1368 | 8918.2271 | 8965.9588 | 9007.2624 | 9042.9732 | 9073.8086 | 9100.4068 | 9123.1261 | 9142.7482 | 9159.7035 | 9174.3272 | 9186.9445 | 9197.7794 | 9207.0868 | 9215.0796 | 3500.9879 | 3544.1688 | 3589.7996 | 3636.6557 | 3683.6507 | 3729.681 | 3773.7005 | 3814.7128 | 3851.777 | 3884.0177 | 3912.0436 | 3936.3596 | 3957.4276 | 3975.6584 | 3991.4205 | 4005.0307 | 4016.7707 | 4026.7987 | 4035.4596 | 4042.9434 | 4049.398 | 4054.9671 | 4059.7494 | 4063.8576 | 4067.3854 | 226
OR_Residential_LI - Single Family_Existing_Space Heating_Natural Gas_Furnace | OR | Residential | LI - Multi-Family | Existing | Water Heating | Natural Gas | Water Heater - Intermittent Ignition System | A | ORM179 | None | Installed | 20 | 7.41 | 0 | 0 | 105 | 0 | 0 | 0 | 0.30173 | 0.25 | household | 82% | 100% | Lost Opportunity | LO3Slow | 85% | TBD | 0% | 1619.9038 |  | 714.999 |  | 0.022064 | NW Natural 2021 Energy Efficiency Plan | NW Natural 2021 Energy Efficiency Plan | NW Natural 2021 Energy Efficiency Plan | None | None | None | None | None | None | None | None | None | None | None | None | None | None | None | None | None | None | None | None | None | None | None | None | None | None | None | Installed | Installed | Installed | Installed | Installed | Installed | Installed | Installed | Installed | Installed | Installed | Installed | Installed | Installed | Installed | Installed | Installed | Installed | Installed | Installed | Installed | Installed | Installed | Installed | Installed | Installed | Installed | 105 | 105 | 105 | 105 | 105 | 105 | 105 | 105 | 105 | 105 | 105 | 105 | 105 | 105 | 105 | 105 | 105 | 105 | 105 | 105 | 105 | 105 | 105 | 105 | 105 | 105 | 105 | 0 | 0 | 7.2516 | 7.1591 | 7.0603 | 6.9564 | 6.848 | 6.7361 | 6.6221 | 6.5081 | 6.3967 | 6.291 | 6.1928 | 6.103 | 6.0256 | 5.9621 | 5.913 | 5.8756 | 5.8503 | 5.8342 | 5.8201 | 5.8078 | 5.797 | 5.7875 | 5.7791 | 5.7717 | 5.7652 | 0.025956 | 0.065687 | 0.14349 | 0.27655 | 0.47835 | 0.75311 | 1.0923 | 1.4748 | 1.872 | 2.2537 | 2.5946 | 2.8781 | 3.0992 | 3.2613 | 3.3729 | 3.4439 | 3.4862 | 3.5084 | 3.5145 | 3.5143 | 3.4894 | 3.4397 | 3.3588 | 3.2309 | 3.0422 | 0.025956 | 0.091312 | 0.23354 | 0.50665 | 0.97711 | 1.7143 | 2.7775 | 4.2045 | 6.0045 | 8.1589 | 10.6261 | 13.3501 | 16.2801 | 19.3697 | 22.5832 | 25.8842 | 29.2589 | 32.6868 | 36.1226 | 39.5605 | 42.9764 | 46.3457 | 49.6376 | 52.805 | 55.7872 | 3.5794 | 9.1754 | 20.3236 | 39.754 | 69.8519 | 111.8019 | 164.9393 | 226.6121 | 292.6451 | 358.2386 | 418.9719 | 471.585 | 514.3474 | 547.0047 | 570.428 | 586.1453 | 595.9033 | 601.3507 | 603.8617 | 605.0998 | 601.9399 | 594.3399 | 581.1943 | 559.7731 | 527.691 | 3.5794 | 12.7548 | 33.0783 | 72.8324 | 142.6843 | 254.4862 | 419.4254 | 646.0375 | 938.6826 | 1296.9212 | 1715.8931 | 2187.478 | 2701.8255 | 3248.8301 | 3819.2582 | 4405.4035 | 5001.3068 | 5602.6575 | 6206.5192 | 6811.619 | 7413.559 | 8007.8989 | 8589.0932 | 9148.8663 | 9676.5573 | 0.022064 | 0.055842 | 0.122 | 0.2352 | 0.40701 | 0.64118 | 0.93067 | 1.2579 | 1.5985 | 1.9268 | 2.2212 | 2.467 | 2.6597 | 2.8013 | 2.8991 | 2.9615 | 2.9985 | 3.0177 | 3.0231 | 3.0231 | 3.0018 | 2.9592 | 2.8896 | 2.7797 | 2.6175 | 0.022064 | 0.077626 | 0.19857 | 0.43091 | 0.83138 | 1.4595 | 2.3666 | 3.586 | 5.1272 | 6.9756 | 9.0969 | 11.4435 | 13.971 | 16.6378 | 19.4109 | 22.2584 | 25.1659 | 28.1154 | 31.0719 | 34.0305 | 36.9705 | 39.8706 | 42.7043 | 45.4311 | 47.9989 | 3.0425 | 7.7991 | 17.275 | 33.7909 | 59.3741 | 95.0316 | 140.1984 | 192.6203 | 248.7483 | 304.5028 | 356.1261 | 400.8472 | 437.1953 | 464.954 | 484.8638 | 498.2235 | 506.5178 | 511.1481 | 513.2825 | 514.3349 | 511.6489 | 505.1889 | 494.0152 | 475.8071 | 448.5374 | 3.0425 | 10.8415 | 28.1166 | 61.9075 | 121.2816 | 216.3132 | 356.5116 | 549.1319 | 797.8802 | 1102.383 | 1458.5091 | 1859.3563 | 2296.5517 | 2761.5056 | 3246.3694 | 3744.593 | 4251.1108 | 4762.2589 | 5275.5413 | 5789.8762 | 6301.5251 | 6806.714 | 7300.7292 | 7776.5363 | 8225.0737 | 0 | 0.055849 | 0.12202 | 0.23523 | 0.40706 | 0.64127 | 0.93079 | 1.258 | 1.5987 | 1.9271 | 2.2212 | 2.467 | 2.6597 | 2.8013 | 2.8991 | 2.9615 | 2.9985 | 3.0177 | 3.0231 | 3.0231 | 3.0196 | 2.9592 | 2.8896 | 2.7797 | 2.6175 | 0 | 0.055849 | 0.17711 | 0.40978 | 0.81063 | 1.4391 | 2.3467 | 3.5666 | 5.1083 | 6.9573 | 9.0779 | 11.4248 | 13.9525 | 16.6194 | 19.3928 | 22.2404 | 25.1479 | 28.0974 | 31.054 | 34.0127 | 36.9705 | 39.8706 | 42.7043 | 45.4311 | 47.9989 | 0 | 7.7991 | 17.275 | 33.7909 | 59.3741 | 95.0316 | 140.1984 | 192.6203 | 248.7483 | 304.5028 | 356.1261 | 400.8472 | 437.1953 | 464.954 | 484.8638 | 498.2235 | 506.5178 | 511.1481 | 513.2825 | 514.3349 | 514.6914 | 505.1889 | 494.0152 | 475.8071 | 448.5374 | 0 | 7.7991 | 25.0741 | 58.865 | 118.2392 | 213.2708 | 353.4691 | 546.0894 | 794.8378 | 1099.3405 | 1455.4666 | 1856.3139 | 2293.5092 | 2758.4631 | 3243.327 | 3741.5505 | 4248.0683 | 4759.2164 | 5272.4988 | 5786.8337 | 6301.5251 | 6806.714 | 7300.7292 | 7776.5363 | 8225.0737 | 0.022064 | 0.055842 | 0.122 | 0.2352 | 0.40701 | 0.64118 | 0.93067 | 1.2579 | 1.5985 | 1.9268 | 2.2212 | 2.467 | 2.6597 | 2.8013 | 2.8991 | 2.9615 | 2.9985 | 3.0177 | 3.0231 | 3.0231 | 3.0018 | 2.9592 | 2.8896 | 2.7797 | 2.6175 | 0.022064 | 0.077626 | 0.19857 | 0.43091 | 0.83138 | 1.4595 | 2.3666 | 3.586 | 5.1272 | 6.9756 | 9.0969 | 11.4435 | 13.971 | 16.6378 | 19.4109 | 22.2584 | 25.1659 | 28.1154 | 31.0719 | 34.0305 | 36.9705 | 39.8706 | 42.7043 | 45.4311 | 47.9989 | 3.0425 | 7.7991 | 17.275 | 33.7909 | 59.3741 | 95.0316 | 140.1984 | 192.6203 | 248.7483 | 304.5028 | 356.1261 | 400.8472 | 437.1953 | 464.954 | 484.8638 | 498.2235 | 506.5178 | 511.1481 | 513.2825 | 514.3349 | 511.6489 | 505.1889 | 494.0152 | 475.8071 | 448.5374 | 3.0425 | 10.8415 | 28.1166 | 61.9075 | 121.2816 | 216.3132 | 356.5116 | 549.1319 | 797.8802 | 1102.383 | 1458.5091 | 1859.3563 | 2296.5517 | 2761.5056 | 3246.3694 | 3744.593 | 4251.1108 | 4762.2589 | 5275.5413 | 5789.8762 | 6301.5251 | 6806.714 | 7300.7292 | 7776.5363 | 8225.0737 | 1477.8429 | 1496.0705 | 1515.3322 | 1535.1112 | 1554.9489 | 1574.3793 | 1592.9608 | 1610.273 | 1625.9186 | 1639.5281 | 1651.3585 | 1661.6228 | 1670.516 | 1678.2116 | 1684.8652 | 1690.6103 | 1695.566 | 1699.7991 | 1703.455 | 1706.6141 | 1709.3387 | 1711.6895 | 1713.7083 | 1715.4424 | 1716.9316 | 652.2957 | 660.3411 | 668.8429 | 677.573 | 686.329 | 694.9053 | 703.1069 | 710.7482 | 717.6539 | 723.6609 | 728.8826 | 733.4131 | 737.3385 | 740.7352 | 743.6719 | 746.2078 | 748.3951 | 750.2635 | 751.8772 | 753.2715 | 754.4742 | 755.5118 | 756.4028 | 757.1682 | 757.8255 | 227
OR_Residential_LI - Single Family_Existing_Space Heating_Natural Gas_Furnace | OR | Residential | LI - Multi-Family | Existing | Space Heating | Natural Gas | Circulation Pump - High Efficiency | A | ORM180 | Standard circulation pump | High efficient circulation pump | 11.5 | 25.3423 | 0 | 0 | 456.73 | 0 | 0 | 0 | 0.30173 | 0.45 | household | 1% | 5% | Retrofit | Retro1Slow | 84.81% | TBD | 0% | 0 |  | 0 |  | 0 | RTF Wkbk - ComResCirculatorPumps_3_0 | RTF Wkbk - ComResCirculatorPumps_3_0 | RTF Wkbk - ComResCirculatorPumps_3_0 | Standard circulation pump | Standard circulation pump | Standard circulation pump | Standard circulation pump | Standard circulation pump | Standard circulation pump | Standard circulation pump | Standard circulation pump | Standard circulation pump | Standard circulation pump | Standard circulation pump | Standard circulation pump | Standard circulation pump | Standard circulation pump | Standard circulation pump | Standard circulation pump | Standard circulation pump | Standard circulation pump | Standard circulation pump | Standard circulation pump | Standard circulation pump | Standard circulation pump | Standard circulation pump | Standard circulation pump | Standard circulation pump | Standard circulation pump | Standard circulation pump | High efficient circulation pump | High efficient circulation pump | High efficient circulation pump | High efficient circulation pump | High efficient circulation pump | High efficient circulation pump | High efficient circulation pump | High efficient circulation pump | High efficient circulation pump | High efficient circulation pump | High efficient circulation pump | High efficient circulation pump | High efficient circulation pump | High efficient circulation pump | High efficient circulation pump | High efficient circulation pump | High efficient circulation pump | High efficient circulation pump | High efficient circulation pump | High efficient circulation pump | High efficient circulation pump | High efficient circulation pump | High efficient circulation pump | High efficient circulation pump | High efficient circulation pump | High efficient circulation pump | High efficient circulation pump | 456.73 | 456.73 | 456.73 | 456.73 | 456.73 | 456.73 | 456.73 | 456.73 | 456.73 | 456.73 | 456.73 | 456.73 | 456.73 | 456.73 | 456.73 | 456.73 | 456.73 | 456.73 | 456.73 | 456.73 | 456.73 | 456.73 | 456.73 | 456.73 | 456.73 | 456.73 | 456.73 | 0 | 0 | 0 | 0 | 0 | 0 | 0 | 0 | 0 | 0 | 0 | 0 | 0 | 0 | 0 | 0 | 0 | 0 | 0 | 0 | 0 | 0 | 0 | 0 | 0 | 0 | 0 | 0 | 0 | 0 | 0 | 0 | 0 | 0 | 0 | 0 | 0 | 0 | 0 | 0 | 0 | 0 | 0 | 0 | 0 | 0 | 0 | 0 | 0 | 0 | 0 | 0 | 0 | 0 | 0 | 0 | 0 | 0 | 0 | 0 | 0 | 0 | 0 | 0 | 0 | 0 | 0 | 0 | 0 | 0 | 0 | 0 | 0 | 0 | 0 | 0 | 0 | 0.00010258 | 0.00020504 | 0.00036406 | 0.0005922 | 0.00089887 | 0.0012874 | 0.0017512 | 0.0022702 | 0.0028078 | 0.0033111 | 0.0037148 | 0.0039519 | 0.0037633 | 0.0033768 | 0.0026968 | 0.0018211 | 0.00079262 | 0 | 0 | 0 | 0 | 0 | 0 | 0 | 0 | 0.00010258 | 0.00030762 | 0.00067168 | 0.0012639 | 0.0021627 | 0.0034501 | 0.0052013 | 0.0074715 | 0.010279 | 0.01359 | 0.017305 | 0.021257 | 0.02502 | 0.028397 | 0.031094 | 0.032915 | 0.033708 | 0.033708 | 0.033708 | 0.033708 | 0.033708 | 0.033708 | 0.033708 | 0.033708 | 0.033708 | 0 | 0 | 0 | 0 | 0 | 0 | 0 | 0 | 0 | 0 | 0 | 0 | 0 | 0 | 0 | 0 | 0 | 0 | 0 | 0 | 0 | 0 | 0 | 0 | 0 | 0 | 0 | 0 | 0 | 0 | 0 | 0 | 0 | 0 | 0 | 0 | 0 | 0 | 0 | 0 | 0 | 0 | 0 | 0 | 0 | 0 | 0 | 0 | 0 | 0 | 8.719e-05 | 0.00017429 | 0.00030945 | 0.00050337 | 0.00076404 | 0.0010943 | 0.0014885 | 0.0019296 | 0.0023866 | 0.0028144 | 0.0031576 | 0.0033591 | 0.0031988 | 0.0028703 | 0.0022923 | 0.001548 | 0.00067373 | 0 | 0 | 0 | 0 | 0 | 0 | 0 | 0 | 8.719e-05 | 0.00026148 | 0.00057093 | 0.0010743 | 0.0018383 | 0.0029326 | 0.0044211 | 0.0063508 | 0.0087374 | 0.011552 | 0.014709 | 0.018068 | 0.021267 | 0.024138 | 0.02643 | 0.027978 | 0.028652 | 0.028652 | 0.028652 | 0.028652 | 0.028652 | 0.028652 | 0.028652 | 0.028652 | 0.028652 | 0 | 0 | 0 | 0 | 0 | 0 | 0 | 0 | 0 | 0 | 0 | 0 | 0 | 0 | 0 | 0 | 0 | 0 | 0 | 0 | 0 | 0 | 0 | 0 | 0 | 0 | 0 | 0 | 0 | 0 | 0 | 0 | 0 | 0 | 0 | 0 | 0 | 0 | 0 | 0 | 0 | 0 | 0 | 0 | 0 | 0 | 0 | 0 | 0 | 0 | 0 | 0 | 0 | 0 | 0 | 0 | 0 | 0 | 0 | 0 | 0 | 0 | 0 | 0 | 0 | 0 | 0 | 0 | 0 | 0 | 0 | 0 | 0 | 0 | 0 | 0 | 0 | 0 | 0 | 0 | 0 | 0 | 0 | 0 | 0 | 0 | 0 | 0 | 0 | 0 | 0 | 0 | 0 | 0 | 0 | 0 | 0 | 0 | 0 | 0 | 0 | 0 | 0 | 0 | 0 | 0 | 0 | 0 | 0 | 0 | 0 | 0 | 0 | 0 | 0 | 0 | 0 | 0 | 0 | 0 | 0 | 0 | 0 | 0 | 0 | 0 | 0 | 0 | 0 | 0 | 0 | 0 | 0 | 0 | 0 | 0 | 0 | 0 | 0 | 0 | 0 | 0 | 0 | 0 | 0 | 0 | 0 | 0 | 0 | 0 | 0 | 0 | 0 | 0 | 0 | 0 | 0 | 0 | 0 | 0 | 0 | 0 | 0 | 0 | 0 | 0 | 0 | 0 | 0 | 0 | 0 | 0 | 0 | 0 | 0 | 0 | 0 | 0 | 0 | 0 | 0 | 0 | 0 | 0 | 0 | 0 | 0 | 0 | 0 | 0 | 0 | 0 | 0 | 0 | 0 | 0 | 0 | 0 | 0 | 0 | 0 | 0 | 0 | 0 | 0 | 0 | 0 | 0 | 0 | 0 | 0 | 0 | 0 | 0 | 0 | 0 | 0 | 0 | 0 | 0 | 0 | 0 | 0 | 0 | 0 | 0 | 0 | 0 | 0 | 0 | 0 | 0 | 0 | 0 | 0 | 0 | 0 | 0 | 0 | 0 | 0 | 0 | 0 | 0 | 0 | 0 | 0 | 0 | 0 | 0 | 228
OR_Residential_LI - Single Family_Existing_Space Heating_Natural Gas_Furnace | OR | Residential | LI - Multi-Family | Existing | Water Heating | Natural Gas | Circulation Pump - High Efficiency | A | ORM181 | Standard circulation pump | High efficient circulation pump | 11.5 | 0 | 0 | 0 | 456.73 | 0 | 0 | 0 | 0.30173 | 0.45 | household | 1% | 5% | Retrofit | Retro1Slow | 84.81% | TBD | 0% | 0 |  | 0 |  | 0 | RTF Wkbk - ComResCirculatorPumps_3_0 | RTF Wkbk - ComResCirculatorPumps_3_0 | RTF Wkbk - ComResCirculatorPumps_3_0 | Standard circulation pump | Standard circulation pump | Standard circulation pump | Standard circulation pump | Standard circulation pump | Standard circulation pump | Standard circulation pump | Standard circulation pump | Standard circulation pump | Standard circulation pump | Standard circulation pump | Standard circulation pump | Standard circulation pump | Standard circulation pump | Standard circulation pump | Standard circulation pump | Standard circulation pump | Standard circulation pump | Standard circulation pump | Standard circulation pump | Standard circulation pump | Standard circulation pump | Standard circulation pump | Standard circulation pump | Standard circulation pump | Standard circulation pump | Standard circulation pump | High efficient circulation pump | High efficient circulation pump | High efficient circulation pump | High efficient circulation pump | High efficient circulation pump | High efficient circulation pump | High efficient circulation pump | High efficient circulation pump | High efficient circulation pump | High efficient circulation pump | High efficient circulation pump | High efficient circulation pump | High efficient circulation pump | High efficient circulation pump | High efficient circulation pump | High efficient circulation pump | High efficient circulation pump | High efficient circulation pump | High efficient circulation pump | High efficient circulation pump | High efficient circulation pump | High efficient circulation pump | High efficient circulation pump | High efficient circulation pump | High efficient circulation pump | High efficient circulation pump | High efficient circulation pump | 456.73 | 456.73 | 456.73 | 456.73 | 456.73 | 456.73 | 456.73 | 456.73 | 456.73 | 456.73 | 456.73 | 456.73 | 456.73 | 456.73 | 456.73 | 456.73 | 456.73 | 456.73 | 456.73 | 456.73 | 456.73 | 456.73 | 456.73 | 456.73 | 456.73 | 456.73 | 456.73 | 0 | 0 | 0 | 0 | 0 | 0 | 0 | 0 | 0 | 0 | 0 | 0 | 0 | 0 | 0 | 0 | 0 | 0 | 0 | 0 | 0 | 0 | 0 | 0 | 0 | 0 | 0 | 0 | 0 | 0 | 0 | 0 | 0 | 0 | 0 | 0 | 0 | 0 | 0 | 0 | 0 | 0 | 0 | 0 | 0 | 0 | 0 | 0 | 0 | 0 | 0 | 0 | 0 | 0 | 0 | 0 | 0 | 0 | 0 | 0 | 0 | 0 | 0 | 0 | 0 | 0 | 0 | 0 | 0 | 0 | 0 | 0 | 0 | 0 | 0 | 0 | 0 | 0.36872 | 0.73461 | 1.3 | 2.1076 | 3.1885 | 4.5515 | 6.1708 | 7.9732 | 9.8288 | 11.5521 | 12.9178 | 13.6966 | 12.9737 | 11.5796 | 9.179 | 6.1145 | 2.539 | 0 | 0 | 0 | 0 | 0 | 0 | 0 | 0 | 0.36872 | 1.1033 | 2.4033 | 4.511 | 7.6995 | 12.251 | 18.4219 | 26.395 | 36.2238 | 47.7759 | 60.6937 | 74.3904 | 87.3641 | 98.9437 | 108.1227 | 114.2371 | 116.7761 | 116.7761 | 116.7761 | 116.7761 | 116.7761 | 116.7761 | 116.7761 | 116.7761 | 116.7761 | 0 | 0 | 0 | 0 | 0 | 0 | 0 | 0 | 0 | 0 | 0 | 0 | 0 | 0 | 0 | 0 | 0 | 0 | 0 | 0 | 0 | 0 | 0 | 0 | 0 | 0 | 0 | 0 | 0 | 0 | 0 | 0 | 0 | 0 | 0 | 0 | 0 | 0 | 0 | 0 | 0 | 0 | 0 | 0 | 0 | 0 | 0 | 0 | 0 | 0 | 0.31341 | 0.62441 | 1.105 | 1.7915 | 2.7102 | 3.8688 | 5.2452 | 6.7772 | 8.3545 | 9.8193 | 10.9801 | 11.6422 | 11.0277 | 9.8427 | 7.8021 | 5.1973 | 2.1581 | 0 | 0 | 0 | 0 | 0 | 0 | 0 | 0 | 0.31341 | 0.93783 | 2.0428 | 3.8343 | 6.5446 | 10.4134 | 15.6586 | 22.4358 | 30.7902 | 40.6095 | 51.5897 | 63.2318 | 74.2595 | 84.1021 | 91.9043 | 97.1016 | 99.2597 | 99.2597 | 99.2597 | 99.2597 | 99.2597 | 99.2597 | 99.2597 | 99.2597 | 99.2597 | 0 | 0 | 0 | 0 | 0 | 0 | 0 | 0 | 0 | 0 | 0 | 0 | 0 | 0 | 0 | 0 | 0 | 0 | 0 | 0 | 0 | 0 | 0 | 0 | 0 | 0 | 0 | 0 | 0 | 0 | 0 | 0 | 0 | 0 | 0 | 0 | 0 | 0 | 0 | 0 | 0 | 0 | 0 | 0 | 0 | 0 | 0 | 0 | 0 | 0 | 0 | 0 | 0 | 0 | 0 | 0 | 0 | 0 | 0 | 0 | 0 | 0 | 0 | 0 | 0 | 0 | 0 | 0 | 0 | 0 | 0 | 0 | 0 | 0 | 0 | 0 | 0 | 0 | 0 | 0 | 0 | 0 | 0 | 0 | 0 | 0 | 0 | 0 | 0 | 0 | 0 | 0 | 0 | 0 | 0 | 0 | 0 | 0 | 0 | 0 | 0 | 0 | 0 | 0 | 0 | 0 | 0 | 0 | 0 | 0 | 0 | 0 | 0 | 0 | 0 | 0 | 0 | 0 | 0 | 0 | 0 | 0 | 0 | 0 | 0 | 0 | 0 | 0 | 0 | 0 | 0 | 0 | 0 | 0 | 0 | 0 | 0 | 0 | 0 | 0 | 0 | 0 | 0 | 0 | 0 | 0 | 0 | 0 | 0 | 0 | 0 | 0 | 0 | 0 | 0 | 0 | 0 | 0 | 0 | 0 | 0 | 0 | 0 | 0 | 0 | 0 | 0 | 0 | 0 | 0 | 0 | 0 | 0 | 0 | 0 | 0 | 0 | 0 | 0 | 0 | 0 | 0 | 0 | 0 | 0 | 0 | 0 | 0 | 0 | 0 | 0 | 0 | 0 | 0 | 0 | 0 | 0 | 0 | 0 | 0 | 0 | 0 | 0 | 0 | 0 | 0 | 0 | 0 | 0 | 0 | 0 | 0 | 0 | 0 | 0 | 0 | 0 | 0 | 0 | 0 | 0 | 0 | 0 | 0 | 0 | 0 | 0 | 0 | 0 | 0 | 0 | 0 | 0 | 0 | 0 | 0 | 0 | 0 | 0 | 0 | 0 | 0 | 0 | 0 | 0 | 0 | 0 | 0 | 0 | 0 | 229
OR_Residential_LI - Single Family_Existing_Space Heating_Natural Gas_Furnace | OR | Residential | LI - Multi-Family | Existing | Space Heating | Natural Gas | Circulation Pump - Timer | A | ORM182 | Without controls | Controls added | 11.5 | 0 | 0 | 0 | 1074.28 | 0 | 0 | 0 | 0.30173 | 0.45 | complex | 0% | 10% | Retrofit | Retro1Slow | 84.81% | TBD | 0% | 376.1735 |  | 195.0212 |  | 0 | RTF Wkbk - ComResCirculatorPumps_3_0 | RTF Wkbk - ComResCirculatorPumps_3_0 | RTF Wkbk - ComResCirculatorPumps_3_0 | Without controls | Without controls | Without controls | Without controls | Without controls | Without controls | Without controls | Without controls | Without controls | Without controls | Without controls | Without controls | Without controls | Without controls | Without controls | Without controls | Without controls | Without controls | Without controls | Without controls | Without controls | Without controls | Without controls | Without controls | Without controls | Without controls | Without controls | Controls added | Controls added | Controls added | Controls added | Controls added | Controls added | Controls added | Controls added | Controls added | Controls added | Controls added | Controls added | Controls added | Controls added | Controls added | Controls added | Controls added | Controls added | Controls added | Controls added | Controls added | Controls added | Controls added | Controls added | Controls added | Controls added | Controls added | 1074.28 | 1074.28 | 1074.28 | 1074.28 | 1074.28 | 1074.28 | 1074.28 | 1074.28 | 1074.28 | 1074.28 | 1074.28 | 1074.28 | 1074.28 | 1074.28 | 1074.28 | 1074.28 | 1074.28 | 1074.28 | 1074.28 | 1074.28 | 1074.28 | 1074.28 | 1074.28 | 1074.28 | 1074.28 | 1074.28 | 1074.28 | 0 | 0 | 0 | 0 | 0 | 0 | 0 | 0 | 0 | 0 | 0 | 0 | 0 | 0 | 0 | 0 | 0 | 0 | 0 | 0 | 0 | 0 | 0 | 0 | 0 | 0 | 0 | 0 | 0 | 0 | 0 | 0 | 0 | 0 | 0 | 0 | 0 | 0 | 0 | 0 | 0 | 0 | 0 | 0 | 0 | 0 | 0 | 0 | 0 | 0 | 0 | 0 | 0 | 0 | 0 | 0 | 0 | 0 | 0 | 0 | 0 | 0 | 0 | 0 | 0 | 0 | 0 | 0 | 0 | 0 | 0 | 0 | 0 | 0 | 0 | 0 | 0 | 3.2055e-05 | 6.4076e-05 | 0.00011377 | 0.00018506 | 0.0002809 | 0.00040231 | 0.00054725 | 0.00070943 | 0.00087744 | 0.0010347 | 0.0011609 | 0.001235 | 0.001176 | 0.0010552 | 0.00084276 | 0.0005691 | 0.00024769 | 0 | 0 | 0 | 0 | 0 | 0 | 0 | 0 | 3.2055e-05 | 9.6131e-05 | 0.0002099 | 0.00039496 | 0.00067586 | 0.0010782 | 0.0016254 | 0.0023348 | 0.0032123 | 0.004247 | 0.0054079 | 0.0066428 | 0.0078189 | 0.0088741 | 0.0097169 | 0.010286 | 0.010534 | 0.010534 | 0.010534 | 0.010534 | 0.010534 | 0.010534 | 0.010534 | 0.010534 | 0.010534 | 0 | 0 | 0 | 0 | 0 | 0 | 0 | 0 | 0 | 0 | 0 | 0 | 0 | 0 | 0 | 0 | 0 | 0 | 0 | 0 | 0 | 0 | 0 | 0 | 0 | 0 | 0 | 0 | 0 | 0 | 0 | 0 | 0 | 0 | 0 | 0 | 0 | 0 | 0 | 0 | 0 | 0 | 0 | 0 | 0 | 0 | 0 | 0 | 0 | 0 | 2.7247e-05 | 5.4464e-05 | 9.6704e-05 | 0.0001573 | 0.00023876 | 0.00034196 | 0.00046516 | 0.00060301 | 0.00074582 | 0.0008795 | 0.00098675 | 0.0010497 | 0.00099963 | 0.00089696 | 0.00071635 | 0.00048374 | 0.00021054 | 0 | 0 | 0 | 0 | 0 | 0 | 0 | 0 | 2.7247e-05 | 8.1711e-05 | 0.00017842 | 0.00033572 | 0.00057448 | 0.00091644 | 0.0013816 | 0.0019846 | 0.0027304 | 0.0036099 | 0.0045967 | 0.0056464 | 0.006646 | 0.007543 | 0.0082593 | 0.0087431 | 0.0089536 | 0.0089536 | 0.0089536 | 0.0089536 | 0.0089536 | 0.0089536 | 0.0089536 | 0.0089536 | 0.0089536 | 0 | 0 | 0 | 0 | 0 | 0 | 0 | 0 | 0 | 0 | 0 | 0 | 0 | 0 | 0 | 0 | 0 | 0 | 0 | 0 | 0 | 0 | 0 | 0 | 0 | 0 | 0 | 0 | 0 | 0 | 0 | 0 | 0 | 0 | 0 | 0 | 0 | 0 | 0 | 0 | 0 | 0 | 0 | 0 | 0 | 0 | 0 | 0 | 0 | 0 | 2.7247e-05 | 5.4464e-05 | 9.6704e-05 | 0.0001573 | 0.00023876 | 0.00034196 | 0.00046516 | 0.00060301 | 0.00074582 | 0.0008795 | 0.00098675 | 0.0010497 | 0.00099963 | 0.00089696 | 0.00071635 | 0.00048374 | 0.00021054 | 0 | 0 | 0 | 0 | 0 | 0 | 0 | 0 | 2.7247e-05 | 8.1711e-05 | 0.00017842 | 0.00033572 | 0.00057448 | 0.00091644 | 0.0013816 | 0.0019846 | 0.0027304 | 0.0036099 | 0.0045967 | 0.0056464 | 0.006646 | 0.007543 | 0.0082593 | 0.0087431 | 0.0089536 | 0.0089536 | 0.0089536 | 0.0089536 | 0.0089536 | 0.0089536 | 0.0089536 | 0.0089536 | 0.0089536 | 0 | 0 | 0 | 0 | 0 | 0 | 0 | 0 | 0 | 0 | 0 | 0 | 0 | 0 | 0 | 0 | 0 | 0 | 0 | 0 | 0 | 0 | 0 | 0 | 0 | 0 | 0 | 0 | 0 | 0 | 0 | 0 | 0 | 0 | 0 | 0 | 0 | 0 | 0 | 0 | 0 | 0 | 0 | 0 | 0 | 0 | 0 | 0 | 0 | 0 | 2.7247e-05 | 5.4464e-05 | 9.6704e-05 | 0.0001573 | 0.00023876 | 0.00034196 | 0.00046516 | 0.00060301 | 0.00074582 | 0.0008795 | 0.00098675 | 0.0010497 | 0.00099963 | 0.00089696 | 0.00071635 | 0.00048374 | 0.00021054 | 0 | 0 | 0 | 0 | 0 | 0 | 0 | 0 | 2.7247e-05 | 8.1711e-05 | 0.00017842 | 0.00033572 | 0.00057448 | 0.00091644 | 0.0013816 | 0.0019846 | 0.0027304 | 0.0036099 | 0.0045967 | 0.0056464 | 0.006646 | 0.007543 | 0.0082593 | 0.0087431 | 0.0089536 | 0.0089536 | 0.0089536 | 0.0089536 | 0.0089536 | 0.0089536 | 0.0089536 | 0.0089536 | 0.0089536 | 343.1842 | 347.417 | 351.8899 | 356.483 | 361.0897 | 365.6018 | 369.9168 | 373.937 | 377.5703 | 380.7306 | 383.4779 | 385.8615 | 387.9267 | 389.7137 | 391.2588 | 392.5929 | 393.7438 | 394.7267 | 395.5757 | 396.3093 | 396.942 | 397.488 | 397.9567 | 398.3594 | 398.7053 | 177.9184 | 180.1128 | 182.4318 | 184.813 | 187.2012 | 189.5405 | 191.7775 | 193.8617 | 195.7453 | 197.3838 | 198.808 | 200.0438 | 201.1144 | 202.0409 | 202.8419 | 203.5336 | 204.1302 | 204.6398 | 205.08 | 205.4603 | 205.7883 | 206.0713 | 206.3144 | 206.5232 | 206.7024 | 230
OR_Residential_LI - Single Family_Existing_Space Heating_Natural Gas_Furnace | OR | Residential | LI - Multi-Family | Existing | Water Heating | Natural Gas | Circulation Pump - Timer | A | ORM183 | Without controls | Controls added | 11.5 | 546.0751 | 0 | 0 | 1074.28 | 0 | 0 | 0 | 0.30173 | 0.45 | complex | 0% | 10% | Retrofit | Retro1Slow | 84.81% | TBD | 0% | 376.1735 |  | 195.0212 |  | 0.052355 | RTF Wkbk - ComResCirculatorPumps_3_0 | RTF Wkbk - ComResCirculatorPumps_3_0 | RTF Wkbk - ComResCirculatorPumps_3_0 | Without controls | Without controls | Without controls | Without controls | Without controls | Without controls | Without controls | Without controls | Without controls | Without controls | Without controls | Without controls | Without controls | Without controls | Without controls | Without controls | Without controls | Without controls | Without controls | Without controls | Without controls | Without controls | Without controls | Without controls | Without controls | Without controls | Without controls | Controls added | Controls added | Controls added | Controls added | Controls added | Controls added | Controls added | Controls added | Controls added | Controls added | Controls added | Controls added | Controls added | Controls added | Controls added | Controls added | Controls added | Controls added | Controls added | Controls added | Controls added | Controls added | Controls added | Controls added | Controls added | Controls added | Controls added | 1074.28 | 1074.28 | 1074.28 | 1074.28 | 1074.28 | 1074.28 | 1074.28 | 1074.28 | 1074.28 | 1074.28 | 1074.28 | 1074.28 | 1074.28 | 1074.28 | 1074.28 | 1074.28 | 1074.28 | 1074.28 | 1074.28 | 1074.28 | 1074.28 | 1074.28 | 1074.28 | 1074.28 | 1074.28 | 1074.28 | 1074.28 | 0 | 0 | 534.5506 | 528.0013 | 521.2175 | 514.377 | 507.6228 | 501.0922 | 494.9123 | 489.2044 | 484.0831 | 479.653 | 475.8335 | 472.5586 | 469.7655 | 467.3935 | 465.3845 | 463.7068 | 462.3028 | 461.1395 | 460.1378 | 459.274 | 458.5299 | 457.888 | 457.3365 | 456.8621 | 456.4536 | 0.061593 | 0.12121 | 0.21175 | 0.33879 | 0.5058 | 0.71273 | 0.95438 | 1.2189 | 1.4869 | 1.7316 | 1.9209 | 2.0226 | 1.9046 | 1.6913 | 1.3349 | 0.88604 | 0.36681 | 0 | 0 | 0 | 0 | 0 | 0 | 0 | 0 | 0.061593 | 0.18205 | 0.39146 | 0.72511 | 1.2214 | 1.9184 | 2.8491 | 4.0352 | 5.4798 | 7.1612 | 9.025 | 10.9856 | 12.8252 | 14.4518 | 15.7246 | 16.5539 | 16.8706 | 16.8282 | 16.7916 | 16.7601 | 16.7329 | 16.7095 | 16.6894 | 16.6721 | 16.6572 | 0.11522 | 0.22956 | 0.40625 | 0.65864 | 0.99641 | 1.4224 | 1.9284 | 2.4916 | 3.0715 | 3.61 | 4.0368 | 4.2802 | 4.0543 | 3.6186 | 2.8684 | 1.9108 | 0.79343 | 0 | 0 | 0 | 0 | 0 | 0 | 0 | 0 | 0.11522 | 0.34479 | 0.75104 | 1.4097 | 2.4061 | 3.8284 | 5.7568 | 8.2484 | 11.3199 | 14.93 | 18.9668 | 23.247 | 27.3013 | 30.9199 | 33.7883 | 35.6991 | 36.4925 | 36.4925 | 36.4925 | 36.4925 | 36.4925 | 36.4925 | 36.4925 | 36.4925 | 36.4925 | 0.052355 | 0.10303 | 0.17999 | 0.28799 | 0.42999 | 0.60595 | 0.81148 | 1.0365 | 1.2645 | 1.4728 | 1.634 | 1.7208 | 1.6205 | 1.4392 | 1.136 | 0.75401 | 0.31215 | 0 | 0 | 0 | 0 | 0 | 0 | 0 | 0 | 0.052355 | 0.15474 | 0.33275 | 0.61639 | 1.0383 | 1.631 | 2.4225 | 3.4314 | 4.6604 | 6.0912 | 7.6775 | 9.3463 | 10.9124 | 12.2972 | 13.381 | 14.0872 | 14.3569 | 14.3208 | 14.2898 | 14.263 | 14.2399 | 14.2201 | 14.203 | 14.1883 | 14.1757 | 0.097941 | 0.19513 | 0.34531 | 0.55984 | 0.84695 | 1.209 | 1.6391 | 2.1179 | 2.6108 | 3.0685 | 3.4313 | 3.6382 | 3.4461 | 3.0758 | 2.4382 | 1.6242 | 0.67442 | 0 | 0 | 0 | 0 | 0 | 0 | 0 | 0 | 0.097941 | 0.29307 | 0.63838 | 1.1982 | 2.0452 | 3.2542 | 4.8933 | 7.0112 | 9.6219 | 12.6905 | 16.1218 | 19.7599 | 23.2061 | 26.2819 | 28.7201 | 30.3442 | 31.0187 | 31.0187 | 31.0187 | 31.0187 | 31.0187 | 31.0187 | 31.0187 | 31.0187 | 31.0187 | 0.052355 | 0.10303 | 0.17999 | 0.28799 | 0.42999 | 0.60595 | 0.81148 | 1.0365 | 1.2645 | 1.4728 | 1.634 | 1.7208 | 1.6205 | 1.4392 | 1.136 | 0.75401 | 0.31215 | 0 | 0 | 0 | 0 | 0 | 0 | 0 | 0 | 0.052355 | 0.15474 | 0.33275 | 0.61639 | 1.0383 | 1.631 | 2.4225 | 3.4314 | 4.6604 | 6.0912 | 7.6775 | 9.3463 | 10.9124 | 12.2972 | 13.381 | 14.0872 | 14.3569 | 14.3208 | 14.2898 | 14.263 | 14.2399 | 14.2201 | 14.203 | 14.1883 | 14.1757 | 0.097941 | 0.19513 | 0.34531 | 0.55984 | 0.84695 | 1.209 | 1.6391 | 2.1179 | 2.6108 | 3.0685 | 3.4313 | 3.6382 | 3.4461 | 3.0758 | 2.4382 | 1.6242 | 0.67442 | 0 | 0 | 0 | 0 | 0 | 0 | 0 | 0 | 0.097941 | 0.29307 | 0.63838 | 1.1982 | 2.0452 | 3.2542 | 4.8933 | 7.0112 | 9.6219 | 12.6905 | 16.1218 | 19.7599 | 23.2061 | 26.2819 | 28.7201 | 30.3442 | 31.0187 | 31.0187 | 31.0187 | 31.0187 | 31.0187 | 31.0187 | 31.0187 | 31.0187 | 31.0187 | 0.052355 | 0.10303 | 0.17999 | 0.28799 | 0.42999 | 0.60595 | 0.81148 | 1.0365 | 1.2645 | 1.4728 | 1.634 | 1.7208 | 1.6205 | 1.4392 | 1.136 | 0.75401 | 0.31215 | 0 | 0 | 0 | 0 | 0 | 0 | 0 | 0 | 0.052355 | 0.15474 | 0.33275 | 0.61639 | 1.0383 | 1.631 | 2.4225 | 3.4314 | 4.6604 | 6.0912 | 7.6775 | 9.3463 | 10.9124 | 12.2972 | 13.381 | 14.0872 | 14.3569 | 14.3208 | 14.2898 | 14.263 | 14.2399 | 14.2201 | 14.203 | 14.1883 | 14.1757 | 0.097941 | 0.19513 | 0.34531 | 0.55984 | 0.84695 | 1.209 | 1.6391 | 2.1179 | 2.6108 | 3.0685 | 3.4313 | 3.6382 | 3.4461 | 3.0758 | 2.4382 | 1.6242 | 0.67442 | 0 | 0 | 0 | 0 | 0 | 0 | 0 | 0 | 0.097941 | 0.29307 | 0.63838 | 1.1982 | 2.0452 | 3.2542 | 4.8933 | 7.0112 | 9.6219 | 12.6905 | 16.1218 | 19.7599 | 23.2061 | 26.2819 | 28.7201 | 30.3442 | 31.0187 | 31.0187 | 31.0187 | 31.0187 | 31.0187 | 31.0187 | 31.0187 | 31.0187 | 31.0187 | 343.1842 | 347.417 | 351.8899 | 356.483 | 361.0897 | 365.6018 | 369.9168 | 373.937 | 377.5703 | 380.7306 | 383.4779 | 385.8615 | 387.9267 | 389.7137 | 391.2588 | 392.5929 | 393.7438 | 394.7267 | 395.5757 | 396.3093 | 396.942 | 397.488 | 397.9567 | 398.3594 | 398.7053 | 177.9184 | 180.1128 | 182.4318 | 184.813 | 187.2012 | 189.5405 | 191.7775 | 193.8617 | 195.7453 | 197.3838 | 198.808 | 200.0438 | 201.1144 | 202.0409 | 202.8419 | 203.5336 | 204.1302 | 204.6398 | 205.08 | 205.4603 | 205.7883 | 206.0713 | 206.3144 | 206.5232 | 206.7024 | 231
OR_Residential_LI - Single Family_Existing_Space Heating_Natural Gas_Furnace | OR | Residential | LI - Multi-Family | Existing | Water Heating | Natural Gas | Clothes Washer - ENERGY STAR (8.0) | A | ORM184 | MEF 1.87 | Energy Star Washer | 14.2 | 5.3271 | 0 | 0 | 63.39 | 0 | 0 | 0 | 0.30173 | 0.45 | household | 55% | 94% | Retrofit | Retro12Med | 75.44% | TBD | 0% | 1958.9501 |  | 1015.5867 |  | 0.67944 | RTF Workbook - ResClothesWashers_v8_0 | RTF Workbook - ResClothesWashers_v8_0 | RTF Workbook - ResClothesWashers_v8_0 | MEF 1.87 | MEF 1.87 | MEF 1.87 | MEF 1.87 | MEF 1.87 | MEF 1.87 | MEF 1.87 | MEF 1.87 | MEF 1.87 | MEF 1.87 | MEF 1.87 | MEF 1.87 | MEF 1.87 | MEF 1.87 | MEF 1.87 | MEF 1.87 | MEF 1.87 | MEF 1.87 | MEF 1.87 | MEF 1.87 | MEF 1.87 | MEF 1.87 | MEF 1.87 | MEF 1.87 | MEF 1.87 | MEF 1.87 | MEF 1.87 | Energy Star Washer | Energy Star Washer | Energy Star Washer | Energy Star Washer | Energy Star Washer | Energy Star Washer | Energy Star Washer | Energy Star Washer | Energy Star Washer | Energy Star Washer | Energy Star Washer | Energy Star Washer | Energy Star Washer | Energy Star Washer | Energy Star Washer | Energy Star Washer | Energy Star Washer | Energy Star Washer | Energy Star Washer | Energy Star Washer | Energy Star Washer | Energy Star Washer | Energy Star Washer | Energy Star Washer | Energy Star Washer | Energy Star Washer | Energy Star Washer | 63.39 | 63.39 | 63.39 | 63.39 | 63.39 | 63.39 | 63.39 | 63.39 | 63.39 | 63.39 | 63.39 | 63.39 | 63.39 | 63.39 | 63.39 | 63.39 | 63.39 | 63.39 | 63.39 | 63.39 | 63.39 | 63.39 | 63.39 | 63.39 | 63.39 | 63.39 | 63.39 | 0 | 0 | 5.2129 | 5.1456 | 5.073 | 4.9951 | 4.9115 | 4.8223 | 4.7276 | 4.6285 | 4.5266 | 4.4244 | 4.3237 | 4.2257 | 4.1339 | 4.0499 | 3.9745 | 3.9062 | 3.8453 | 3.7902 | 3.7362 | 3.683 | 3.631 | 3.5802 | 3.5309 | 3.4836 | 3.4389 | 0.7993 | 0.78638 | 0.77271 | 0.75832 | 0.74317 | 0.65453 | 0.51164 | 0.3994 | 0.31146 | 0.24274 | 0.18914 | 0.14739 | 0.11497 | 0.089809 | 0.070277 | 0 | 0 | 0 | 0 | 0 | 0 | 0 | 0 | 0 | 0 | 0.7993 | 1.5754 | 2.3258 | 3.0484 | 3.7406 | 4.3272 | 4.7539 | 5.0536 | 5.2538 | 5.378 | 5.4447 | 5.4687 | 5.4648 | 5.4436 | 5.4125 | 5.3194 | 5.2366 | 5.1615 | 5.0879 | 5.0156 | 4.9447 | 4.8755 | 4.8084 | 4.7439 | 4.6831 | 153.3313 | 152.8239 | 152.3181 | 151.814 | 151.3115 | 135.7297 | 108.2244 | 86.293 | 68.8059 | 54.8625 | 43.7448 | 34.88 | 27.8116 | 22.1757 | 17.6818 | 0 | 0 | 0 | 0 | 0 | 0 | 0 | 0 | 0 | 0 | 153.3313 | 306.1552 | 458.4733 | 610.2872 | 761.5988 | 897.3284 | 1005.5528 | 1091.8458 | 1160.6517 | 1215.5142 | 1259.259 | 1294.139 | 1321.9506 | 1344.1263 | 1361.8081 | 1361.8081 | 1361.8081 | 1361.8081 | 1361.8081 | 1361.8081 | 1361.8081 | 1361.8081 | 1361.8081 | 1361.8081 | 1361.8081 | 0.67944 | 0.66853 | 0.65705 | 0.64506 | 0.63256 | 0.5576 | 0.43641 | 0.34121 | 0.26659 | 0.20822 | 0.16264 | 0.12707 | 0.099373 | 0.077818 | 0.061035 | 0 | 0 | 0 | 0 | 0 | 0 | 0 | 0 | 0 | 0 | 0.67944 | 1.3393 | 1.9777 | 2.5931 | 3.1839 | 3.6864 | 4.0548 | 4.3172 | 4.4969 | 4.6133 | 4.6818 | 4.7146 | 4.7234 | 4.7167 | 4.7008 | 4.6301 | 4.5674 | 4.5107 | 4.4552 | 4.401 | 4.348 | 4.2964 | 4.2464 | 4.1985 | 4.1534 | 130.3316 | 129.9003 | 129.4704 | 129.0419 | 128.6148 | 115.3702 | 91.9907 | 73.349 | 58.485 | 46.6332 | 37.1831 | 29.648 | 23.6399 | 18.8493 | 15.0296 | 0 | 0 | 0 | 0 | 0 | 0 | 0 | 0 | 0 | 0 | 130.3316 | 260.2319 | 389.7023 | 518.7441 | 647.3589 | 762.7292 | 854.7199 | 928.0689 | 986.5539 | 1033.1871 | 1070.3701 | 1100.0181 | 1123.658 | 1142.5073 | 1157.5369 | 1157.5369 | 1157.5369 | 1157.5369 | 1157.5369 | 1157.5369 | 1157.5369 | 1157.5369 | 1157.5369 | 1157.5369 | 1157.5369 | 0 | 0 | 0 | 0 | 0 | 0 | 0 | 0 | 0 | 0 | 0 | 0 | 0 | 0 | 0 | 0 | 0 | 0 | 0 | 0 | 0 | 0 | 0 | 0 | 0 | 0 | 0 | 0 | 0 | 0 | 0 | 0 | 0 | 0 | 0 | 0 | 0 | 0 | 0 | 0 | 0 | 0 | 0 | 0 | 0 | 0 | 0 | 0 | 0 | 0 | 0 | 0 | 0 | 0 | 0 | 0 | 0 | 0 | 0 | 0 | 0 | 0 | 0 | 0 | 0 | 0 | 0 | 0 | 0 | 0 | 0 | 0 | 0 | 0 | 0 | 0 | 0 | 0 | 0 | 0 | 0 | 0 | 0 | 0 | 0 | 0 | 0 | 0 | 0 | 0 | 0 | 0 | 0 | 0 | 0 | 0 | 0 | 0 | 0 | 0 | 0.67944 | 0.66853 | 0.65705 | 0.64506 | 0.63256 | 0.5576 | 0.43641 | 0.34121 | 0.26659 | 0.20822 | 0.16264 | 0.12707 | 0.099373 | 0.077818 | 0.061035 | 0 | 0 | 0 | 0 | 0 | 0 | 0 | 0 | 0 | 0 | 0.67944 | 1.3393 | 1.9777 | 2.5931 | 3.1839 | 3.6864 | 4.0548 | 4.3172 | 4.4969 | 4.6133 | 4.6818 | 4.7146 | 4.7234 | 4.7167 | 4.7008 | 4.6301 | 4.5674 | 4.5107 | 4.4552 | 4.401 | 4.348 | 4.2964 | 4.2464 | 4.1985 | 4.1534 | 130.3316 | 129.9003 | 129.4704 | 129.0419 | 128.6148 | 115.3702 | 91.9907 | 73.349 | 58.485 | 46.6332 | 37.1831 | 29.648 | 23.6399 | 18.8493 | 15.0296 | 0 | 0 | 0 | 0 | 0 | 0 | 0 | 0 | 0 | 0 | 130.3316 | 260.2319 | 389.7023 | 518.7441 | 647.3589 | 762.7292 | 854.7199 | 928.0689 | 986.5539 | 1033.1871 | 1070.3701 | 1100.0181 | 1123.658 | 1142.5073 | 1157.5369 | 1157.5369 | 1157.5369 | 1157.5369 | 1157.5369 | 1157.5369 | 1157.5369 | 1157.5369 | 1157.5369 | 1157.5369 | 1157.5369 | 1787.1558 | 1809.1985 | 1832.4917 | 1856.4104 | 1880.4001 | 1903.8973 | 1926.368 | 1947.3036 | 1966.2238 | 1982.6818 | 1996.9882 | 2009.4009 | 2020.1555 | 2029.4618 | 2037.5079 | 2044.4555 | 2050.4485 | 2055.5675 | 2059.9886 | 2063.8089 | 2067.1038 | 2069.9466 | 2072.3879 | 2074.485 | 2076.2859 | 926.5227 | 937.9503 | 950.0263 | 962.4266 | 974.8637 | 987.0454 | 998.695 | 1009.5487 | 1019.3576 | 1027.89 | 1035.307 | 1041.7421 | 1047.3177 | 1052.1423 | 1056.3137 | 1059.9156 | 1063.0226 | 1065.6764 | 1067.9685 | 1069.9491 | 1071.6573 | 1073.1311 | 1074.3967 | 1075.4839 | 1076.4176 | 232
OR_Residential_LI - Single Family_Existing_Space Heating_Natural Gas_Furnace | OR | Residential | LI - Multi-Family | Existing | Appliances | Natural Gas | Clothes Washer - ENERGY STAR (8.0) | A | ORM185 | MEF 1.87 | Energy Star Washer | 14.2 | 2.4017 | 0 | 0 | 63.39 | 0 | 0 | 0 | 0.30173 | 0.45 | household | 55% | 94% | Retrofit | Retro12Med | 75.44% | TBD | 0% | 1958.9501 |  | 1015.5867 |  | 0 | RTF Workbook - ResClothesWashers_v8_0 | RTF Workbook - ResClothesWashers_v8_0 | RTF Workbook - ResClothesWashers_v8_0 | MEF 1.87 | MEF 1.87 | MEF 1.87 | MEF 1.87 | MEF 1.87 | MEF 1.87 | MEF 1.87 | MEF 1.87 | MEF 1.87 | MEF 1.87 | MEF 1.87 | MEF 1.87 | MEF 1.87 | MEF 1.87 | MEF 1.87 | MEF 1.87 | MEF 1.87 | MEF 1.87 | MEF 1.87 | MEF 1.87 | MEF 1.87 | MEF 1.87 | MEF 1.87 | MEF 1.87 | MEF 1.87 | MEF 1.87 | MEF 1.87 | Energy Star Washer | Energy Star Washer | Energy Star Washer | Energy Star Washer | Energy Star Washer | Energy Star Washer | Energy Star Washer | Energy Star Washer | Energy Star Washer | Energy Star Washer | Energy Star Washer | Energy Star Washer | Energy Star Washer | Energy Star Washer | Energy Star Washer | Energy Star Washer | Energy Star Washer | Energy Star Washer | Energy Star Washer | Energy Star Washer | Energy Star Washer | Energy Star Washer | Energy Star Washer | Energy Star Washer | Energy Star Washer | Energy Star Washer | Energy Star Washer | 63.39 | 63.39 | 63.39 | 63.39 | 63.39 | 63.39 | 63.39 | 63.39 | 63.39 | 63.39 | 63.39 | 63.39 | 63.39 | 63.39 | 63.39 | 63.39 | 63.39 | 63.39 | 63.39 | 63.39 | 63.39 | 63.39 | 63.39 | 63.39 | 63.39 | 63.39 | 63.39 | 0 | 0 | 0 | 0 | 0 | 0 | 0 | 0 | 0 | 0 | 0 | 0 | 0 | 0 | 0 | 0 | 0 | 0 | 0 | 0 | 0 | 0 | 0 | 0 | 0 | 0 | 0 | 0 | 0 | 0 | 0 | 0 | 0 | 0 | 0 | 0 | 0 | 0 | 0 | 0 | 0 | 0 | 0 | 0 | 0 | 0 | 0 | 0 | 0 | 0 | 0 | 0 | 0 | 0 | 0 | 0 | 0 | 0 | 0 | 0 | 0 | 0 | 0 | 0 | 0 | 0 | 0 | 0 | 0 | 0 | 0 | 0 | 0 | 0 | 0 | 0 | 0 | 0.042656 | 0.042656 | 0.042656 | 0.042656 | 0.042656 | 0.03839 | 0.030712 | 0.02457 | 0.019656 | 0.015725 | 0.01258 | 0.010064 | 0.0080511 | 0.0064409 | 0.0051527 | 0 | 0 | 0 | 0 | 0 | 0 | 0 | 0 | 0 | 0 | 0.042656 | 0.085312 | 0.12797 | 0.17062 | 0.21328 | 0.25167 | 0.28238 | 0.30695 | 0.32661 | 0.34233 | 0.35491 | 0.36498 | 0.37303 | 0.37947 | 0.38462 | 0.38462 | 0.38462 | 0.38462 | 0.38462 | 0.38462 | 0.38462 | 0.38462 | 0.38462 | 0.38462 | 0.38462 | 0 | 0 | 0 | 0 | 0 | 0 | 0 | 0 | 0 | 0 | 0 | 0 | 0 | 0 | 0 | 0 | 0 | 0 | 0 | 0 | 0 | 0 | 0 | 0 | 0 | 0 | 0 | 0 | 0 | 0 | 0 | 0 | 0 | 0 | 0 | 0 | 0 | 0 | 0 | 0 | 0 | 0 | 0 | 0 | 0 | 0 | 0 | 0 | 0 | 0 | 0.036258 | 0.036258 | 0.036258 | 0.036258 | 0.036258 | 0.032632 | 0.026106 | 0.020884 | 0.016708 | 0.013366 | 0.010693 | 0.0085543 | 0.0068434 | 0.0054747 | 0.0043798 | 0 | 0 | 0 | 0 | 0 | 0 | 0 | 0 | 0 | 0 | 0.036258 | 0.072515 | 0.10877 | 0.14503 | 0.18129 | 0.21392 | 0.24003 | 0.26091 | 0.27762 | 0.29098 | 0.30168 | 0.31023 | 0.31707 | 0.32255 | 0.32693 | 0.32693 | 0.32693 | 0.32693 | 0.32693 | 0.32693 | 0.32693 | 0.32693 | 0.32693 | 0.32693 | 0.32693 | 0 | 0 | 0 | 0 | 0 | 0 | 0 | 0 | 0 | 0 | 0 | 0 | 0 | 0 | 0 | 0 | 0 | 0 | 0 | 0 | 0 | 0 | 0 | 0 | 0 | 0 | 0 | 0 | 0 | 0 | 0 | 0 | 0 | 0 | 0 | 0 | 0 | 0 | 0 | 0 | 0 | 0 | 0 | 0 | 0 | 0 | 0 | 0 | 0 | 0 | 0 | 0 | 0 | 0 | 0 | 0 | 0 | 0 | 0 | 0 | 0 | 0 | 0 | 0 | 0 | 0 | 0 | 0 | 0 | 0 | 0 | 0 | 0 | 0 | 0 | 0 | 0 | 0 | 0 | 0 | 0 | 0 | 0 | 0 | 0 | 0 | 0 | 0 | 0 | 0 | 0 | 0 | 0 | 0 | 0 | 0 | 0 | 0 | 0 | 0 | 0 | 0 | 0 | 0 | 0 | 0 | 0 | 0 | 0 | 0 | 0 | 0 | 0 | 0 | 0 | 0 | 0 | 0 | 0 | 0 | 0 | 0 | 0 | 0 | 0 | 0 | 0 | 0 | 0 | 0 | 0 | 0 | 0 | 0 | 0 | 0 | 0 | 0 | 0 | 0 | 0 | 0 | 0 | 0 | 0 | 0 | 0 | 0 | 0 | 0 | 0.036258 | 0.036258 | 0.036258 | 0.036258 | 0.036258 | 0.032632 | 0.026106 | 0.020884 | 0.016708 | 0.013366 | 0.010693 | 0.0085543 | 0.0068434 | 0.0054747 | 0.0043798 | 0 | 0 | 0 | 0 | 0 | 0 | 0 | 0 | 0 | 0 | 0.036258 | 0.072515 | 0.10877 | 0.14503 | 0.18129 | 0.21392 | 0.24003 | 0.26091 | 0.27762 | 0.29098 | 0.30168 | 0.31023 | 0.31707 | 0.32255 | 0.32693 | 0.32693 | 0.32693 | 0.32693 | 0.32693 | 0.32693 | 0.32693 | 0.32693 | 0.32693 | 0.32693 | 0.32693 | 1787.1558 | 1809.1985 | 1832.4917 | 1856.4104 | 1880.4001 | 1903.8973 | 1926.368 | 1947.3036 | 1966.2238 | 1982.6818 | 1996.9882 | 2009.4009 | 2020.1555 | 2029.4618 | 2037.5079 | 2044.4555 | 2050.4485 | 2055.5675 | 2059.9886 | 2063.8089 | 2067.1038 | 2069.9466 | 2072.3879 | 2074.485 | 2076.2859 | 926.5227 | 937.9503 | 950.0263 | 962.4266 | 974.8637 | 987.0454 | 998.695 | 1009.5487 | 1019.3576 | 1027.89 | 1035.307 | 1041.7421 | 1047.3177 | 1052.1423 | 1056.3137 | 1059.9156 | 1063.0226 | 1065.6764 | 1067.9685 | 1069.9491 | 1071.6573 | 1073.1311 | 1074.3967 | 1075.4839 | 1076.4176 | 233
OR_Residential_LI - Single Family_Existing_Space Heating_Natural Gas_Furnace | OR | Residential | LI - Multi-Family | Existing | Water Heating | Natural Gas | Dishwasher ENERGY STAR (6.0) | A | ORM186 | Standard efficiency dishwasher | Dishwasher meeting ENERGY STAR (6.0) specification | 11 | 0.89078 | 0 | 0 | 80.44 | 0 | 0 | 0 | 0.30173 | 0.45 | household | 55% | 99% | Retrofit | Retro12Med | 75.44% | TBD | 0% | 17845.9214 |  | 9251.9356 |  | 0.12798 | IL TRM - 5.1.4 - RS-APL-ESDI-V07-220101 | IL TRM - 5.1.4 - RS-APL-ESDI-V07-220101 | IL TRM - 5.1.4 - RS-APL-ESDI-V07-220101 | Standard efficiency dishwasher | Standard efficiency dishwasher | Standard efficiency dishwasher | Standard efficiency dishwasher | Standard efficiency dishwasher | Standard efficiency dishwasher | Standard efficiency dishwasher | Standard efficiency dishwasher | Standard efficiency dishwasher | Standard efficiency dishwasher | Standard efficiency dishwasher | Standard efficiency dishwasher | Standard efficiency dishwasher | Standard efficiency dishwasher | Standard efficiency dishwasher | Standard efficiency dishwasher | Standard efficiency dishwasher | Standard efficiency dishwasher | Standard efficiency dishwasher | Standard efficiency dishwasher | Standard efficiency dishwasher | Standard efficiency dishwasher | Standard efficiency dishwasher | Standard efficiency dishwasher | Standard efficiency dishwasher | Standard efficiency dishwasher | Standard efficiency dishwasher | Dishwasher meeting ENERGY STAR (6.0) specification | Dishwasher meeting ENERGY STAR (6.0) specification | Dishwasher meeting ENERGY STAR (6.0) specification | Dishwasher meeting ENERGY STAR (6.0) specification | Dishwasher meeting ENERGY STAR (6.0) specification | Dishwasher meeting ENERGY STAR (6.0) specification | Dishwasher meeting ENERGY STAR (6.0) specification | Dishwasher meeting ENERGY STAR (6.0) specification | Dishwasher meeting ENERGY STAR (6.0) specification | Dishwasher meeting ENERGY STAR (6.0) specification | Dishwasher meeting ENERGY STAR (6.0) specification | Dishwasher meeting ENERGY STAR (6.0) specification | Dishwasher meeting ENERGY STAR (6.0) specification | Dishwasher meeting ENERGY STAR (6.0) specification | Dishwasher meeting ENERGY STAR (6.0) specification | Dishwasher meeting ENERGY STAR (6.0) specification | Dishwasher meeting ENERGY STAR (6.0) specification | Dishwasher meeting ENERGY STAR (6.0) specification | Dishwasher meeting ENERGY STAR (6.0) specification | Dishwasher meeting ENERGY STAR (6.0) specification | Dishwasher meeting ENERGY STAR (6.0) specification | Dishwasher meeting ENERGY STAR (6.0) specification | Dishwasher meeting ENERGY STAR (6.0) specification | Dishwasher meeting ENERGY STAR (6.0) specification | Dishwasher meeting ENERGY STAR (6.0) specification | Dishwasher meeting ENERGY STAR (6.0) specification | Dishwasher meeting ENERGY STAR (6.0) specification | 80.44 | 80.44 | 80.44 | 80.44 | 80.44 | 80.44 | 80.44 | 80.44 | 80.44 | 80.44 | 80.44 | 80.44 | 80.44 | 80.44 | 80.44 | 80.44 | 80.44 | 80.44 | 80.44 | 80.44 | 80.44 | 80.44 | 80.44 | 80.44 | 80.44 | 80.44 | 80.44 | 0 | 0 | 0.87005 | 0.85716 | 0.84333 | 0.82849 | 0.81258 | 0.7957 | 0.77806 | 0.75979 | 0.74124 | 0.72267 | 0.7045 | 0.68696 | 0.67061 | 0.65559 | 0.642 | 0.6297 | 0.61861 | 0.60824 | 0.59803 | 0.58799 | 0.57812 | 0.56849 | 0.55915 | 0.55018 | 0.54169 | 0.15051 | 0.14779 | 0.14492 | 0.1419 | 0.13872 | 0.12185 | 0.095 | 0.07397 | 0.057541 | 0.044731 | 0.034769 | 0 | 0 | 0 | 0 | 0 | 0 | 0 | 0 | 0 | 0 | 0 | 0 | 0 | 0 | 0.15051 | 0.29607 | 0.43621 | 0.57044 | 0.6982 | 0.80554 | 0.88268 | 0.93593 | 0.97063 | 0.99104 | 1.0009 | 0.97597 | 0.95274 | 0.9314 | 0.91209 | 0.89461 | 0.87886 | 0.86412 | 0.84963 | 0.83535 | 0.82134 | 0.80766 | 0.79438 | 0.78164 | 0.76958 | 172.9892 | 172.4167 | 171.846 | 171.2773 | 170.7104 | 153.1309 | 122.0993 | 97.3562 | 77.6272 | 61.8962 | 49.3531 | 0 | 0 | 0 | 0 | 0 | 0 | 0 | 0 | 0 | 0 | 0 | 0 | 0 | 0 | 172.9892 | 345.4058 | 517.2519 | 688.5292 | 859.2396 | 1012.3705 | 1134.4698 | 1231.826 | 1309.4531 | 1371.3493 | 1420.7024 | 1420.7024 | 1420.7024 | 1420.7024 | 1420.7024 | 1420.7024 | 1420.7024 | 1420.7024 | 1420.7024 | 1420.7024 | 1420.7024 | 1420.7024 | 1420.7024 | 1420.7024 | 1420.7024 | 0.12798 | 0.12571 | 0.12334 | 0.12085 | 0.11825 | 0.104 | 0.081216 | 0.06336 | 0.0494 | 0.038501 | 0.030011 | 0 | 0 | 0 | 0 | 0 | 0 | 0 | 0 | 0 | 0 | 0 | 0 | 0 | 0 | 0.12798 | 0.25184 | 0.37124 | 0.48582 | 0.5952 | 0.68757 | 0.75461 | 0.80168 | 0.8333 | 0.85302 | 0.86391 | 0.84486 | 0.82714 | 0.81088 | 0.79619 | 0.78289 | 0.77093 | 0.75976 | 0.7488 | 0.73804 | 0.72749 | 0.71721 | 0.70725 | 0.69769 | 0.68864 | 147.0408 | 146.5542 | 146.0691 | 145.5857 | 145.1039 | 130.1613 | 103.7844 | 82.7527 | 65.9831 | 52.6118 | 41.9501 | 0 | 0 | 0 | 0 | 0 | 0 | 0 | 0 | 0 | 0 | 0 | 0 | 0 | 0 | 147.0408 | 293.595 | 439.6641 | 585.2498 | 730.3537 | 860.515 | 964.2994 | 1047.0521 | 1113.0352 | 1165.6469 | 1207.5971 | 1207.5971 | 1207.5971 | 1207.5971 | 1207.5971 | 1207.5971 | 1207.5971 | 1207.5971 | 1207.5971 | 1207.5971 | 1207.5971 | 1207.5971 | 1207.5971 | 1207.5971 | 1207.5971 | 0 | 0 | 0 | 0 | 0 | 0 | 0 | 0 | 0 | 0 | 0 | 0 | 0 | 0 | 0 | 0 | 0 | 0 | 0 | 0 | 0 | 0 | 0 | 0 | 0 | 0 | 0 | 0 | 0 | 0 | 0 | 0 | 0 | 0 | 0 | 0 | 0 | 0 | 0 | 0 | 0 | 0 | 0 | 0 | 0 | 0 | 0 | 0 | 0 | 0 | 0 | 0 | 0 | 0 | 0 | 0 | 0 | 0 | 0 | 0 | 0 | 0 | 0 | 0 | 0 | 0 | 0 | 0 | 0 | 0 | 0 | 0 | 0 | 0 | 0 | 0 | 0 | 0 | 0 | 0 | 0 | 0 | 0 | 0 | 0 | 0 | 0 | 0 | 0 | 0 | 0 | 0 | 0 | 0 | 0 | 0 | 0 | 0 | 0 | 0 | 0 | 0 | 0 | 0 | 0 | 0 | 0 | 0 | 0 | 0 | 0 | 0 | 0 | 0 | 0 | 0 | 0 | 0 | 0 | 0 | 0 | 0 | 0 | 0 | 0 | 0 | 0 | 0 | 0 | 0 | 0 | 0 | 0 | 0 | 0 | 0 | 0 | 0 | 0 | 0 | 0 | 0 | 0 | 0 | 0 | 0 | 0 | 0 | 0 | 0 | 0 | 0 | 0 | 0 | 0 | 0 | 0 | 0 | 0 | 0 | 0 | 0 | 0 | 0 | 0 | 0 | 0 | 0 | 0 | 0 | 0 | 0 | 0 | 0 | 0 | 0 | 0 | 0 | 0 | 0 | 0 | 0 | 0 | 0 | 0 | 0 | 0 | 0 | 0 | 0 | 0 | 0 | 0 | 0 | 0 | 0 | 0 | 0 | 0 | 0 | 16280.8861 | 16481.693 | 16693.8931 | 16911.7913 | 17130.3357 | 17344.3936 | 17549.1005 | 17739.8226 | 17912.185 | 18062.1159 | 18192.447 | 18305.5254 | 18403.4993 | 18488.2789 | 18561.5787 | 18624.8713 | 18679.4667 | 18726.1004 | 18766.3765 | 18801.179 | 18831.1956 | 18857.0938 | 18879.3334 | 18898.4378 | 18914.8437 | 8440.5678 | 8544.673 | 8654.6848 | 8767.6507 | 8880.9515 | 8991.9265 | 9098.0535 | 9196.9304 | 9286.2889 | 9364.0183 | 9431.5864 | 9490.21 | 9541.0031 | 9584.9557 | 9622.9569 | 9655.7699 | 9684.074 | 9708.2505 | 9729.131 | 9747.1738 | 9762.7355 | 9776.162 | 9787.6918 | 9797.5961 | 9806.1015 | 234
OR_Residential_LI - Single Family_Existing_Space Heating_Natural Gas_Furnace | OR | Residential | LI - Multi-Family | Existing | Miscellaneous | Natural Gas | Pool Heater - Solar System | A | ORM187 | Standard hpool heater | Solar thermal system installed on top of existing solar pool heater | 30 | 42.3096 | 0 | 0 | 3564.17 | 0 | 0 | 0 | 0.30173 | 0.45 | household | 0% | 30% | Retrofit | Retro3Slow | 84.16% | TBD | 0% | 0 |  | 0 |  | 0 | EIA 2018 Tech Forecast | DOE - Solar Swimming Pool Heaters | PLHT_SOL-Miscellaneous-AEG-2 | Standard hpool heater | Standard hpool heater | Standard hpool heater | Standard hpool heater | Standard hpool heater | Standard hpool heater | Standard hpool heater | Standard hpool heater | Standard hpool heater | Standard hpool heater | Standard hpool heater | Standard hpool heater | Standard hpool heater | Standard hpool heater | Standard hpool heater | Standard hpool heater | Standard hpool heater | Standard hpool heater | Standard hpool heater | Standard hpool heater | Standard hpool heater | Standard hpool heater | Standard hpool heater | Standard hpool heater | Standard hpool heater | Standard hpool heater | Standard hpool heater | Solar thermal system installed on top of existing solar pool heater | Solar thermal system installed on top of existing solar pool heater | Solar thermal system installed on top of existing solar pool heater | Solar thermal system installed on top of existing solar pool heater | Solar thermal system installed on top of existing solar pool heater | Solar thermal system installed on top of existing solar pool heater | Solar thermal system installed on top of existing solar pool heater | Solar thermal system installed on top of existing solar pool heater | Solar thermal system installed on top of existing solar pool heater | Solar thermal system installed on top of existing solar pool heater | Solar thermal system installed on top of existing solar pool heater | Solar thermal system installed on top of existing solar pool heater | Solar thermal system installed on top of existing solar pool heater | Solar thermal system installed on top of existing solar pool heater | Solar thermal system installed on top of existing solar pool heater | Solar thermal system installed on top of existing solar pool heater | Solar thermal system installed on top of existing solar pool heater | Solar thermal system installed on top of existing solar pool heater | Solar thermal system installed on top of existing solar pool heater | Solar thermal system installed on top of existing solar pool heater | Solar thermal system installed on top of existing solar pool heater | Solar thermal system installed on top of existing solar pool heater | Solar thermal system installed on top of existing solar pool heater | Solar thermal system installed on top of existing solar pool heater | Solar thermal system installed on top of existing solar pool heater | Solar thermal system installed on top of existing solar pool heater | Solar thermal system installed on top of existing solar pool heater | 3564.17 | 3564.17 | 3564.17 | 3564.17 | 3564.17 | 3564.17 | 3564.17 | 3564.17 | 3564.17 | 3564.17 | 3564.17 | 3564.17 | 3564.17 | 3564.17 | 3564.17 | 3564.17 | 3564.17 | 3564.17 | 3564.17 | 3564.17 | 3564.17 | 3564.17 | 3564.17 | 3564.17 | 3564.17 | 3564.17 | 3564.17 | 0 | 0 | 0 | 0 | 0 | 0 | 0 | 0 | 0 | 0 | 0 | 0 | 0 | 0 | 0 | 0 | 0 | 0 | 0 | 0 | 0 | 0 | 0 | 0 | 0 | 0 | 0 | 0 | 0 | 0 | 0 | 0 | 0 | 0 | 0 | 0 | 0 | 0 | 0 | 0 | 0 | 0 | 0 | 0 | 0 | 0 | 0 | 0 | 0 | 0 | 0 | 0 | 0 | 0 | 0 | 0 | 0 | 0 | 0 | 0 | 0 | 0 | 0 | 0 | 0 | 0 | 0 | 0 | 0 | 0 | 0 | 0 | 0 | 0 | 0 | 0 | 0 | 0 | 0 | 0 | 0 | 0 | 0 | 0 | 0 | 0 | 0 | 0 | 0 | 0 | 0 | 0 | 0 | 0 | 0 | 0 | 0 | 0 | 0 | 0 | 0 | 0 | 0 | 0 | 0 | 0 | 0 | 0 | 0 | 0 | 0 | 0 | 0 | 0 | 0 | 0 | 0 | 0 | 0 | 0 | 0 | 0 | 0 | 0 | 0 | 0 | 0 | 0 | 0 | 0 | 0 | 0 | 0 | 0 | 0 | 0 | 0 | 0 | 0 | 0 | 0 | 0 | 0 | 0 | 0 | 0 | 0 | 0 | 0 | 0 | 0 | 0 | 0 | 0 | 0 | 0 | 0 | 0 | 0 | 0 | 0 | 0 | 0 | 0 | 0 | 0 | 0 | 0 | 0 | 0 | 0 | 0 | 0 | 0 | 0 | 0 | 0 | 0 | 0 | 0 | 0 | 0 | 0 | 0 | 0 | 0 | 0 | 0 | 0 | 0 | 0 | 0 | 0 | 0 | 0 | 0 | 0 | 0 | 0 | 0 | 0 | 0 | 0 | 0 | 0 | 0 | 0 | 0 | 0 | 0 | 0 | 0 | 0 | 0 | 0 | 0 | 0 | 0 | 0 | 0 | 0 | 0 | 0 | 0 | 0 | 0 | 0 | 0 | 0 | 0 | 0 | 0 | 0 | 0 | 0 | 0 | 0 | 0 | 0 | 0 | 0 | 0 | 0 | 0 | 0 | 0 | 0 | 0 | 0 | 0 | 0 | 0 | 0 | 0 | 0 | 0 | 0 | 0 | 0 | 0 | 0 | 0 | 0 | 0 | 0 | 0 | 0 | 0 | 0 | 0 | 0 | 0 | 0 | 0 | 0 | 0 | 0 | 0 | 0 | 0 | 0 | 0 | 0 | 0 | 0 | 0 | 0 | 0 | 0 | 0 | 0 | 0 | 0 | 0 | 0 | 0 | 0 | 0 | 0 | 0 | 0 | 0 | 0 | 0 | 0 | 0 | 0 | 0 | 0 | 0 | 0 | 0 | 0 | 0 | 0 | 0 | 0 | 0 | 0 | 0 | 0 | 0 | 0 | 0 | 0 | 0 | 0 | 0 | 0 | 0 | 0 | 0 | 0 | 0 | 0 | 0 | 0 | 0 | 0 | 0 | 0 | 0 | 0 | 0 | 0 | 0 | 0 | 0 | 0 | 0 | 0 | 0 | 0 | 0 | 0 | 0 | 0 | 0 | 0 | 0 | 0 | 0 | 0 | 0 | 0 | 0 | 0 | 0 | 0 | 0 | 0 | 0 | 0 | 0 | 0 | 0 | 0 | 0 | 0 | 0 | 0 | 0 | 0 | 0 | 0 | 0 | 0 | 0 | 0 | 0 | 0 | 0 | 0 | 0 | 0 | 0 | 0 | 0 | 0 | 0 | 0 | 0 | 0 | 0 | 0 | 0 | 0 | 0 | 0 | 0 | 0 | 0 | 0 | 0 | 0 | 0 | 0 | 0 | 0 | 0 | 0 | 0 | 0 | 0 | 0 | 0 | 0 | 0 | 0 | 0 | 0 | 0 | 0 | 0 | 0 | 0 | 0 | 0 | 0 | 0 | 0 | 0 | 0 | 0 | 0 | 0 | 0 | 0 | 0 | 0 | 0 | 0 | 0 | 0 | 0 | 0 | 0 | 0 | 0 | 0 | 0 | 0 | 0 | 0 | 0 | 0 | 0 | 0 | 0 | 0 | 0 | 0 | 0 | 0 | 0 | 0 | 0 | 235
OR_Residential_LI - Single Family_Existing_Space Heating_Natural Gas_Furnace | OR | Residential | LI - Multi-Family | Existing | Miscellaneous | Natural Gas | Pool Covers | A | ORM188 | None | Installed | 6 | 0 | 0 | 0 | 422.21 | 0 | 0 | 0 | 0.30173 | 0.45 | household | 50% | 100% | Retrofit | Retro12Med | 75.44% | TBD | 0% | 0 |  | 0 |  | 0 | IL TRM - 5.4.10 - RS-HWE-PLCV-V01-200101 | IL TRM - 5.4.10 - RS-HWE-PLCV-V01-200101 | IL TRM - 5.4.10 - RS-HWE-PLCV-V01-200101 | None | None | None | None | None | None | None | None | None | None | None | None | None | None | None | None | None | None | None | None | None | None | None | None | None | None | None | Installed | Installed | Installed | Installed | Installed | Installed | Installed | Installed | Installed | Installed | Installed | Installed | Installed | Installed | Installed | Installed | Installed | Installed | Installed | Installed | Installed | Installed | Installed | Installed | Installed | Installed | Installed | 422.21 | 422.21 | 422.21 | 422.21 | 422.21 | 422.21 | 422.21 | 422.21 | 422.21 | 422.21 | 422.21 | 422.21 | 422.21 | 422.21 | 422.21 | 422.21 | 422.21 | 422.21 | 422.21 | 422.21 | 422.21 | 422.21 | 422.21 | 422.21 | 422.21 | 422.21 | 422.21 | 0 | 0 | 0 | 0 | 0 | 0 | 0 | 0 | 0 | 0 | 0 | 0 | 0 | 0 | 0 | 0 | 0 | 0 | 0 | 0 | 0 | 0 | 0 | 0 | 0 | 0 | 0 | 0 | 0 | 0 | 0 | 0 | 0 | 0 | 0 | 0 | 0 | 0 | 0 | 0 | 0 | 0 | 0 | 0 | 0 | 0 | 0 | 0 | 0 | 0 | 0 | 0 | 0 | 0 | 0 | 0 | 0 | 0 | 0 | 0 | 0 | 0 | 0 | 0 | 0 | 0 | 0 | 0 | 0 | 0 | 0 | 0 | 0 | 0 | 0 | 0 | 0 | 0.054687 | 0.054687 | 0.054687 | 0.054687 | 0.054687 | 0.049219 | 0 | 0 | 0 | 0 | 0 | 0 | 0 | 0 | 0 | 0 | 0 | 0 | 0 | 0 | 0 | 0 | 0 | 0 | 0 | 0.054687 | 0.10937 | 0.16406 | 0.21875 | 0.27344 | 0.32266 | 0.32266 | 0.32266 | 0.32266 | 0.32266 | 0.32266 | 0.32266 | 0.32266 | 0.32266 | 0.32266 | 0.32266 | 0.32266 | 0.32266 | 0.32266 | 0.32266 | 0.32266 | 0.32266 | 0.32266 | 0.32266 | 0.32266 | 0 | 0 | 0 | 0 | 0 | 0 | 0 | 0 | 0 | 0 | 0 | 0 | 0 | 0 | 0 | 0 | 0 | 0 | 0 | 0 | 0 | 0 | 0 | 0 | 0 | 0 | 0 | 0 | 0 | 0 | 0 | 0 | 0 | 0 | 0 | 0 | 0 | 0 | 0 | 0 | 0 | 0 | 0 | 0 | 0 | 0 | 0 | 0 | 0 | 0 | 0.046484 | 0.046484 | 0.046484 | 0.046484 | 0.046484 | 0.041836 | 0 | 0 | 0 | 0 | 0 | 0 | 0 | 0 | 0 | 0 | 0 | 0 | 0 | 0 | 0 | 0 | 0 | 0 | 0 | 0.046484 | 0.092968 | 0.13945 | 0.18594 | 0.23242 | 0.27426 | 0.27426 | 0.27426 | 0.27426 | 0.27426 | 0.27426 | 0.27426 | 0.27426 | 0.27426 | 0.27426 | 0.27426 | 0.27426 | 0.27426 | 0.27426 | 0.27426 | 0.27426 | 0.27426 | 0.27426 | 0.27426 | 0.27426 | 0 | 0 | 0 | 0 | 0 | 0 | 0 | 0 | 0 | 0 | 0 | 0 | 0 | 0 | 0 | 0 | 0 | 0 | 0 | 0 | 0 | 0 | 0 | 0 | 0 | 0 | 0 | 0 | 0 | 0 | 0 | 0 | 0 | 0 | 0 | 0 | 0 | 0 | 0 | 0 | 0 | 0 | 0 | 0 | 0 | 0 | 0 | 0 | 0 | 0 | 0 | 0 | 0 | 0 | 0 | 0 | 0 | 0 | 0 | 0 | 0 | 0 | 0 | 0 | 0 | 0 | 0 | 0 | 0 | 0 | 0 | 0 | 0 | 0 | 0 | 0 | 0 | 0 | 0 | 0 | 0 | 0 | 0 | 0 | 0 | 0 | 0 | 0 | 0 | 0 | 0 | 0 | 0 | 0 | 0 | 0 | 0 | 0 | 0 | 0 | 0 | 0 | 0 | 0 | 0 | 0 | 0 | 0 | 0 | 0 | 0 | 0 | 0 | 0 | 0 | 0 | 0 | 0 | 0 | 0 | 0 | 0 | 0 | 0 | 0 | 0 | 0 | 0 | 0 | 0 | 0 | 0 | 0 | 0 | 0 | 0 | 0 | 0 | 0 | 0 | 0 | 0 | 0 | 0 | 0 | 0 | 0 | 0 | 0 | 0 | 0 | 0 | 0 | 0 | 0 | 0 | 0 | 0 | 0 | 0 | 0 | 0 | 0 | 0 | 0 | 0 | 0 | 0 | 0 | 0 | 0 | 0 | 0 | 0 | 0 | 0 | 0 | 0 | 0 | 0 | 0 | 0 | 0 | 0 | 0 | 0 | 0 | 0 | 0 | 0 | 0 | 0 | 0 | 0 | 0 | 0 | 0 | 0 | 0 | 0 | 0 | 0 | 0 | 0 | 0 | 0 | 0 | 0 | 0 | 0 | 0 | 0 | 0 | 0 | 0 | 0 | 0 | 0 | 0 | 0 | 0 | 0 | 0 | 0 | 0 | 0 | 0 | 0 | 0 | 0 | 0 | 0 | 0 | 0 | 0 | 0 | 0 | 0 | 0 | 0 | 0 | 0 | 0 | 0 | 0 | 0 | 0 | 0 | 0 | 0 | 236
OR_Residential_LI - Single Family_Existing_Space Heating_Natural Gas_Furnace | OR | Residential | LI - Multi-Family | Existing | Space Heating | Natural Gas | ENERGY STAR Home Design | A | ORM189 | Code-Compliant Home Design | ENERGY STAR Home Design | 25 | 0 | 0 | 0 | 1 | 0 | 0 | 0 | 0 | 0.45 | household | 0% | 0% | Lost Opportunity | LOEven20 | 85% | TBD | 0% | 0 |  | 0 |  | 0 | Avista TRM - 07.01.21 - E STAR HOME - GAS ONLY | Avista TRM - 07.01.21 - E STAR HOME - GAS ONLY | N/A | Code-Compliant Home Design | Code-Compliant Home Design | Code-Compliant Home Design | Code-Compliant Home Design | Code-Compliant Home Design | Code-Compliant Home Design | Code-Compliant Home Design | Code-Compliant Home Design | Code-Compliant Home Design | Code-Compliant Home Design | Code-Compliant Home Design | Code-Compliant Home Design | Code-Compliant Home Design | Code-Compliant Home Design | Code-Compliant Home Design | Code-Compliant Home Design | Code-Compliant Home Design | Code-Compliant Home Design | Code-Compliant Home Design | Code-Compliant Home Design | Code-Compliant Home Design | Code-Compliant Home Design | Code-Compliant Home Design | Code-Compliant Home Design | Code-Compliant Home Design | Code-Compliant Home Design | Code-Compliant Home Design | ENERGY STAR Home Design | ENERGY STAR Home Design | ENERGY STAR Home Design | ENERGY STAR Home Design | ENERGY STAR Home Design | ENERGY STAR Home Design | ENERGY STAR Home Design | ENERGY STAR Home Design | ENERGY STAR Home Design | ENERGY STAR Home Design | ENERGY STAR Home Design | ENERGY STAR Home Design | ENERGY STAR Home Design | ENERGY STAR Home Design | ENERGY STAR Home Design | ENERGY STAR Home Design | ENERGY STAR Home Design | ENERGY STAR Home Design | ENERGY STAR Home Design | ENERGY STAR Home Design | ENERGY STAR Home Design | ENERGY STAR Home Design | ENERGY STAR Home Design | ENERGY STAR Home Design | ENERGY STAR Home Design | ENERGY STAR Home Design | ENERGY STAR Home Design | 1 | 1 | 1 | 1 | 1 | 1 | 1 | 1 | 1 | 1 | 1 | 1 | 1 | 1 | 1 | 1 | 1 | 1 | 1 | 1 | 1 | 1 | 1 | 1 | 1 | 1 | 1 | 0 | 0 | 0 | 0 | 0 | 0 | 0 | 0 | 0 | 0 | 0 | 0 | 0 | 0 | 0 | 0 | 0 | 0 | 0 | 0 | 0 | 0 | 0 | 0 | 0 | 0 | 0 | 0 | 0 | 0 | 0 | 0 | 0 | 0 | 0 | 0 | 0 | 0 | 0 | 0 | 0 | 0 | 0 | 0 | 0 | 0 | 0 | 0 | 0 | 0 | 0 | 0 | 0 | 0 | 0 | 0 | 0 | 0 | 0 | 0 | 0 | 0 | 0 | 0 | 0 | 0 | 0 | 0 | 0 | 0 | 0 | 0 | 0 | 0 | 0 | 0 | 0 | 0 | 0 | 0 | 0 | 0 | 0 | 0 | 0 | 0 | 0 | 0 | 0 | 0 | 0 | 0 | 0 | 0 | 0 | 0 | 0 | 0 | 0 | 0 | 0 | 0 | 0 | 0 | 0 | 0 | 0 | 0 | 0 | 0 | 0 | 0 | 0 | 0 | 0 | 0 | 0 | 0 | 0 | 0 | 0 | 0 | 0 | 0 | 0 | 0 | 0 | 0 | 0 | 0 | 0 | 0 | 0 | 0 | 0 | 0 | 0 | 0 | 0 | 0 | 0 | 0 | 0 | 0 | 0 | 0 | 0 | 0 | 0 | 0 | 0 | 0 | 0 | 0 | 0 | 0 | 0 | 0 | 0 | 0 | 0 | 0 | 0 | 0 | 0 | 0 | 0 | 0 | 0 | 0 | 0 | 0 | 0 | 0 | 0 | 0 | 0 | 0 | 0 | 0 | 0 | 0 | 0 | 0 | 0 | 0 | 0 | 0 | 0 | 0 | 0 | 0 | 0 | 0 | 0 | 0 | 0 | 0 | 0 | 0 | 0 | 0 | 0 | 0 | 0 | 0 | 0 | 0 | 0 | 0 | 0 | 0 | 0 | 0 | 0 | 0 | 0 | 0 | 0 | 0 | 0 | 0 | 0 | 0 | 0 | 0 | 0 | 0 | 0 | 0 | 0 | 0 | 0 | 0 | 0 | 0 | 0 | 0 | 0 | 0 | 0 | 0 | 0 | 0 | 0 | 0 | 0 | 0 | 0 | 0 | 0 | 0 | 0 | 0 | 0 | 0 | 0 | 0 | 0 | 0 | 0 | 0 | 0 | 0 | 0 | 0 | 0 | 0 | 0 | 0 | 0 | 0 | 0 | 0 | 0 | 0 | 0 | 0 | 0 | 0 | 0 | 0 | 0 | 0 | 0 | 0 | 0 | 0 | 0 | 0 | 0 | 0 | 0 | 0 | 0 | 0 | 0 | 0 | 0 | 0 | 0 | 0 | 0 | 0 | 0 | 0 | 0 | 0 | 0 | 0 | 0 | 0 | 0 | 0 | 0 | 0 | 0 | 0 | 0 | 0 | 0 | 0 | 0 | 0 | 0 | 0 | 0 | 0 | 0 | 0 | 0 | 0 | 0 | 0 | 0 | 0 | 0 | 0 | 0 | 0 | 0 | 0 | 0 | 0 | 0 | 0 | 0 | 0 | 0 | 0 | 0 | 0 | 0 | 0 | 0 | 0 | 0 | 0 | 0 | 0 | 0 | 0 | 0 | 0 | 0 | 0 | 0 | 0 | 0 | 0 | 0 | 0 | 0 | 0 | 0 | 0 | 0 | 0 | 0 | 0 | 0 | 0 | 0 | 0 | 0 | 0 | 0 | 0 | 0 | 0 | 0 | 0 | 0 | 0 | 0 | 0 | 0 | 0 | 0 | 0 | 0 | 0 | 0 | 0 | 0 | 0 | 0 | 0 | 0 | 0 | 0 | 0 | 0 | 0 | 0 | 0 | 0 | 0 | 0 | 0 | 0 | 0 | 0 | 0 | 0 | 0 | 0 | 0 | 0 | 0 | 0 | 0 | 0 | 0 | 0 | 0 | 0 | 0 | 0 | 0 | 0 | 0 | 0 | 0 | 0 | 0 | 0 | 0 | 0 | 0 | 0 | 0 | 0 | 0 | 0 | 0 | 0 | 0 | 0 | 0 | 0 | 0 | 0 | 0 | 0 | 0 | 0 | 0 | 0 | 0 | 0 | 0 | 0 | 0 | 0 | 0 | 0 | 237
OR_Residential_LI - Single Family_Existing_Space Heating_Natural Gas_Furnace | OR | Residential | LI - Multi-Family | Existing | Water Heating | Natural Gas | ENERGY STAR Home Design | A | ORM190 | Code-Compliant Home Design | ENERGY STAR Home Design | 25 | 0 | 0 | 0 | 1 | 0 | 0 | 0 | 0 | 0.45 | household | 0% | 0% | Lost Opportunity | LOEven20 | 85% | TBD | 0% | 0 |  | 0 |  | 0 | Avista TRM - 07.01.21 - E STAR HOME - GAS ONLY | Avista TRM - 07.01.21 - E STAR HOME - GAS ONLY | N/A | Code-Compliant Home Design | Code-Compliant Home Design | Code-Compliant Home Design | Code-Compliant Home Design | Code-Compliant Home Design | Code-Compliant Home Design | Code-Compliant Home Design | Code-Compliant Home Design | Code-Compliant Home Design | Code-Compliant Home Design | Code-Compliant Home Design | Code-Compliant Home Design | Code-Compliant Home Design | Code-Compliant Home Design | Code-Compliant Home Design | Code-Compliant Home Design | Code-Compliant Home Design | Code-Compliant Home Design | Code-Compliant Home Design | Code-Compliant Home Design | Code-Compliant Home Design | Code-Compliant Home Design | Code-Compliant Home Design | Code-Compliant Home Design | Code-Compliant Home Design | Code-Compliant Home Design | Code-Compliant Home Design | ENERGY STAR Home Design | ENERGY STAR Home Design | ENERGY STAR Home Design | ENERGY STAR Home Design | ENERGY STAR Home Design | ENERGY STAR Home Design | ENERGY STAR Home Design | ENERGY STAR Home Design | ENERGY STAR Home Design | ENERGY STAR Home Design | ENERGY STAR Home Design | ENERGY STAR Home Design | ENERGY STAR Home Design | ENERGY STAR Home Design | ENERGY STAR Home Design | ENERGY STAR Home Design | ENERGY STAR Home Design | ENERGY STAR Home Design | ENERGY STAR Home Design | ENERGY STAR Home Design | ENERGY STAR Home Design | ENERGY STAR Home Design | ENERGY STAR Home Design | ENERGY STAR Home Design | ENERGY STAR Home Design | ENERGY STAR Home Design | ENERGY STAR Home Design | 1 | 1 | 1 | 1 | 1 | 1 | 1 | 1 | 1 | 1 | 1 | 1 | 1 | 1 | 1 | 1 | 1 | 1 | 1 | 1 | 1 | 1 | 1 | 1 | 1 | 1 | 1 | 0 | 0 | 0 | 0 | 0 | 0 | 0 | 0 | 0 | 0 | 0 | 0 | 0 | 0 | 0 | 0 | 0 | 0 | 0 | 0 | 0 | 0 | 0 | 0 | 0 | 0 | 0 | 0 | 0 | 0 | 0 | 0 | 0 | 0 | 0 | 0 | 0 | 0 | 0 | 0 | 0 | 0 | 0 | 0 | 0 | 0 | 0 | 0 | 0 | 0 | 0 | 0 | 0 | 0 | 0 | 0 | 0 | 0 | 0 | 0 | 0 | 0 | 0 | 0 | 0 | 0 | 0 | 0 | 0 | 0 | 0 | 0 | 0 | 0 | 0 | 0 | 0 | 0 | 0 | 0 | 0 | 0 | 0 | 0 | 0 | 0 | 0 | 0 | 0 | 0 | 0 | 0 | 0 | 0 | 0 | 0 | 0 | 0 | 0 | 0 | 0 | 0 | 0 | 0 | 0 | 0 | 0 | 0 | 0 | 0 | 0 | 0 | 0 | 0 | 0 | 0 | 0 | 0 | 0 | 0 | 0 | 0 | 0 | 0 | 0 | 0 | 0 | 0 | 0 | 0 | 0 | 0 | 0 | 0 | 0 | 0 | 0 | 0 | 0 | 0 | 0 | 0 | 0 | 0 | 0 | 0 | 0 | 0 | 0 | 0 | 0 | 0 | 0 | 0 | 0 | 0 | 0 | 0 | 0 | 0 | 0 | 0 | 0 | 0 | 0 | 0 | 0 | 0 | 0 | 0 | 0 | 0 | 0 | 0 | 0 | 0 | 0 | 0 | 0 | 0 | 0 | 0 | 0 | 0 | 0 | 0 | 0 | 0 | 0 | 0 | 0 | 0 | 0 | 0 | 0 | 0 | 0 | 0 | 0 | 0 | 0 | 0 | 0 | 0 | 0 | 0 | 0 | 0 | 0 | 0 | 0 | 0 | 0 | 0 | 0 | 0 | 0 | 0 | 0 | 0 | 0 | 0 | 0 | 0 | 0 | 0 | 0 | 0 | 0 | 0 | 0 | 0 | 0 | 0 | 0 | 0 | 0 | 0 | 0 | 0 | 0 | 0 | 0 | 0 | 0 | 0 | 0 | 0 | 0 | 0 | 0 | 0 | 0 | 0 | 0 | 0 | 0 | 0 | 0 | 0 | 0 | 0 | 0 | 0 | 0 | 0 | 0 | 0 | 0 | 0 | 0 | 0 | 0 | 0 | 0 | 0 | 0 | 0 | 0 | 0 | 0 | 0 | 0 | 0 | 0 | 0 | 0 | 0 | 0 | 0 | 0 | 0 | 0 | 0 | 0 | 0 | 0 | 0 | 0 | 0 | 0 | 0 | 0 | 0 | 0 | 0 | 0 | 0 | 0 | 0 | 0 | 0 | 0 | 0 | 0 | 0 | 0 | 0 | 0 | 0 | 0 | 0 | 0 | 0 | 0 | 0 | 0 | 0 | 0 | 0 | 0 | 0 | 0 | 0 | 0 | 0 | 0 | 0 | 0 | 0 | 0 | 0 | 0 | 0 | 0 | 0 | 0 | 0 | 0 | 0 | 0 | 0 | 0 | 0 | 0 | 0 | 0 | 0 | 0 | 0 | 0 | 0 | 0 | 0 | 0 | 0 | 0 | 0 | 0 | 0 | 0 | 0 | 0 | 0 | 0 | 0 | 0 | 0 | 0 | 0 | 0 | 0 | 0 | 0 | 0 | 0 | 0 | 0 | 0 | 0 | 0 | 0 | 0 | 0 | 0 | 0 | 0 | 0 | 0 | 0 | 0 | 0 | 0 | 0 | 0 | 0 | 0 | 0 | 0 | 0 | 0 | 0 | 0 | 0 | 0 | 0 | 0 | 0 | 0 | 0 | 0 | 0 | 0 | 0 | 0 | 0 | 0 | 0 | 0 | 0 | 0 | 0 | 0 | 0 | 0 | 0 | 0 | 0 | 0 | 0 | 0 | 0 | 0 | 0 | 0 | 0 | 0 | 0 | 0 | 0 | 0 | 0 | 0 | 0 | 0 | 0 | 0 | 0 | 0 | 0 | 0 | 0 | 0 | 0 | 0 | 0 | 0 | 0 | 0 | 0 | 0 | 0 | 0 | 0 | 0 | 0 | 0 | 238
OR_Residential_LI - Single Family_Existing_Space Heating_Natural Gas_Furnace | OR | Residential | LI - Multi-Family | Existing | Appliances | Natural Gas | ENERGY STAR Home Design | A | ORM191 | Code-Compliant Home Design | ENERGY STAR Home Design | 25 | 0 | 0 | 0 | 1 | 0 | 0 | 0 | 0 | 0.45 | household | 0% | 0% | Lost Opportunity | LOEven20 | 85% | TBD | 0% | 0 |  | 0 |  | 0 | Avista TRM - 07.01.21 - E STAR HOME - GAS ONLY | Avista TRM - 07.01.21 - E STAR HOME - GAS ONLY | N/A | Code-Compliant Home Design | Code-Compliant Home Design | Code-Compliant Home Design | Code-Compliant Home Design | Code-Compliant Home Design | Code-Compliant Home Design | Code-Compliant Home Design | Code-Compliant Home Design | Code-Compliant Home Design | Code-Compliant Home Design | Code-Compliant Home Design | Code-Compliant Home Design | Code-Compliant Home Design | Code-Compliant Home Design | Code-Compliant Home Design | Code-Compliant Home Design | Code-Compliant Home Design | Code-Compliant Home Design | Code-Compliant Home Design | Code-Compliant Home Design | Code-Compliant Home Design | Code-Compliant Home Design | Code-Compliant Home Design | Code-Compliant Home Design | Code-Compliant Home Design | Code-Compliant Home Design | Code-Compliant Home Design | ENERGY STAR Home Design | ENERGY STAR Home Design | ENERGY STAR Home Design | ENERGY STAR Home Design | ENERGY STAR Home Design | ENERGY STAR Home Design | ENERGY STAR Home Design | ENERGY STAR Home Design | ENERGY STAR Home Design | ENERGY STAR Home Design | ENERGY STAR Home Design | ENERGY STAR Home Design | ENERGY STAR Home Design | ENERGY STAR Home Design | ENERGY STAR Home Design | ENERGY STAR Home Design | ENERGY STAR Home Design | ENERGY STAR Home Design | ENERGY STAR Home Design | ENERGY STAR Home Design | ENERGY STAR Home Design | ENERGY STAR Home Design | ENERGY STAR Home Design | ENERGY STAR Home Design | ENERGY STAR Home Design | ENERGY STAR Home Design | ENERGY STAR Home Design | 1 | 1 | 1 | 1 | 1 | 1 | 1 | 1 | 1 | 1 | 1 | 1 | 1 | 1 | 1 | 1 | 1 | 1 | 1 | 1 | 1 | 1 | 1 | 1 | 1 | 1 | 1 | 0 | 0 | 0 | 0 | 0 | 0 | 0 | 0 | 0 | 0 | 0 | 0 | 0 | 0 | 0 | 0 | 0 | 0 | 0 | 0 | 0 | 0 | 0 | 0 | 0 | 0 | 0 | 0 | 0 | 0 | 0 | 0 | 0 | 0 | 0 | 0 | 0 | 0 | 0 | 0 | 0 | 0 | 0 | 0 | 0 | 0 | 0 | 0 | 0 | 0 | 0 | 0 | 0 | 0 | 0 | 0 | 0 | 0 | 0 | 0 | 0 | 0 | 0 | 0 | 0 | 0 | 0 | 0 | 0 | 0 | 0 | 0 | 0 | 0 | 0 | 0 | 0 | 0 | 0 | 0 | 0 | 0 | 0 | 0 | 0 | 0 | 0 | 0 | 0 | 0 | 0 | 0 | 0 | 0 | 0 | 0 | 0 | 0 | 0 | 0 | 0 | 0 | 0 | 0 | 0 | 0 | 0 | 0 | 0 | 0 | 0 | 0 | 0 | 0 | 0 | 0 | 0 | 0 | 0 | 0 | 0 | 0 | 0 | 0 | 0 | 0 | 0 | 0 | 0 | 0 | 0 | 0 | 0 | 0 | 0 | 0 | 0 | 0 | 0 | 0 | 0 | 0 | 0 | 0 | 0 | 0 | 0 | 0 | 0 | 0 | 0 | 0 | 0 | 0 | 0 | 0 | 0 | 0 | 0 | 0 | 0 | 0 | 0 | 0 | 0 | 0 | 0 | 0 | 0 | 0 | 0 | 0 | 0 | 0 | 0 | 0 | 0 | 0 | 0 | 0 | 0 | 0 | 0 | 0 | 0 | 0 | 0 | 0 | 0 | 0 | 0 | 0 | 0 | 0 | 0 | 0 | 0 | 0 | 0 | 0 | 0 | 0 | 0 | 0 | 0 | 0 | 0 | 0 | 0 | 0 | 0 | 0 | 0 | 0 | 0 | 0 | 0 | 0 | 0 | 0 | 0 | 0 | 0 | 0 | 0 | 0 | 0 | 0 | 0 | 0 | 0 | 0 | 0 | 0 | 0 | 0 | 0 | 0 | 0 | 0 | 0 | 0 | 0 | 0 | 0 | 0 | 0 | 0 | 0 | 0 | 0 | 0 | 0 | 0 | 0 | 0 | 0 | 0 | 0 | 0 | 0 | 0 | 0 | 0 | 0 | 0 | 0 | 0 | 0 | 0 | 0 | 0 | 0 | 0 | 0 | 0 | 0 | 0 | 0 | 0 | 0 | 0 | 0 | 0 | 0 | 0 | 0 | 0 | 0 | 0 | 0 | 0 | 0 | 0 | 0 | 0 | 0 | 0 | 0 | 0 | 0 | 0 | 0 | 0 | 0 | 0 | 0 | 0 | 0 | 0 | 0 | 0 | 0 | 0 | 0 | 0 | 0 | 0 | 0 | 0 | 0 | 0 | 0 | 0 | 0 | 0 | 0 | 0 | 0 | 0 | 0 | 0 | 0 | 0 | 0 | 0 | 0 | 0 | 0 | 0 | 0 | 0 | 0 | 0 | 0 | 0 | 0 | 0 | 0 | 0 | 0 | 0 | 0 | 0 | 0 | 0 | 0 | 0 | 0 | 0 | 0 | 0 | 0 | 0 | 0 | 0 | 0 | 0 | 0 | 0 | 0 | 0 | 0 | 0 | 0 | 0 | 0 | 0 | 0 | 0 | 0 | 0 | 0 | 0 | 0 | 0 | 0 | 0 | 0 | 0 | 0 | 0 | 0 | 0 | 0 | 0 | 0 | 0 | 0 | 0 | 0 | 0 | 0 | 0 | 0 | 0 | 0 | 0 | 0 | 0 | 0 | 0 | 0 | 0 | 0 | 0 | 0 | 0 | 0 | 0 | 0 | 0 | 0 | 0 | 0 | 0 | 0 | 0 | 0 | 0 | 0 | 0 | 0 | 0 | 0 | 0 | 0 | 0 | 0 | 0 | 0 | 0 | 0 | 0 | 0 | 0 | 0 | 0 | 0 | 0 | 0 | 0 | 0 | 0 | 0 | 0 | 0 | 0 | 0 | 0 | 0 | 0 | 0 | 0 | 0 | 0 | 0 | 0 | 0 | 0 | 0 | 0 | 0 | 0 | 0 | 0 | 0 | 239
OR_Residential_LI - Single Family_Existing_Space Heating_Natural Gas_Furnace | OR | Residential | LI - Multi-Family | Existing | Space Heating | Natural Gas | Advanced New Construction Design - Zero Net Energy | A | ORM192 | Standard New Construction Home | ZNE-Ready Home | 20 | 0.06965 | 0 | 0 | 2.29 | 0 | 0.05 | 0 | 0.30173 | 0.45 | sqft home | 0% | 0% | Lost Opportunity | LO3Slow | 85% | TBD | 0% | 2540.7147 |  | 1100.1422 |  | 0 | RES_ADVNC_ZNE-All-PGE-2 | RES_ADVNC_ZNE-All-PGE-2 | RES_ADVNC_ZNE-All-PGE-2 | Standard New Construction Home | Standard New Construction Home | Standard New Construction Home | Standard New Construction Home | Standard New Construction Home | Standard New Construction Home | Standard New Construction Home | Standard New Construction Home | Standard New Construction Home | Standard New Construction Home | Standard New Construction Home | Standard New Construction Home | Standard New Construction Home | Standard New Construction Home | Standard New Construction Home | Standard New Construction Home | Standard New Construction Home | Standard New Construction Home | Standard New Construction Home | Standard New Construction Home | Standard New Construction Home | Standard New Construction Home | Standard New Construction Home | Standard New Construction Home | Standard New Construction Home | Standard New Construction Home | Standard New Construction Home | ZNE-Ready Home | ZNE-Ready Home | ZNE-Ready Home | ZNE-Ready Home | ZNE-Ready Home | ZNE-Ready Home | ZNE-Ready Home | ZNE-Ready Home | ZNE-Ready Home | ZNE-Ready Home | ZNE-Ready Home | ZNE-Ready Home | ZNE-Ready Home | ZNE-Ready Home | ZNE-Ready Home | ZNE-Ready Home | ZNE-Ready Home | ZNE-Ready Home | ZNE-Ready Home | ZNE-Ready Home | ZNE-Ready Home | ZNE-Ready Home | ZNE-Ready Home | ZNE-Ready Home | ZNE-Ready Home | ZNE-Ready Home | ZNE-Ready Home | 2.29 | 2.29 | 2.29 | 2.29 | 2.29 | 2.29 | 2.29 | 2.29 | 2.29 | 2.29 | 2.29 | 2.29 | 2.29 | 2.29 | 2.29 | 2.29 | 2.29 | 2.29 | 2.29 | 2.29 | 2.29 | 2.29 | 2.29 | 2.29 | 2.29 | 2.29 | 2.29 | 0 | 0 | 0.073134 | 0.07166 | 0.070029 | 0.068278 | 0.066418 | 0.0644 | 0.062314 | 0.060278 | 0.058415 | 0.056831 | 0.055586 | 0.054701 | 0.054111 | 0.053732 | 0.053474 | 0.053282 | 0.053128 | 0.052998 | 0.052886 | 0.052789 | 0.052707 | 0.052636 | 0.052574 | 0.052521 | 0.052476 | 0 | 0 | 0 | 0 | 0 | 0 | 0 | 0 | 0 | 0 | 0 | 0 | 0 | 0 | 0 | 0 | 0 | 0 | 0 | 0 | 0 | 0 | 0 | 0 | 0 | 0 | 0 | 0 | 0 | 0 | 0 | 0 | 0 | 0 | 0 | 0 | 0 | 0 | 0 | 0 | 0 | 0 | 0 | 0 | 0 | 0 | 0 | 0 | 0 | 0 | 0 | 0 | 0 | 0 | 0 | 0 | 0 | 0 | 0 | 0 | 0 | 0 | 0 | 0 | 0 | 0 | 0 | 0 | 0 | 0 | 0 | 0 | 0 | 0 | 0 | 0 | 0 | 0 | 0 | 0 | 0 | 0 | 0 | 0 | 0 | 0 | 0 | 0 | 0 | 0 | 0 | 0 | 0 | 0 | 0 | 0 | 0 | 0 | 0 | 0 | 0 | 0 | 0 | 0 | 0 | 0 | 0 | 0 | 0 | 0 | 0 | 0 | 0 | 0 | 0 | 0 | 0 | 0 | 0 | 0 | 0 | 0 | 0 | 0 | 0 | 0 | 0 | 0 | 0 | 0 | 0 | 0 | 0 | 0 | 0 | 0 | 0 | 0 | 0 | 0 | 0 | 0 | 0 | 0 | 0 | 0 | 0 | 0 | 0 | 0 | 0 | 0 | 0 | 0 | 0 | 0 | 0 | 0 | 0 | 0 | 0 | 0 | 0 | 0 | 0 | 0 | 0 | 0 | 0 | 0 | 0 | 0 | 0 | 0 | 0 | 0 | 0 | 0 | 0 | 0 | 0 | 0 | 0 | 0 | 0 | 0 | 0 | 0 | 0 | 0 | 0 | 0 | 0 | 0 | 0 | 0 | 0 | 0 | 0 | 0 | 0 | 0 | 0 | 0 | 0 | 0 | 0 | 0 | 0 | 0 | 0 | 0 | 0 | 0 | 0 | 0 | 0 | 0 | 0 | 0 | 0 | 0 | 0 | 0 | 0 | 0 | 0 | 0 | 0 | 0 | 0 | 0 | 0 | 0 | 0 | 0 | 0 | 0 | 0 | 0 | 0 | 0 | 0 | 0 | 0 | 0 | 0 | 0 | 0 | 0 | 0 | 0 | 0 | 0 | 0 | 0 | 0 | 0 | 0 | 0 | 0 | 0 | 0 | 0 | 0 | 0 | 0 | 0 | 0 | 0 | 0 | 0 | 0 | 0 | 0 | 0 | 0 | 0 | 0 | 0 | 0 | 0 | 0 | 0 | 0 | 0 | 0 | 0 | 0 | 0 | 0 | 0 | 0 | 0 | 0 | 0 | 0 | 0 | 0 | 0 | 0 | 0 | 0 | 0 | 0 | 0 | 0 | 0 | 0 | 0 | 0 | 0 | 0 | 0 | 0 | 0 | 0 | 0 | 0 | 0 | 0 | 0 | 0 | 0 | 0 | 0 | 0 | 0 | 0 | 0 | 0 | 0 | 0 | 0 | 0 | 0 | 0 | 0 | 0 | 0 | 0 | 0 | 0 | 0 | 0 | 0 | 0 | 0 | 0 | 0 | 0 | 0 | 0 | 0 | 0 | 0 | 0 | 0 | 0 | 0 | 0 | 0 | 0 | 0 | 0 | 0 | 0 | 0 | 0 | 0 | 0 | 0 | 0 | 0 | 0 | 0 | 0 | 0 | 0 | 0 | 0 | 0 | 0 | 0 | 0 | 0 | 0 | 0 | 0 | 0 | 0 | 0 | 0 | 0 | 0 | 0 | 0 | 0 | 0 | 0 | 2348.5623 | 2372.045 | 2396.3076 | 2420.929 | 2445.5372 | 2469.762 | 2493.258 | 2515.6997 | 2536.7815 | 2556.2362 | 2574.1819 | 2590.7811 | 2605.9855 | 2619.9297 | 2632.7352 | 2644.5087 | 2655.3427 | 2665.3003 | 2674.4962 | 2682.985 | 2690.8458 | 2698.1336 | 2704.8921 | 2711.1684 | 2717.0044 | 1016.9392 | 1027.1073 | 1037.6131 | 1048.2743 | 1058.9298 | 1069.4193 | 1079.5932 | 1089.3105 | 1098.4391 | 1106.863 | 1114.6336 | 1121.8212 | 1128.4047 | 1134.4426 | 1139.9875 | 1145.0855 | 1149.7767 | 1154.0883 | 1158.0702 | 1161.7459 | 1165.1497 | 1168.3053 | 1171.2318 | 1173.9495 | 1176.4765 | 240
OR_Residential_LI - Single Family_Existing_Space Heating_Natural Gas_Furnace | OR | Residential | LI - Multi-Family | Existing | Water Heating | Natural Gas | Advanced New Construction Design - Zero Net Energy | A | ORM193 | Standard New Construction Home | ZNE-Ready Home | 20 | 0.06184 | 0 | 0 | 2.29 | 0 | 0.05 | 0 | 0.30173 | 0.45 | sqft home | 0% | 0% | Lost Opportunity | LO3Slow | 85% | TBD | 0% | 2540.7147 |  | 1100.1422 |  | 0 | RES_ADVNC_ZNE-All-PGE-2 | RES_ADVNC_ZNE-All-PGE-2 | RES_ADVNC_ZNE-All-PGE-2 | Standard New Construction Home | Standard New Construction Home | Standard New Construction Home | Standard New Construction Home | Standard New Construction Home | Standard New Construction Home | Standard New Construction Home | Standard New Construction Home | Standard New Construction Home | Standard New Construction Home | Standard New Construction Home | Standard New Construction Home | Standard New Construction Home | Standard New Construction Home | Standard New Construction Home | Standard New Construction Home | Standard New Construction Home | Standard New Construction Home | Standard New Construction Home | Standard New Construction Home | Standard New Construction Home | Standard New Construction Home | Standard New Construction Home | Standard New Construction Home | Standard New Construction Home | Standard New Construction Home | Standard New Construction Home | ZNE-Ready Home | ZNE-Ready Home | ZNE-Ready Home | ZNE-Ready Home | ZNE-Ready Home | ZNE-Ready Home | ZNE-Ready Home | ZNE-Ready Home | ZNE-Ready Home | ZNE-Ready Home | ZNE-Ready Home | ZNE-Ready Home | ZNE-Ready Home | ZNE-Ready Home | ZNE-Ready Home | ZNE-Ready Home | ZNE-Ready Home | ZNE-Ready Home | ZNE-Ready Home | ZNE-Ready Home | ZNE-Ready Home | ZNE-Ready Home | ZNE-Ready Home | ZNE-Ready Home | ZNE-Ready Home | ZNE-Ready Home | ZNE-Ready Home | 2.29 | 2.29 | 2.29 | 2.29 | 2.29 | 2.29 | 2.29 | 2.29 | 2.29 | 2.29 | 2.29 | 2.29 | 2.29 | 2.29 | 2.29 | 2.29 | 2.29 | 2.29 | 2.29 | 2.29 | 2.29 | 2.29 | 2.29 | 2.29 | 2.29 | 2.29 | 2.29 | 0 | 0 | 0.060403 | 0.059512 | 0.05856 | 0.057545 | 0.056466 | 0.055332 | 0.054159 | 0.052956 | 0.051745 | 0.05054 | 0.04936 | 0.048218 | 0.047152 | 0.046178 | 0.045306 | 0.044524 | 0.043828 | 0.043197 | 0.042578 | 0.04197 | 0.041375 | 0.040793 | 0.040229 | 0.039687 | 0.039176 | 0 | 0 | 0 | 0 | 0 | 0 | 0 | 0 | 0 | 0 | 0 | 0 | 0 | 0 | 0 | 0 | 0 | 0 | 0 | 0 | 0 | 0 | 0 | 0 | 0 | 0 | 0 | 0 | 0 | 0 | 0 | 0 | 0 | 0 | 0 | 0 | 0 | 0 | 0 | 0 | 0 | 0 | 0 | 0 | 0 | 0 | 0 | 0 | 0 | 0 | 0 | 0 | 0 | 0 | 0 | 0 | 0 | 0 | 0 | 0 | 0 | 0 | 0 | 0 | 0 | 0 | 0 | 0 | 0 | 0 | 0 | 0 | 0 | 0 | 0 | 0 | 0 | 0 | 0 | 0 | 0 | 0 | 0 | 0 | 0 | 0 | 0 | 0 | 0 | 0 | 0 | 0 | 0 | 0 | 0 | 0 | 0 | 0 | 0 | 0 | 0 | 0 | 0 | 0 | 0 | 0 | 0 | 0 | 0 | 0 | 0 | 0 | 0 | 0 | 0 | 0 | 0 | 0 | 0 | 0 | 0 | 0 | 0 | 0 | 0 | 0 | 0 | 0 | 0 | 0 | 0 | 0 | 0 | 0 | 0 | 0 | 0 | 0 | 0 | 0 | 0 | 0 | 0 | 0 | 0 | 0 | 0 | 0 | 0 | 0 | 0 | 0 | 0 | 0 | 0 | 0 | 0 | 0 | 0 | 0 | 0 | 0 | 0 | 0 | 0 | 0 | 0 | 0 | 0 | 0 | 0 | 0 | 0 | 0 | 0 | 0 | 0 | 0 | 0 | 0 | 0 | 0 | 0 | 0 | 0 | 0 | 0 | 0 | 0 | 0 | 0 | 0 | 0 | 0 | 0 | 0 | 0 | 0 | 0 | 0 | 0 | 0 | 0 | 0 | 0 | 0 | 0 | 0 | 0 | 0 | 0 | 0 | 0 | 0 | 0 | 0 | 0 | 0 | 0 | 0 | 0 | 0 | 0 | 0 | 0 | 0 | 0 | 0 | 0 | 0 | 0 | 0 | 0 | 0 | 0 | 0 | 0 | 0 | 0 | 0 | 0 | 0 | 0 | 0 | 0 | 0 | 0 | 0 | 0 | 0 | 0 | 0 | 0 | 0 | 0 | 0 | 0 | 0 | 0 | 0 | 0 | 0 | 0 | 0 | 0 | 0 | 0 | 0 | 0 | 0 | 0 | 0 | 0 | 0 | 0 | 0 | 0 | 0 | 0 | 0 | 0 | 0 | 0 | 0 | 0 | 0 | 0 | 0 | 0 | 0 | 0 | 0 | 0 | 0 | 0 | 0 | 0 | 0 | 0 | 0 | 0 | 0 | 0 | 0 | 0 | 0 | 0 | 0 | 0 | 0 | 0 | 0 | 0 | 0 | 0 | 0 | 0 | 0 | 0 | 0 | 0 | 0 | 0 | 0 | 0 | 0 | 0 | 0 | 0 | 0 | 0 | 0 | 0 | 0 | 0 | 0 | 0 | 0 | 0 | 0 | 0 | 0 | 0 | 0 | 0 | 0 | 0 | 0 | 0 | 0 | 0 | 0 | 0 | 0 | 0 | 0 | 0 | 0 | 0 | 0 | 0 | 0 | 0 | 0 | 0 | 0 | 0 | 0 | 0 | 0 | 0 | 0 | 0 | 0 | 0 | 0 | 0 | 0 | 0 | 0 | 0 | 0 | 0 | 0 | 0 | 0 | 0 | 0 | 0 | 0 | 0 | 0 | 0 | 0 | 0 | 0 | 0 | 0 | 0 | 0 | 2348.5623 | 2372.045 | 2396.3076 | 2420.929 | 2445.5372 | 2469.762 | 2493.258 | 2515.6997 | 2536.7815 | 2556.2362 | 2574.1819 | 2590.7811 | 2605.9855 | 2619.9297 | 2632.7352 | 2644.5087 | 2655.3427 | 2665.3003 | 2674.4962 | 2682.985 | 2690.8458 | 2698.1336 | 2704.8921 | 2711.1684 | 2717.0044 | 1016.9392 | 1027.1073 | 1037.6131 | 1048.2743 | 1058.9298 | 1069.4193 | 1079.5932 | 1089.3105 | 1098.4391 | 1106.863 | 1114.6336 | 1121.8212 | 1128.4047 | 1134.4426 | 1139.9875 | 1145.0855 | 1149.7767 | 1154.0883 | 1158.0702 | 1161.7459 | 1165.1497 | 1168.3053 | 1171.2318 | 1173.9495 | 1176.4765 | 241
OR_Residential_LI - Single Family_Existing_Space Heating_Natural Gas_Furnace | OR | Residential | LI - Multi-Family | Existing | Appliances | Natural Gas | Advanced New Construction Design - Zero Net Energy | A | ORM194 | Standard New Construction Home | ZNE-Ready Home | 20 | 0.003917 | 0 | 0 | 2.29 | 0 | 0.05 | 0 | 0.30173 | 0.45 | sqft home | 0% | 0% | Lost Opportunity | LO3Slow | 85% | TBD | 0% | 2540.7147 |  | 1100.1422 |  | 0 | RES_ADVNC_ZNE-All-PGE-2 | RES_ADVNC_ZNE-All-PGE-2 | RES_ADVNC_ZNE-All-PGE-2 | Standard New Construction Home | Standard New Construction Home | Standard New Construction Home | Standard New Construction Home | Standard New Construction Home | Standard New Construction Home | Standard New Construction Home | Standard New Construction Home | Standard New Construction Home | Standard New Construction Home | Standard New Construction Home | Standard New Construction Home | Standard New Construction Home | Standard New Construction Home | Standard New Construction Home | Standard New Construction Home | Standard New Construction Home | Standard New Construction Home | Standard New Construction Home | Standard New Construction Home | Standard New Construction Home | Standard New Construction Home | Standard New Construction Home | Standard New Construction Home | Standard New Construction Home | Standard New Construction Home | Standard New Construction Home | ZNE-Ready Home | ZNE-Ready Home | ZNE-Ready Home | ZNE-Ready Home | ZNE-Ready Home | ZNE-Ready Home | ZNE-Ready Home | ZNE-Ready Home | ZNE-Ready Home | ZNE-Ready Home | ZNE-Ready Home | ZNE-Ready Home | ZNE-Ready Home | ZNE-Ready Home | ZNE-Ready Home | ZNE-Ready Home | ZNE-Ready Home | ZNE-Ready Home | ZNE-Ready Home | ZNE-Ready Home | ZNE-Ready Home | ZNE-Ready Home | ZNE-Ready Home | ZNE-Ready Home | ZNE-Ready Home | ZNE-Ready Home | ZNE-Ready Home | 2.29 | 2.29 | 2.29 | 2.29 | 2.29 | 2.29 | 2.29 | 2.29 | 2.29 | 2.29 | 2.29 | 2.29 | 2.29 | 2.29 | 2.29 | 2.29 | 2.29 | 2.29 | 2.29 | 2.29 | 2.29 | 2.29 | 2.29 | 2.29 | 2.29 | 2.29 | 2.29 | 0 | 0 | 0.0038532 | 0.003818 | 0.0037822 | 0.0037466 | 0.0037121 | 0.0036794 | 0.0036491 | 0.003622 | 0.0035985 | 0.0035778 | 0.0035596 | 0.0035435 | 0.0035291 | 0.0035162 | 0.0035047 | 0.0034942 | 0.0034848 | 0.0034762 | 0.0034682 | 0.0034608 | 0.0034539 | 0.0034475 | 0.0034415 | 0.0034358 | 0.0034303 | 0 | 0 | 0 | 0 | 0 | 0 | 0 | 0 | 0 | 0 | 0 | 0 | 0 | 0 | 0 | 0 | 0 | 0 | 0 | 0 | 0 | 0 | 0 | 0 | 0 | 0 | 0 | 0 | 0 | 0 | 0 | 0 | 0 | 0 | 0 | 0 | 0 | 0 | 0 | 0 | 0 | 0 | 0 | 0 | 0 | 0 | 0 | 0 | 0 | 0 | 0 | 0 | 0 | 0 | 0 | 0 | 0 | 0 | 0 | 0 | 0 | 0 | 0 | 0 | 0 | 0 | 0 | 0 | 0 | 0 | 0 | 0 | 0 | 0 | 0 | 0 | 0 | 0 | 0 | 0 | 0 | 0 | 0 | 0 | 0 | 0 | 0 | 0 | 0 | 0 | 0 | 0 | 0 | 0 | 0 | 0 | 0 | 0 | 0 | 0 | 0 | 0 | 0 | 0 | 0 | 0 | 0 | 0 | 0 | 0 | 0 | 0 | 0 | 0 | 0 | 0 | 0 | 0 | 0 | 0 | 0 | 0 | 0 | 0 | 0 | 0 | 0 | 0 | 0 | 0 | 0 | 0 | 0 | 0 | 0 | 0 | 0 | 0 | 0 | 0 | 0 | 0 | 0 | 0 | 0 | 0 | 0 | 0 | 0 | 0 | 0 | 0 | 0 | 0 | 0 | 0 | 0 | 0 | 0 | 0 | 0 | 0 | 0 | 0 | 0 | 0 | 0 | 0 | 0 | 0 | 0 | 0 | 0 | 0 | 0 | 0 | 0 | 0 | 0 | 0 | 0 | 0 | 0 | 0 | 0 | 0 | 0 | 0 | 0 | 0 | 0 | 0 | 0 | 0 | 0 | 0 | 0 | 0 | 0 | 0 | 0 | 0 | 0 | 0 | 0 | 0 | 0 | 0 | 0 | 0 | 0 | 0 | 0 | 0 | 0 | 0 | 0 | 0 | 0 | 0 | 0 | 0 | 0 | 0 | 0 | 0 | 0 | 0 | 0 | 0 | 0 | 0 | 0 | 0 | 0 | 0 | 0 | 0 | 0 | 0 | 0 | 0 | 0 | 0 | 0 | 0 | 0 | 0 | 0 | 0 | 0 | 0 | 0 | 0 | 0 | 0 | 0 | 0 | 0 | 0 | 0 | 0 | 0 | 0 | 0 | 0 | 0 | 0 | 0 | 0 | 0 | 0 | 0 | 0 | 0 | 0 | 0 | 0 | 0 | 0 | 0 | 0 | 0 | 0 | 0 | 0 | 0 | 0 | 0 | 0 | 0 | 0 | 0 | 0 | 0 | 0 | 0 | 0 | 0 | 0 | 0 | 0 | 0 | 0 | 0 | 0 | 0 | 0 | 0 | 0 | 0 | 0 | 0 | 0 | 0 | 0 | 0 | 0 | 0 | 0 | 0 | 0 | 0 | 0 | 0 | 0 | 0 | 0 | 0 | 0 | 0 | 0 | 0 | 0 | 0 | 0 | 0 | 0 | 0 | 0 | 0 | 0 | 0 | 0 | 0 | 0 | 0 | 0 | 0 | 0 | 0 | 0 | 0 | 0 | 0 | 0 | 0 | 0 | 0 | 0 | 0 | 0 | 0 | 0 | 0 | 0 | 0 | 0 | 0 | 0 | 0 | 0 | 0 | 0 | 0 | 0 | 0 | 0 | 0 | 0 | 0 | 0 | 0 | 0 | 0 | 0 | 0 | 0 | 0 | 0 | 0 | 0 | 0 | 0 | 0 | 0 | 0 | 0 | 0 | 0 | 2348.5623 | 2372.045 | 2396.3076 | 2420.929 | 2445.5372 | 2469.762 | 2493.258 | 2515.6997 | 2536.7815 | 2556.2362 | 2574.1819 | 2590.7811 | 2605.9855 | 2619.9297 | 2632.7352 | 2644.5087 | 2655.3427 | 2665.3003 | 2674.4962 | 2682.985 | 2690.8458 | 2698.1336 | 2704.8921 | 2711.1684 | 2717.0044 | 1016.9392 | 1027.1073 | 1037.6131 | 1048.2743 | 1058.9298 | 1069.4193 | 1079.5932 | 1089.3105 | 1098.4391 | 1106.863 | 1114.6336 | 1121.8212 | 1128.4047 | 1134.4426 | 1139.9875 | 1145.0855 | 1149.7767 | 1154.0883 | 1158.0702 | 1161.7459 | 1165.1497 | 1168.3053 | 1171.2318 | 1173.9495 | 1176.4765 | 242
OR_Residential_LI - Single Family_Existing_Space Heating_Natural Gas_Furnace | OR | Residential | LI - Multi-Family | Existing | Space Heating | Natural Gas | Behavioral Programs | A | ORM195 | None | Program Participation | 2 | 1.9308 | 0 | 0 | 4.42 | 0 | 0 | 0 | 0.30173 | 0.45 | household | 0% | 75% | Retrofit | Retro3Slow | 99.01% | TBD | 0% | 1250.6032 |  | 648.3555 |  | 0.011344 | BEHAV_HER-All-CPUC-2018_PG-3 | BEHAV_HER-All-CPUC-2018_PG-3 | BEHAV_HER-All-CPUC-2018_PG-3 | None | None | None | None | None | None | None | None | None | None | None | None | None | None | None | None | None | None | None | None | None | None | None | None | None | None | None | Program Participation | Program Participation | Program Participation | Program Participation | Program Participation | Program Participation | Program Participation | Program Participation | Program Participation | Program Participation | Program Participation | Program Participation | Program Participation | Program Participation | Program Participation | Program Participation | Program Participation | Program Participation | Program Participation | Program Participation | Program Participation | Program Participation | Program Participation | Program Participation | Program Participation | Program Participation | Program Participation | 4.42 | 4.42 | 4.42 | 4.42 | 4.42 | 4.42 | 4.42 | 4.42 | 4.42 | 4.42 | 4.42 | 4.42 | 4.42 | 4.42 | 4.42 | 4.42 | 4.42 | 4.42 | 4.42 | 4.42 | 4.42 | 4.42 | 4.42 | 4.42 | 4.42 | 4.42 | 4.42 | 0 | 0 | 2.0273 | 1.9865 | 1.9413 | 1.8927 | 1.8412 | 1.7852 | 1.7274 | 1.6709 | 1.6193 | 1.5754 | 1.5409 | 1.5164 | 1.5 | 1.4895 | 1.4823 | 1.477 | 1.4728 | 1.4692 | 1.4661 | 1.4634 | 1.4611 | 1.4591 | 1.4574 | 1.4559 | 1.4547 | 0.011327 | 0.017651 | 0.024059 | 0.04344 | 0.059149 | 0.069872 | 0.061672 | 0.046825 | 0.0041899 | 0 | 0 | 0 | 0 | 0 | 0 | 0 | 0 | 0 | 0 | 0 | 0 | 0 | 0 | 0 | 0 | 0.011327 | 0.02875 | 0.052155 | 0.094291 | 0.15087 | 0.21616 | 0.27083 | 0.3088 | 0.30345 | 0.29523 | 0.28876 | 0.28416 | 0.28109 | 0.27913 | 0.27779 | 0.27679 | 0.27599 | 0.27531 | 0.27473 | 0.27423 | 0.2738 | 0.27343 | 0.27311 | 0.27283 | 0.2726 | 5.587 | 8.8857 | 12.3936 | 22.951 | 32.1262 | 39.139 | 35.7024 | 28.0233 | 2.5875 | 0 | 0 | 0 | 0 | 0 | 0 | 0 | 0 | 0 | 0 | 0 | 0 | 0 | 0 | 0 | 0 | 5.587 | 14.4727 | 26.8664 | 49.8174 | 81.9436 | 121.0826 | 156.785 | 184.8083 | 187.3957 | 187.3957 | 187.3957 | 187.3957 | 187.3957 | 187.3957 | 187.3957 | 187.3957 | 187.3957 | 187.3957 | 187.3957 | 187.3957 | 187.3957 | 187.3957 | 187.3957 | 187.3957 | 187.3957 | 0.011344 | 0.01771 | 0.024195 | 0.043798 | 0.059815 | 0.070906 | 0.062826 | 0.047889 | 0.004301 | 0 | 0 | 0 | 0 | 0 | 0 | 0 | 0 | 0 | 0 | 0 | 0 | 0 | 0 | 0 | 0 | 0.011344 | 0.028846 | 0.052448 | 0.095069 | 0.15257 | 0.21936 | 0.2759 | 0.31582 | 0.3115 | 0.304 | 0.29804 | 0.29372 | 0.29076 | 0.28877 | 0.28734 | 0.28623 | 0.2853 | 0.2845 | 0.28379 | 0.28316 | 0.28262 | 0.28212 | 0.28169 | 0.2813 | 0.28096 | 5.587 | 8.8857 | 12.3936 | 22.951 | 32.1262 | 39.139 | 35.7024 | 28.0233 | 2.5875 | 0 | 0 | 0 | 0 | 0 | 0 | 0 | 0 | 0 | 0 | 0 | 0 | 0 | 0 | 0 | 0 | 5.587 | 14.4727 | 26.8664 | 49.8174 | 81.9436 | 121.0826 | 156.785 | 184.8083 | 187.3957 | 187.3957 | 187.3957 | 187.3957 | 187.3957 | 187.3957 | 187.3957 | 187.3957 | 187.3957 | 187.3957 | 187.3957 | 187.3957 | 187.3957 | 187.3957 | 187.3957 | 187.3957 | 187.3957 | 0 | 0.017977 | 0.035989 | 0.045429 | 0.062866 | 0.07568 | 0.078872 | 0.052888 | 0.01525 | 0 | 0 | 0 | 0 | 0 | 0 | 0 | 0 | 0 | 0 | 0 | 0 | 0 | 0 | 0 | 0 | 0 | 0.017977 | 0.053774 | 0.098608 | 0.16035 | 0.23413 | 0.31017 | 0.35933 | 0.37044 | 0.3665 | 0.36301 | 0.36002 | 0.35749 | 0.35531 | 0.35337 | 0.35161 | 0.34997 | 0.34845 | 0.34702 | 0.34569 | 0.34444 | 0.34327 | 0.34218 | 0.34115 | 0.34019 | 0 | 8.8857 | 17.9807 | 22.951 | 32.1262 | 39.139 | 41.2895 | 28.0233 | 8.1745 | 0 | 0 | 0 | 0 | 0 | 0 | 0 | 0 | 0 | 0 | 0 | 0 | 0 | 0 | 0 | 0 | 0 | 8.8857 | 26.8664 | 49.8174 | 81.9436 | 121.0826 | 162.372 | 190.3953 | 198.5698 | 198.5698 | 198.5698 | 198.5698 | 198.5698 | 198.5698 | 198.5698 | 198.5698 | 198.5698 | 198.5698 | 198.5698 | 198.5698 | 198.5698 | 198.5698 | 198.5698 | 198.5698 | 198.5698 | 0.011375 | 0.01782 | 0.024445 | 0.044465 | 0.061058 | 0.072842 | 0.064996 | 0.0499 | 0.0045118 | 0 | 0 | 0 | 0 | 0 | 0 | 0 | 0 | 0 | 0 | 0 | 0 | 0 | 0 | 0 | 0 | 0.011375 | 0.029025 | 0.052991 | 0.096515 | 0.15574 | 0.22535 | 0.28543 | 0.32908 | 0.32676 | 0.32074 | 0.31584 | 0.31214 | 0.30944 | 0.30749 | 0.30597 | 0.30469 | 0.30356 | 0.30254 | 0.3016 | 0.30074 | 0.29994 | 0.29921 | 0.29854 | 0.29793 | 0.29736 | 5.587 | 8.8857 | 12.3936 | 22.951 | 32.1262 | 39.139 | 35.7024 | 28.0233 | 2.5875 | 0 | 0 | 0 | 0 | 0 | 0 | 0 | 0 | 0 | 0 | 0 | 0 | 0 | 0 | 0 | 0 | 5.587 | 14.4727 | 26.8664 | 49.8174 | 81.9436 | 121.0826 | 156.785 | 184.8083 | 187.3957 | 187.3957 | 187.3957 | 187.3957 | 187.3957 | 187.3957 | 187.3957 | 187.3957 | 187.3957 | 187.3957 | 187.3957 | 187.3957 | 187.3957 | 187.3957 | 187.3957 | 187.3957 | 187.3957 | 1160.0513 | 1170.9119 | 1182.0466 | 1193.3039 | 1204.5491 | 1215.6488 | 1226.4788 | 1236.922 | 1246.8683 | 1256.2202 | 1264.9972 | 1273.2562 | 1280.926 | 1288.0552 | 1294.6878 | 1300.8632 | 1306.6152 | 1311.9688 | 1316.966 | 1321.6246 | 1325.9811 | 1330.0573 | 1333.8717 | 1337.444 | 1340.7919 | 601.4102 | 607.0407 | 612.8134 | 618.6495 | 624.4794 | 630.2339 | 635.8485 | 641.2626 | 646.4191 | 651.2675 | 655.8178 | 660.0995 | 664.0758 | 667.7718 | 671.2104 | 674.412 | 677.394 | 680.1694 | 682.7602 | 685.1754 | 687.4339 | 689.5472 | 691.5247 | 693.3767 | 695.1124 | 243
OR_Residential_LI - Single Family_Existing_Space Heating_Natural Gas_Furnace | OR | Residential | LI - Multi-Family | Existing | Water Heating | Natural Gas | Behavioral Programs | A | ORM196 | None | Program Participation | 2 | 0.89122 | 0 | 0 | 4.42 | 0 | 0 | 0 | 0.30173 | 0.45 | household | 0% | 75% | Retrofit | Retro3Slow | 99.01% | TBD | 0% | 1250.6032 |  | 648.3555 |  | 0.012988 | BEHAV_HER-All-CPUC-2018_PG-3 | BEHAV_HER-All-CPUC-2018_PG-3 | BEHAV_HER-All-CPUC-2018_PG-3 | None | None | None | None | None | None | None | None | None | None | None | None | None | None | None | None | None | None | None | None | None | None | None | None | None | None | None | Program Participation | Program Participation | Program Participation | Program Participation | Program Participation | Program Participation | Program Participation | Program Participation | Program Participation | Program Participation | Program Participation | Program Participation | Program Participation | Program Participation | Program Participation | Program Participation | Program Participation | Program Participation | Program Participation | Program Participation | Program Participation | Program Participation | Program Participation | Program Participation | Program Participation | Program Participation | Program Participation | 4.42 | 4.42 | 4.42 | 4.42 | 4.42 | 4.42 | 4.42 | 4.42 | 4.42 | 4.42 | 4.42 | 4.42 | 4.42 | 4.42 | 4.42 | 4.42 | 4.42 | 4.42 | 4.42 | 4.42 | 4.42 | 4.42 | 4.42 | 4.42 | 4.42 | 4.42 | 4.42 | 0 | 0 | 0.87054 | 0.85774 | 0.84407 | 0.82954 | 0.81411 | 0.79791 | 0.78113 | 0.76386 | 0.7464 | 0.72902 | 0.71201 | 0.69553 | 0.68016 | 0.66611 | 0.65353 | 0.64225 | 0.63222 | 0.62312 | 0.61419 | 0.60543 | 0.59684 | 0.58845 | 0.58031 | 0.5725 | 0.56513 | 0.012983 | 0.020042 | 0.026726 | 0.048009 | 0.064623 | 0.075414 | 0.064113 | 0.045926 | 0 | 0 | 0 | 0 | 0 | 0 | 0 | 0 | 0 | 0 | 0 | 0 | 0 | 0 | 0 | 0 | 0 | 0.012983 | 0.032834 | 0.059037 | 0.10603 | 0.16868 | 0.24074 | 0.29979 | 0.33909 | 0.33133 | 0.32362 | 0.31607 | 0.30876 | 0.30193 | 0.2957 | 0.29011 | 0.2851 | 0.28065 | 0.27661 | 0.27265 | 0.26876 | 0.26494 | 0.26122 | 0.25761 | 0.25414 | 0.25087 | 14.9141 | 23.366 | 31.6632 | 57.8746 | 79.3786 | 94.5142 | 82.0775 | 60.1239 | 0 | 0 | 0 | 0 | 0 | 0 | 0 | 0 | 0 | 0 | 0 | 0 | 0 | 0 | 0 | 0 | 0 | 14.9141 | 38.2801 | 69.9433 | 127.8179 | 207.1965 | 301.7107 | 383.7882 | 443.9121 | 443.9121 | 443.9121 | 443.9121 | 443.9121 | 443.9121 | 443.9121 | 443.9121 | 443.9121 | 443.9121 | 443.9121 | 443.9121 | 443.9121 | 443.9121 | 443.9121 | 443.9121 | 443.9121 | 443.9121 | 0.012988 | 0.020056 | 0.026758 | 0.048099 | 0.064802 | 0.07571 | 0.064457 | 0.046254 | 0 | 0 | 0 | 0 | 0 | 0 | 0 | 0 | 0 | 0 | 0 | 0 | 0 | 0 | 0 | 0 | 0 | 0.012988 | 0.032858 | 0.059108 | 0.10623 | 0.16915 | 0.24168 | 0.3014 | 0.3415 | 0.33438 | 0.32735 | 0.32051 | 0.31393 | 0.30779 | 0.3022 | 0.2972 | 0.29272 | 0.28874 | 0.28514 | 0.28162 | 0.27818 | 0.27481 | 0.27154 | 0.26836 | 0.26533 | 0.26246 | 14.9141 | 23.366 | 31.6632 | 57.8746 | 79.3786 | 94.5142 | 82.0775 | 60.1239 | 0 | 0 | 0 | 0 | 0 | 0 | 0 | 0 | 0 | 0 | 0 | 0 | 0 | 0 | 0 | 0 | 0 | 14.9141 | 38.2801 | 69.9433 | 127.8179 | 207.1965 | 301.7107 | 383.7882 | 443.9121 | 443.9121 | 443.9121 | 443.9121 | 443.9121 | 443.9121 | 443.9121 | 443.9121 | 443.9121 | 443.9121 | 443.9121 | 443.9121 | 443.9121 | 443.9121 | 443.9121 | 443.9121 | 443.9121 | 443.9121 | 0 | 0.020122 | 0.039553 | 0.048409 | 0.065326 | 0.076437 | 0.076994 | 0.0468 | 0.0066644 | 0 | 0 | 0 | 0 | 0 | 0 | 0 | 0 | 0 | 0 | 0 | 0 | 0 | 0 | 0 | 0 | 0 | 0.020122 | 0.059395 | 0.10691 | 0.17052 | 0.244 | 0.3165 | 0.35715 | 0.35662 | 0.34934 | 0.34217 | 0.33527 | 0.32884 | 0.32295 | 0.31768 | 0.31291 | 0.30867 | 0.30484 | 0.30109 | 0.29742 | 0.29382 | 0.29034 | 0.28696 | 0.28372 | 0.28067 | 0 | 23.366 | 46.5773 | 57.8746 | 79.3786 | 94.5142 | 96.9916 | 60.1239 | 8.7377 | 0 | 0 | 0 | 0 | 0 | 0 | 0 | 0 | 0 | 0 | 0 | 0 | 0 | 0 | 0 | 0 | 0 | 23.366 | 69.9433 | 127.8179 | 207.1965 | 301.7107 | 398.7023 | 458.8262 | 467.5638 | 467.5638 | 467.5638 | 467.5638 | 467.5638 | 467.5638 | 467.5638 | 467.5638 | 467.5638 | 467.5638 | 467.5638 | 467.5638 | 467.5638 | 467.5638 | 467.5638 | 467.5638 | 467.5638 | 0.012988 | 0.020057 | 0.02676 | 0.048105 | 0.064814 | 0.075731 | 0.06448 | 0.046272 | 0 | 0 | 0 | 0 | 0 | 0 | 0 | 0 | 0 | 0 | 0 | 0 | 0 | 0 | 0 | 0 | 0 | 0.012988 | 0.032859 | 0.059112 | 0.10624 | 0.16918 | 0.24175 | 0.3015 | 0.34164 | 0.33451 | 0.32748 | 0.32064 | 0.31406 | 0.30792 | 0.30233 | 0.29732 | 0.29284 | 0.28886 | 0.28526 | 0.28174 | 0.2783 | 0.27493 | 0.27165 | 0.26848 | 0.26544 | 0.26257 | 14.9141 | 23.366 | 31.6632 | 57.8746 | 79.3786 | 94.5142 | 82.0775 | 60.1239 | 0 | 0 | 0 | 0 | 0 | 0 | 0 | 0 | 0 | 0 | 0 | 0 | 0 | 0 | 0 | 0 | 0 | 14.9141 | 38.2801 | 69.9433 | 127.8179 | 207.1965 | 301.7107 | 383.7882 | 443.9121 | 443.9121 | 443.9121 | 443.9121 | 443.9121 | 443.9121 | 443.9121 | 443.9121 | 443.9121 | 443.9121 | 443.9121 | 443.9121 | 443.9121 | 443.9121 | 443.9121 | 443.9121 | 443.9121 | 443.9121 | 1160.0513 | 1170.9119 | 1182.0466 | 1193.3039 | 1204.5491 | 1215.6488 | 1226.4788 | 1236.922 | 1246.8683 | 1256.2202 | 1264.9972 | 1273.2562 | 1280.926 | 1288.0552 | 1294.6878 | 1300.8632 | 1306.6152 | 1311.9688 | 1316.966 | 1321.6246 | 1325.9811 | 1330.0573 | 1333.8717 | 1337.444 | 1340.7919 | 601.4102 | 607.0407 | 612.8134 | 618.6495 | 624.4794 | 630.2339 | 635.8485 | 641.2626 | 646.4191 | 651.2675 | 655.8178 | 660.0995 | 664.0758 | 667.7718 | 671.2104 | 674.412 | 677.394 | 680.1694 | 682.7602 | 685.1754 | 687.4339 | 689.5472 | 691.5247 | 693.3767 | 695.1124 | 244
OR_Residential_LI - Single Family_Existing_Space Heating_Natural Gas_Furnace | OR | Residential | LI - Multi-Family | Existing | Appliances | Natural Gas | Behavioral Programs | A | ORM197 | None | Program Participation | 2 | 0.054348 | 0 | 0 | 4.42 | 0 | 0 | 0 | 0.30173 | 0.45 | household | 0% | 75% | Retrofit | Retro3Slow | 99.01% | TBD | 0% | 1250.6032 |  | 648.3555 |  | 0.00097441 | BEHAV_HER-All-CPUC-2018_PG-3 | BEHAV_HER-All-CPUC-2018_PG-3 | BEHAV_HER-All-CPUC-2018_PG-3 | None | None | None | None | None | None | None | None | None | None | None | None | None | None | None | None | None | None | None | None | None | None | None | None | None | None | None | Program Participation | Program Participation | Program Participation | Program Participation | Program Participation | Program Participation | Program Participation | Program Participation | Program Participation | Program Participation | Program Participation | Program Participation | Program Participation | Program Participation | Program Participation | Program Participation | Program Participation | Program Participation | Program Participation | Program Participation | Program Participation | Program Participation | Program Participation | Program Participation | Program Participation | Program Participation | Program Participation | 4.42 | 4.42 | 4.42 | 4.42 | 4.42 | 4.42 | 4.42 | 4.42 | 4.42 | 4.42 | 4.42 | 4.42 | 4.42 | 4.42 | 4.42 | 4.42 | 4.42 | 4.42 | 4.42 | 4.42 | 4.42 | 4.42 | 4.42 | 4.42 | 4.42 | 4.42 | 4.42 | 0 | 0 | 0.053463 | 0.052976 | 0.052481 | 0.051991 | 0.051517 | 0.051068 | 0.050654 | 0.05028 | 0.049954 | 0.049667 | 0.049414 | 0.04919 | 0.048991 | 0.048813 | 0.048652 | 0.048508 | 0.048377 | 0.048257 | 0.048146 | 0.048044 | 0.047949 | 0.04786 | 0.047776 | 0.047697 | 0.047621 | 0.00097441 | 0.0015117 | 0.0020266 | 0.0036674 | 0.0049795 | 0.0058711 | 0.0050451 | 0.0036556 | 0 | 0 | 0 | 0 | 0 | 0 | 0 | 0 | 0 | 0 | 0 | 0 | 0 | 0 | 0 | 0 | 0 | 0.00097441 | 0.0024772 | 0.0044806 | 0.0081062 | 0.013012 | 0.01877 | 0.023662 | 0.027143 | 0.026967 | 0.026813 | 0.026676 | 0.026555 | 0.026447 | 0.026351 | 0.026265 | 0.026187 | 0.026116 | 0.026051 | 0.025991 | 0.025936 | 0.025885 | 0.025837 | 0.025792 | 0.025749 | 0.025708 | 18.2259 | 28.5348 | 38.6155 | 70.5397 | 96.6581 | 114.9652 | 99.5991 | 72.7045 | 0 | 0 | 0 | 0 | 0 | 0 | 0 | 0 | 0 | 0 | 0 | 0 | 0 | 0 | 0 | 0 | 0 | 18.2259 | 46.7607 | 85.3762 | 155.9159 | 252.5741 | 367.5392 | 467.1383 | 539.8429 | 539.8429 | 539.8429 | 539.8429 | 539.8429 | 539.8429 | 539.8429 | 539.8429 | 539.8429 | 539.8429 | 539.8429 | 539.8429 | 539.8429 | 539.8429 | 539.8429 | 539.8429 | 539.8429 | 539.8429 | 0.00097441 | 0.0015117 | 0.0020266 | 0.0036674 | 0.0049795 | 0.0058711 | 0.0050451 | 0.0036556 | 0 | 0 | 0 | 0 | 0 | 0 | 0 | 0 | 0 | 0 | 0 | 0 | 0 | 0 | 0 | 0 | 0 | 0.00097441 | 0.0024772 | 0.0044806 | 0.0081062 | 0.013012 | 0.01877 | 0.023662 | 0.027143 | 0.026967 | 0.026813 | 0.026676 | 0.026555 | 0.026447 | 0.026351 | 0.026265 | 0.026187 | 0.026116 | 0.026051 | 0.025991 | 0.025936 | 0.025885 | 0.025837 | 0.025792 | 0.025749 | 0.025708 | 18.2259 | 28.5348 | 38.6155 | 70.5397 | 96.6581 | 114.9652 | 99.5991 | 72.7045 | 0 | 0 | 0 | 0 | 0 | 0 | 0 | 0 | 0 | 0 | 0 | 0 | 0 | 0 | 0 | 0 | 0 | 18.2259 | 46.7607 | 85.3762 | 155.9159 | 252.5741 | 367.5392 | 467.1383 | 539.8429 | 539.8429 | 539.8429 | 539.8429 | 539.8429 | 539.8429 | 539.8429 | 539.8429 | 539.8429 | 539.8429 | 539.8429 | 539.8429 | 539.8429 | 539.8429 | 539.8429 | 539.8429 | 539.8429 | 539.8429 | 0 | 0.0015117 | 0.0029831 | 0.0036674 | 0.0049795 | 0.0058711 | 0.0059683 | 0.0036556 | 0.0004999 | 0 | 0 | 0 | 0 | 0 | 0 | 0 | 0 | 0 | 0 | 0 | 0 | 0 | 0 | 0 | 0 | 0 | 0.0015117 | 0.0044806 | 0.0081062 | 0.013012 | 0.01877 | 0.024585 | 0.02806 | 0.028378 | 0.028215 | 0.028071 | 0.027944 | 0.027831 | 0.027729 | 0.027638 | 0.027556 | 0.027482 | 0.027414 | 0.027351 | 0.027293 | 0.027239 | 0.027188 | 0.02714 | 0.027095 | 0.027053 | 0 | 28.5348 | 56.8414 | 70.5397 | 96.6581 | 114.9652 | 117.825 | 72.7045 | 10.0073 | 0 | 0 | 0 | 0 | 0 | 0 | 0 | 0 | 0 | 0 | 0 | 0 | 0 | 0 | 0 | 0 | 0 | 28.5348 | 85.3762 | 155.9159 | 252.5741 | 367.5392 | 485.3642 | 558.0688 | 568.0761 | 568.0761 | 568.0761 | 568.0761 | 568.0761 | 568.0761 | 568.0761 | 568.0761 | 568.0761 | 568.0761 | 568.0761 | 568.0761 | 568.0761 | 568.0761 | 568.0761 | 568.0761 | 568.0761 | 0.00097441 | 0.0015117 | 0.0020266 | 0.0036674 | 0.0049795 | 0.0058711 | 0.0050451 | 0.0036556 | 0 | 0 | 0 | 0 | 0 | 0 | 0 | 0 | 0 | 0 | 0 | 0 | 0 | 0 | 0 | 0 | 0 | 0.00097441 | 0.0024772 | 0.0044806 | 0.0081062 | 0.013012 | 0.01877 | 0.023662 | 0.027143 | 0.026967 | 0.026813 | 0.026676 | 0.026555 | 0.026447 | 0.026351 | 0.026265 | 0.026187 | 0.026116 | 0.026051 | 0.025991 | 0.025936 | 0.025885 | 0.025837 | 0.025792 | 0.025749 | 0.025708 | 18.2259 | 28.5348 | 38.6155 | 70.5397 | 96.6581 | 114.9652 | 99.5991 | 72.7045 | 0 | 0 | 0 | 0 | 0 | 0 | 0 | 0 | 0 | 0 | 0 | 0 | 0 | 0 | 0 | 0 | 0 | 18.2259 | 46.7607 | 85.3762 | 155.9159 | 252.5741 | 367.5392 | 467.1383 | 539.8429 | 539.8429 | 539.8429 | 539.8429 | 539.8429 | 539.8429 | 539.8429 | 539.8429 | 539.8429 | 539.8429 | 539.8429 | 539.8429 | 539.8429 | 539.8429 | 539.8429 | 539.8429 | 539.8429 | 539.8429 | 1160.0513 | 1170.9119 | 1182.0466 | 1193.3039 | 1204.5491 | 1215.6488 | 1226.4788 | 1236.922 | 1246.8683 | 1256.2202 | 1264.9972 | 1273.2562 | 1280.926 | 1288.0552 | 1294.6878 | 1300.8632 | 1306.6152 | 1311.9688 | 1316.966 | 1321.6246 | 1325.9811 | 1330.0573 | 1333.8717 | 1337.444 | 1340.7919 | 601.4102 | 607.0407 | 612.8134 | 618.6495 | 624.4794 | 630.2339 | 635.8485 | 641.2626 | 646.4191 | 651.2675 | 655.8178 | 660.0995 | 664.0758 | 667.7718 | 671.2104 | 674.412 | 677.394 | 680.1694 | 682.7602 | 685.1754 | 687.4339 | 689.5472 | 691.5247 | 693.3767 | 695.1124 | 245
OR_Residential_LI - Single Family_Existing_Space Heating_Natural Gas_Furnace | OR | Residential | LI - Multi-Family | Existing | Miscellaneous | Natural Gas | Behavioral Programs | A | ORM198 | None | Program Participation | 2 | 0.006374 | 0 | 0 | 4.42 | 0 | 0 | 0 | 0.30173 | 0.45 | household | 0% | 75% | Retrofit | Retro3Slow | 99.01% | TBD | 0% | 1250.6032 |  | 648.3555 |  | 0.00011617 | BEHAV_HER-All-CPUC-2018_PG-3 | BEHAV_HER-All-CPUC-2018_PG-3 | BEHAV_HER-All-CPUC-2018_PG-3 | None | None | None | None | None | None | None | None | None | None | None | None | None | None | None | None | None | None | None | None | None | None | None | None | None | None | None | Program Participation | Program Participation | Program Participation | Program Participation | Program Participation | Program Participation | Program Participation | Program Participation | Program Participation | Program Participation | Program Participation | Program Participation | Program Participation | Program Participation | Program Participation | Program Participation | Program Participation | Program Participation | Program Participation | Program Participation | Program Participation | Program Participation | Program Participation | Program Participation | Program Participation | Program Participation | Program Participation | 4.42 | 4.42 | 4.42 | 4.42 | 4.42 | 4.42 | 4.42 | 4.42 | 4.42 | 4.42 | 4.42 | 4.42 | 4.42 | 4.42 | 4.42 | 4.42 | 4.42 | 4.42 | 4.42 | 4.42 | 4.42 | 4.42 | 4.42 | 4.42 | 4.42 | 4.42 | 4.42 | 0 | 0 | 0.006374 | 0.006374 | 0.006374 | 0.006374 | 0.006374 | 0.006374 | 0.006374 | 0.006374 | 0.006374 | 0.006374 | 0.006374 | 0.006374 | 0.006374 | 0.006374 | 0.006374 | 0.006374 | 0.006374 | 0.006374 | 0.006374 | 0.006374 | 0.006374 | 0.006374 | 0.006374 | 0.006374 | 0.006374 | 0.00011617 | 0.00018188 | 0.00024614 | 0.00044962 | 0.0006161 | 0.00073279 | 0.00063485 | 0.00046342 | 0 | 0 | 0 | 0 | 0 | 0 | 0 | 0 | 0 | 0 | 0 | 0 | 0 | 0 | 0 | 0 | 0 | 0.00011617 | 0.00029805 | 0.00054419 | 0.00099381 | 0.0016099 | 0.0023427 | 0.0029775 | 0.003441 | 0.003441 | 0.003441 | 0.003441 | 0.003441 | 0.003441 | 0.003441 | 0.003441 | 0.003441 | 0.003441 | 0.003441 | 0.003441 | 0.003441 | 0.003441 | 0.003441 | 0.003441 | 0.003441 | 0.003441 | 18.2259 | 28.5348 | 38.6155 | 70.5397 | 96.6581 | 114.9652 | 99.5991 | 72.7045 | 0 | 0 | 0 | 0 | 0 | 0 | 0 | 0 | 0 | 0 | 0 | 0 | 0 | 0 | 0 | 0 | 0 | 18.2259 | 46.7607 | 85.3762 | 155.9159 | 252.5741 | 367.5392 | 467.1383 | 539.8429 | 539.8429 | 539.8429 | 539.8429 | 539.8429 | 539.8429 | 539.8429 | 539.8429 | 539.8429 | 539.8429 | 539.8429 | 539.8429 | 539.8429 | 539.8429 | 539.8429 | 539.8429 | 539.8429 | 539.8429 | 0.00011617 | 0.00018188 | 0.00024614 | 0.00044962 | 0.0006161 | 0.00073279 | 0.00063485 | 0.00046342 | 0 | 0 | 0 | 0 | 0 | 0 | 0 | 0 | 0 | 0 | 0 | 0 | 0 | 0 | 0 | 0 | 0 | 0.00011617 | 0.00029805 | 0.00054419 | 0.00099381 | 0.0016099 | 0.0023427 | 0.0029775 | 0.003441 | 0.003441 | 0.003441 | 0.003441 | 0.003441 | 0.003441 | 0.003441 | 0.003441 | 0.003441 | 0.003441 | 0.003441 | 0.003441 | 0.003441 | 0.003441 | 0.003441 | 0.003441 | 0.003441 | 0.003441 | 18.2259 | 28.5348 | 38.6155 | 70.5397 | 96.6581 | 114.9652 | 99.5991 | 72.7045 | 0 | 0 | 0 | 0 | 0 | 0 | 0 | 0 | 0 | 0 | 0 | 0 | 0 | 0 | 0 | 0 | 0 | 18.2259 | 46.7607 | 85.3762 | 155.9159 | 252.5741 | 367.5392 | 467.1383 | 539.8429 | 539.8429 | 539.8429 | 539.8429 | 539.8429 | 539.8429 | 539.8429 | 539.8429 | 539.8429 | 539.8429 | 539.8429 | 539.8429 | 539.8429 | 539.8429 | 539.8429 | 539.8429 | 539.8429 | 539.8429 | 0 | 0.00018188 | 0.00036231 | 0.00044962 | 0.0006161 | 0.00073279 | 0.00075102 | 0.00046342 | 6.3787e-05 | 0 | 0 | 0 | 0 | 0 | 0 | 0 | 0 | 0 | 0 | 0 | 0 | 0 | 0 | 0 | 0 | 0 | 0.00018188 | 0.00054419 | 0.00099381 | 0.0016099 | 0.0023427 | 0.0030937 | 0.0035571 | 0.0036209 | 0.0036209 | 0.0036209 | 0.0036209 | 0.0036209 | 0.0036209 | 0.0036209 | 0.0036209 | 0.0036209 | 0.0036209 | 0.0036209 | 0.0036209 | 0.0036209 | 0.0036209 | 0.0036209 | 0.0036209 | 0.0036209 | 0 | 28.5348 | 56.8414 | 70.5397 | 96.6581 | 114.9652 | 117.825 | 72.7045 | 10.0073 | 0 | 0 | 0 | 0 | 0 | 0 | 0 | 0 | 0 | 0 | 0 | 0 | 0 | 0 | 0 | 0 | 0 | 28.5348 | 85.3762 | 155.9159 | 252.5741 | 367.5392 | 485.3642 | 558.0688 | 568.0761 | 568.0761 | 568.0761 | 568.0761 | 568.0761 | 568.0761 | 568.0761 | 568.0761 | 568.0761 | 568.0761 | 568.0761 | 568.0761 | 568.0761 | 568.0761 | 568.0761 | 568.0761 | 568.0761 | 0.00011617 | 0.00018188 | 0.00024614 | 0.00044962 | 0.0006161 | 0.00073279 | 0.00063485 | 0.00046342 | 0 | 0 | 0 | 0 | 0 | 0 | 0 | 0 | 0 | 0 | 0 | 0 | 0 | 0 | 0 | 0 | 0 | 0.00011617 | 0.00029805 | 0.00054419 | 0.00099381 | 0.0016099 | 0.0023427 | 0.0029775 | 0.003441 | 0.003441 | 0.003441 | 0.003441 | 0.003441 | 0.003441 | 0.003441 | 0.003441 | 0.003441 | 0.003441 | 0.003441 | 0.003441 | 0.003441 | 0.003441 | 0.003441 | 0.003441 | 0.003441 | 0.003441 | 18.2259 | 28.5348 | 38.6155 | 70.5397 | 96.6581 | 114.9652 | 99.5991 | 72.7045 | 0 | 0 | 0 | 0 | 0 | 0 | 0 | 0 | 0 | 0 | 0 | 0 | 0 | 0 | 0 | 0 | 0 | 18.2259 | 46.7607 | 85.3762 | 155.9159 | 252.5741 | 367.5392 | 467.1383 | 539.8429 | 539.8429 | 539.8429 | 539.8429 | 539.8429 | 539.8429 | 539.8429 | 539.8429 | 539.8429 | 539.8429 | 539.8429 | 539.8429 | 539.8429 | 539.8429 | 539.8429 | 539.8429 | 539.8429 | 539.8429 | 1160.0513 | 1170.9119 | 1182.0466 | 1193.3039 | 1204.5491 | 1215.6488 | 1226.4788 | 1236.922 | 1246.8683 | 1256.2202 | 1264.9972 | 1273.2562 | 1280.926 | 1288.0552 | 1294.6878 | 1300.8632 | 1306.6152 | 1311.9688 | 1316.966 | 1321.6246 | 1325.9811 | 1330.0573 | 1333.8717 | 1337.444 | 1340.7919 | 601.4102 | 607.0407 | 612.8134 | 618.6495 | 624.4794 | 630.2339 | 635.8485 | 641.2626 | 646.4191 | 651.2675 | 655.8178 | 660.0995 | 664.0758 | 667.7718 | 671.2104 | 674.412 | 677.394 | 680.1694 | 682.7602 | 685.1754 | 687.4339 | 689.5472 | 691.5247 | 693.3767 | 695.1124 | 246
OR_Residential_LI - Single Family_Existing_Space Heating_Natural Gas_Furnace | OR | Residential | LI - Multi-Family | New | Space Heating | Natural Gas | Insulation - Ceiling Installation | A | ORM199 | R-0 | R-49 | 45 | 0.035 | 0 | 0 | 1.12 | 0 | 0.03 | 0 | 1 | 0.25 | sqft roof - mf | 0% | 0% | Retrofit | Retro5Med | 81.71% | TBD | 0% | 510.9888 |  | 383.8739 |  | 0 | Avista TRM - 07.01.21 - Attic Insulation | Avista TRM - 07.01.21 - Attic Insulation | Avista TRM - 07.01.21 - Attic Insulation | R-0 | R-0 | R-0 | R-0 | R-0 | R-0 | R-0 | R-0 | R-0 | R-0 | R-0 | R-0 | R-0 | R-0 | R-0 | R-0 | R-0 | R-0 | R-0 | R-0 | R-0 | R-0 | R-0 | R-0 | R-0 | R-0 | R-0 | R-49 | R-49 | R-49 | R-49 | R-49 | R-49 | R-49 | R-49 | R-49 | R-49 | R-49 | R-49 | R-49 | R-49 | R-49 | R-49 | R-49 | R-49 | R-49 | R-49 | R-49 | R-49 | R-49 | R-49 | R-49 | R-49 | R-49 | 1.12 | 1.12 | 1.12 | 1.12 | 1.12 | 1.12 | 1.12 | 1.12 | 1.12 | 1.12 | 1.12 | 1.12 | 1.12 | 1.12 | 1.12 | 1.12 | 1.12 | 1.12 | 1.12 | 1.12 | 1.12 | 1.12 | 1.12 | 1.12 | 1.12 | 1.12 | 1.12 | 0 | 0 | 0.035722 | 0.10222 | 0.13009 | 0.1403 | 0.14124 | 0.13593 | 0.12734 | 0.11802 | 0.11004 | 0.10485 | 0.10354 | 0.10625 | 0.11183 | 0.11933 | 0.12756 | 0.13581 | 0.14367 | 0.15101 | 0.15779 | 0.16406 | 0.16985 | 0.1752 | 0.18016 | 0.18477 | 0.18904 | 0 | 0 | 0 | 0 | 0 | 0 | 0 | 0 | 0 | 0 | 0 | 0 | 0 | 0 | 0 | 0 | 0 | 0 | 0 | 0 | 0 | 0 | 0 | 0 | 0 | 0 | 0 | 0 | 0 | 0 | 0 | 0 | 0 | 0 | 0 | 0 | 0 | 0 | 0 | 0 | 0 | 0 | 0 | 0 | 0 | 0 | 0 | 0 | 0 | 0 | 0 | 0 | 0 | 0 | 0 | 0 | 0 | 0 | 0 | 0 | 0 | 0 | 0 | 0 | 0 | 0 | 0 | 0 | 0 | 0 | 0 | 0 | 0 | 0 | 0 | 0 | 0 | 0 | 0 | 0 | 0 | 0 | 0 | 0 | 0 | 0 | 0 | 0 | 0 | 0 | 0 | 0 | 0 | 0 | 0 | 0 | 0 | 0 | 0 | 0 | 0 | 0 | 0 | 0 | 0 | 0 | 0 | 0 | 0 | 0 | 0 | 0 | 0 | 0 | 0 | 0 | 0 | 0 | 0 | 0 | 0 | 0 | 0 | 0 | 0 | 0 | 0 | 0 | 0 | 0 | 0 | 0 | 0 | 0 | 0 | 0 | 0 | 0 | 0 | 0 | 0 | 0 | 0 | 0 | 0 | 0 | 0 | 0 | 0 | 0 | 0 | 0 | 0 | 0 | 0 | 0 | 0 | 0 | 0 | 0 | 0 | 0 | 0 | 0 | 0 | 0 | 0 | 0 | 0 | 0 | 0 | 0 | 0 | 0 | 0 | 0 | 0 | 0 | 0 | 0 | 0 | 0 | 0 | 0 | 0 | 0 | 0 | 0 | 0 | 0 | 0 | 0 | 0 | 0 | 0 | 0 | 0 | 0 | 0 | 0 | 0 | 0 | 0 | 0 | 0 | 0 | 0 | 0 | 0 | 0 | 0 | 0 | 0 | 0 | 0 | 0 | 0 | 0 | 0 | 0 | 0 | 0 | 0 | 0 | 0 | 0 | 0 | 0 | 0 | 0 | 0 | 0 | 0 | 0 | 0 | 0 | 0 | 0 | 0 | 0 | 0 | 0 | 0 | 0 | 0 | 0 | 0 | 0 | 0 | 0 | 0 | 0 | 0 | 0 | 0 | 0 | 0 | 0 | 0 | 0 | 0 | 0 | 0 | 0 | 0 | 0 | 0 | 0 | 0 | 0 | 0 | 0 | 0 | 0 | 0 | 0 | 0 | 0 | 0 | 0 | 0 | 0 | 0 | 0 | 0 | 0 | 0 | 0 | 0 | 0 | 0 | 0 | 0 | 0 | 0 | 0 | 0 | 0 | 0 | 0 | 0 | 0 | 0 | 0 | 0 | 0 | 0 | 0 | 0 | 0 | 0 | 0 | 0 | 0 | 0 | 0 | 0 | 0 | 0 | 0 | 0 | 0 | 0 | 0 | 0 | 0 | 0 | 0 | 0 | 0 | 0 | 0 | 0 | 0 | 0 | 0 | 0 | 0 | 0 | 0 | 0 | 0 | 0 | 0 | 0 | 0 | 0 | 0 | 0 | 0 | 0 | 0 | 0 | 0 | 0 | 0 | 0 | 0 | 0 | 0 | 0 | 0 | 0 | 0 | 0 | 0 | 0 | 0 | 0 | 0 | 0 | 0 | 0 | 0 | 0 | 0 | 0 | 0 | 0 | 0 | 0 | 0 | 0 | 0 | 0 | 0 | 0 | 0 | 0 | 0 | 0 | 0 | 0 | 0 | 0 | 0 | 0 | 0 | 0 | 0 | 2861.5061 | 950.3474 | 704.3024 | 610.4087 | 560.81 | 529.7894 | 508.5713 | 493.155 | 481.456 | 472.2814 | 463.1643 | 454.6434 | 447.7897 | 442.1908 | 437.5582 | 433.6835 | 430.413 | 427.6307 | 425.2476 | 423.1941 | 421.4153 | 419.8674 | 418.5147 | 417.3283 | 416.2842 | 2149.6705 | 713.9365 | 529.0983 | 458.5618 | 421.3015 | 397.9976 | 382.0578 | 370.4765 | 361.6878 | 354.7955 | 347.9463 | 341.5451 | 336.3963 | 332.1903 | 328.7101 | 325.7993 | 323.3424 | 321.2522 | 319.4619 | 317.9192 | 316.583 | 315.4201 | 314.4039 | 313.5126 | 312.7282 | 247
OR_Residential_LI - Single Family_Existing_Space Heating_Natural Gas_Furnace | OR | Residential | LI - Multi-Family | New | Space Heating | Natural Gas | Insulation - Ceiling Upgrade | A | ORM200 | R-11 | R-49 | 45 | 0.012419 | 0 | 0 | 0.57 | 0 | 0.01 | 0 | 0.18589 | 0.25 | sqft roof | 0% | 0% | Retrofit | Retro5Med | 81.71% | TBD | 0% | 677.6905 |  | 191.9906 |  | 0 | RTF Workbook - ResMFWeatherization_v5_0 | RTF Workbook - ResMFWeatherization_v5_0 | RTF Workbook - ResMFWeatherization_v5_0 | R-11 | R-11 | R-11 | R-11 | R-11 | R-11 | R-11 | R-11 | R-11 | R-11 | R-11 | R-11 | R-11 | R-11 | R-11 | R-11 | R-11 | R-11 | R-11 | R-11 | R-11 | R-11 | R-11 | R-11 | R-11 | R-11 | R-11 | R-49 | R-49 | R-49 | R-49 | R-49 | R-49 | R-49 | R-49 | R-49 | R-49 | R-49 | R-49 | R-49 | R-49 | R-49 | R-49 | R-49 | R-49 | R-49 | R-49 | R-49 | R-49 | R-49 | R-49 | R-49 | R-49 | R-49 | 0.57 | 0.57 | 0.57 | 0.57 | 0.57 | 0.57 | 0.57 | 0.57 | 0.57 | 0.57 | 0.57 | 0.57 | 0.57 | 0.57 | 0.57 | 0.57 | 0.57 | 0.57 | 0.57 | 0.57 | 0.57 | 0.57 | 0.57 | 0.57 | 0.57 | 0.57 | 0.57 | 0 | 0 | 0.012312 | 0.034052 | 0.041792 | 0.043419 | 0.04204 | 0.038831 | 0.034845 | 0.030879 | 0.027491 | 0.024981 | 0.023491 | 0.022904 | 0.022844 | 0.02303 | 0.023181 | 0.023144 | 0.022853 | 0.022298 | 0.021493 | 0.020458 | 0.019399 | 0.01833 | 0.017261 | 0.0162 | 0.015154 | 0 | 0 | 0 | 0 | 0 | 0 | 0 | 0 | 0 | 0 | 0 | 0 | 0 | 0 | 0 | 0 | 0 | 0 | 0 | 0 | 0 | 0 | 0 | 0 | 0 | 0 | 0 | 0 | 0 | 0 | 0 | 0 | 0 | 0 | 0 | 0 | 0 | 0 | 0 | 0 | 0 | 0 | 0 | 0 | 0 | 0 | 0 | 0 | 0 | 0 | 0 | 0 | 0 | 0 | 0 | 0 | 0 | 0 | 0 | 0 | 0 | 0 | 0 | 0 | 0 | 0 | 0 | 0 | 0 | 0 | 0 | 0 | 0 | 0 | 0 | 0 | 0 | 0 | 0 | 0 | 0 | 0 | 0 | 0 | 0 | 0 | 0 | 0 | 0 | 0 | 0 | 0 | 0 | 0 | 0 | 0 | 0 | 0 | 0 | 0 | 0 | 0 | 0 | 0 | 0 | 0 | 0 | 0 | 0 | 0 | 0 | 0 | 0 | 0 | 0 | 0 | 0 | 0 | 0 | 0 | 0 | 0 | 0 | 0 | 0 | 0 | 0 | 0 | 0 | 0 | 0 | 0 | 0 | 0 | 0 | 0 | 0 | 0 | 0 | 0 | 0 | 0 | 0 | 0 | 0 | 0 | 0 | 0 | 0 | 0 | 0 | 0 | 0 | 0 | 0 | 0 | 0 | 0 | 0 | 0 | 0 | 0 | 0 | 0 | 0 | 0 | 0 | 0 | 0 | 0 | 0 | 0 | 0 | 0 | 0 | 0 | 0 | 0 | 0 | 0 | 0 | 0 | 0 | 0 | 0 | 0 | 0 | 0 | 0 | 0 | 0 | 0 | 0 | 0 | 0 | 0 | 0 | 0 | 0 | 0 | 0 | 0 | 0 | 0 | 0 | 0 | 0 | 0 | 0 | 0 | 0 | 0 | 0 | 0 | 0 | 0 | 0 | 0 | 0 | 0 | 0 | 0 | 0 | 0 | 0 | 0 | 0 | 0 | 0 | 0 | 0 | 0 | 0 | 0 | 0 | 0 | 0 | 0 | 0 | 0 | 0 | 0 | 0 | 0 | 0 | 0 | 0 | 0 | 0 | 0 | 0 | 0 | 0 | 0 | 0 | 0 | 0 | 0 | 0 | 0 | 0 | 0 | 0 | 0 | 0 | 0 | 0 | 0 | 0 | 0 | 0 | 0 | 0 | 0 | 0 | 0 | 0 | 0 | 0 | 0 | 0 | 0 | 0 | 0 | 0 | 0 | 0 | 0 | 0 | 0 | 0 | 0 | 0 | 0 | 0 | 0 | 0 | 0 | 0 | 0 | 0 | 0 | 0 | 0 | 0 | 0 | 0 | 0 | 0 | 0 | 0 | 0 | 0 | 0 | 0 | 0 | 0 | 0 | 0 | 0 | 0 | 0 | 0 | 0 | 0 | 0 | 0 | 0 | 0 | 0 | 0 | 0 | 0 | 0 | 0 | 0 | 0 | 0 | 0 | 0 | 0 | 0 | 0 | 0 | 0 | 0 | 0 | 0 | 0 | 0 | 0 | 0 | 0 | 0 | 0 | 0 | 0 | 0 | 0 | 0 | 0 | 0 | 0 | 0 | 0 | 0 | 0 | 0 | 0 | 0 | 0 | 0 | 0 | 0 | 0 | 0 | 0 | 0 | 0 | 0 | 0 | 0 | 0 | 0 | 0 | 0 | 0 | 0 | 0 | 0 | 0 | 0 | 0 | 0 | 0 | 0 | 0 | 0 | 0 | 0 | 3795.0256 | 1260.3826 | 934.0695 | 809.5445 | 743.7651 | 702.6245 | 674.4844 | 654.0388 | 638.5232 | 626.3555 | 614.264 | 602.9634 | 593.8737 | 586.4483 | 580.3044 | 575.1657 | 570.8282 | 567.1383 | 563.9776 | 561.2542 | 558.8952 | 556.8423 | 555.0483 | 553.4748 | 552.0901 | 1075.1358 | 357.0681 | 264.6231 | 229.345 | 210.7096 | 199.0545 | 191.0823 | 185.2901 | 180.8945 | 177.4473 | 174.0218 | 170.8203 | 168.2452 | 166.1416 | 164.401 | 162.9452 | 161.7164 | 160.671 | 159.7756 | 159.0041 | 158.3357 | 157.7542 | 157.2459 | 156.8002 | 156.4078 | 248
OR_Residential_LI - Single Family_Existing_Space Heating_Natural Gas_Furnace | OR | Residential | LI - Multi-Family | New | Space Heating | Natural Gas | Insulation - Radiant Barrier | A | ORM201 | None | Installed | 15 | 0.0010978 | 0 | 0 | 0.07 | 0 | 0 | 0 | 0.18589 | 0.45 | sqft wall | 5% | 20% | Retrofit | Retro5Med | 81.71% | TBD | 0% | 1622.0104 |  | 655.5747 |  | 0.00025068 | INS_RB-HVAC-CMUATRM-2016-12 | INS_RB-All-ESTAR-V3_R8-1 | INS_RB-HVAC-CMUATRM-2016-12 | None | None | None | None | None | None | None | None | None | None | None | None | None | None | None | None | None | None | None | None | None | None | None | None | None | None | None | Installed | Installed | Installed | Installed | Installed | Installed | Installed | Installed | Installed | Installed | Installed | Installed | Installed | Installed | Installed | Installed | Installed | Installed | Installed | Installed | Installed | Installed | Installed | Installed | Installed | Installed | Installed | 0.07 | 0.07 | 0.07 | 0.07 | 0.07 | 0.07 | 0.07 | 0.07 | 0.07 | 0.07 | 0.07 | 0.07 | 0.07 | 0.07 | 0.07 | 0.07 | 0.07 | 0.07 | 0.07 | 0.07 | 0.07 | 0.07 | 0.07 | 0.07 | 0.07 | 0.07 | 0.07 | 0 | 0 | 0.0010887 | 0.0030122 | 0.0036982 | 0.0038439 | 0.0037237 | 0.0034414 | 0.00309 | 0.00274 | 0.0024406 | 0.0022186 | 0.0020866 | 0.0020344 | 0.0020287 | 0.0020446 | 0.0020574 | 0.0020535 | 0.0020271 | 0.0019774 | 0.0019056 | 0.0018134 | 0.0017193 | 0.0016242 | 0.0015293 | 0.0014351 | 0.0013423 | 0.00029117 | 0.0014845 | 0.003022 | 0.0046208 | 0.0062063 | 0.0079389 | 0.0090793 | 0.0094069 | 0.0089247 | 0.0078062 | 0.0063091 | 0.0044905 | 0.0028515 | 0.0015101 | 0.00069855 | 0 | 0 | 0 | 0 | 0 | 0 | 0 | 0 | 0 | 0 | 0.00029117 | 0.00229 | 0.0058336 | 0.010684 | 0.016556 | 0.02324 | 0.029947 | 0.035961 | 0.040957 | 0.045037 | 0.048667 | 0.051939 | 0.054644 | 0.056585 | 0.057638 | 0.057527 | 0.056787 | 0.055396 | 0.053383 | 0.050802 | 0.048165 | 0.045502 | 0.042842 | 0.040204 | 0.037603 | 267.4385 | 492.8284 | 817.1465 | 1202.1106 | 1666.7091 | 2306.9022 | 2938.2354 | 3433.133 | 3656.7212 | 3518.553 | 3023.6265 | 2207.2812 | 1405.6045 | 738.5573 | 339.5216 | 0 | 0 | 0 | 0 | 0 | 0 | 0 | 0 | 0 | 0 | 267.4385 | 760.2669 | 1577.4135 | 2779.5241 | 4446.2332 | 6753.1354 | 9691.3708 | 13124.5038 | 16781.225 | 20299.778 | 23323.4045 | 25530.6857 | 26936.2903 | 27674.8476 | 28014.3692 | 28014.3692 | 28014.3692 | 28014.3692 | 28014.3692 | 28014.3692 | 28014.3692 | 28014.3692 | 28014.3692 | 28014.3692 | 28014.3692 | 0.00025068 | 0.0012948 | 0.0026754 | 0.00416 | 0.0056954 | 0.0074545 | 0.0087497 | 0.0093178 | 0.0090772 | 0.008121 | 0.0066737 | 0.0047965 | 0.0030618 | 0.001627 | 0.00075592 | 0 | 0 | 0 | 0 | 0 | 0 | 0 | 0 | 0 | 0 | 0.00025068 | 0.0019975 | 0.0051645 | 0.0096187 | 0.015193 | 0.021822 | 0.02886 | 0.035621 | 0.041656 | 0.046853 | 0.051479 | 0.05548 | 0.058674 | 0.060966 | 0.062372 | 0.062678 | 0.062498 | 0.061811 | 0.060641 | 0.05903 | 0.057377 | 0.055702 | 0.054024 | 0.052356 | 0.050709 | 227.3228 | 418.9041 | 694.5746 | 1021.794 | 1416.7028 | 1960.8669 | 2497.5001 | 2918.1631 | 3108.213 | 2990.7701 | 2570.0825 | 1876.1891 | 1194.7639 | 627.7737 | 288.5934 | 0 | 0 | 0 | 0 | 0 | 0 | 0 | 0 | 0 | 0 | 227.3228 | 646.2269 | 1340.8014 | 2362.5955 | 3779.2982 | 5740.1651 | 8237.6652 | 11155.8282 | 14264.0412 | 17254.8113 | 19824.8938 | 21701.0829 | 22895.8467 | 23523.6204 | 23812.2138 | 23812.2138 | 23812.2138 | 23812.2138 | 23812.2138 | 23812.2138 | 23812.2138 | 23812.2138 | 23812.2138 | 23812.2138 | 23812.2138 | 0 | 0 | 0.0026763 | 0.0041629 | 0.0057024 | 0.007469 | 0.0087742 | 0.0093532 | 0.0091206 | 0.0081676 | 0.0067173 | 0.0048307 | 0.0030847 | 0.0016394 | 0.00076165 | 0.00030122 | 0.00010118 | 0 | 0 | 0 | 0 | 0 | 0 | 0 | 0 | 0 | 0 | 0.0026763 | 0.0069927 | 0.012611 | 0.019403 | 0.02667 | 0.033685 | 0.039959 | 0.045357 | 0.050126 | 0.054211 | 0.057444 | 0.059743 | 0.061139 | 0.061729 | 0.061636 | 0.060938 | 0.059763 | 0.058155 | 0.056505 | 0.054836 | 0.053167 | 0.051511 | 0.049877 | 0 | 0 | 694.5746 | 1021.794 | 1416.7028 | 1960.8669 | 2497.5001 | 2918.1631 | 3108.213 | 2990.7701 | 2570.0825 | 1876.1891 | 1194.7639 | 627.7737 | 288.5934 | 113.5968 | 38.2792 | 0 | 0 | 0 | 0 | 0 | 0 | 0 | 0 | 0 | 0 | 694.5746 | 1716.3686 | 3133.0714 | 5093.9382 | 7591.4383 | 10509.6013 | 13617.8143 | 16608.5844 | 19178.6669 | 21054.856 | 22249.6198 | 22877.3935 | 23165.9869 | 23279.5837 | 23317.8629 | 23317.8629 | 23317.8629 | 23317.8629 | 23317.8629 | 23317.8629 | 23317.8629 | 23317.8629 | 23317.8629 | 0.00025069 | 0.001295 | 0.0026763 | 0.0041629 | 0.0057024 | 0.007469 | 0.0087746 | 0.0093536 | 0.0091213 | 0.0081682 | 0.0067177 | 0.004831 | 0.0030848 | 0.0016395 | 0.00076168 | 0 | 0 | 0 | 0 | 0 | 0 | 0 | 0 | 0 | 0 | 0.00025069 | 0.0019978 | 0.0051664 | 0.0096255 | 0.015212 | 0.021864 | 0.028942 | 0.035758 | 0.041859 | 0.047125 | 0.051819 | 0.055878 | 0.059116 | 0.061434 | 0.062847 | 0.063144 | 0.062945 | 0.062232 | 0.061032 | 0.05939 | 0.057704 | 0.056 | 0.054296 | 0.052604 | 0.050935 | 227.3228 | 418.9041 | 694.5746 | 1021.794 | 1416.7028 | 1960.8669 | 2497.5001 | 2918.1631 | 3108.213 | 2990.7701 | 2570.0825 | 1876.1891 | 1194.7639 | 627.7737 | 288.5934 | 0 | 0 | 0 | 0 | 0 | 0 | 0 | 0 | 0 | 0 | 227.3228 | 646.2269 | 1340.8014 | 2362.5955 | 3779.2982 | 5740.1651 | 8237.6652 | 11155.8282 | 14264.0412 | 17254.8113 | 19824.8938 | 21701.0829 | 22895.8467 | 23523.6204 | 23812.2138 | 23812.2138 | 23812.2138 | 23812.2138 | 23812.2138 | 23812.2138 | 23812.2138 | 23812.2138 | 23812.2138 | 23812.2138 | 23812.2138 | 9083.1597 | 3016.6481 | 2235.6377 | 1937.5949 | 1780.1559 | 1681.6885 | 1614.3368 | 1565.4015 | 1528.2658 | 1499.1433 | 1470.203 | 1443.1557 | 1421.4 | 1403.628 | 1388.9228 | 1376.6236 | 1366.2422 | 1357.4104 | 1349.8457 | 1343.3274 | 1337.6812 | 1332.7677 | 1328.4739 | 1324.7079 | 1321.3935 | 3671.1785 | 1219.2512 | 903.587 | 783.1258 | 719.493 | 679.695 | 652.4732 | 632.6948 | 617.6856 | 605.915 | 594.2181 | 583.2862 | 574.4932 | 567.3102 | 561.3667 | 556.3957 | 552.1998 | 548.6302 | 545.5727 | 542.9382 | 540.6562 | 538.6703 | 536.9348 | 535.4127 | 534.0731 | 249
OR_Residential_LI - Single Family_Existing_Space Heating_Natural Gas_Furnace | OR | Residential | LI - Multi-Family | New | Space Heating | Natural Gas | Insulation - Wall Cavity Installation | A | ORM202 | R-0 | R-11 | 45 | 0.093 | 0 | 0 | 1.35 | 0 | 0 | 0 | 1 | 0.25 | sqft wall MF | 0% | 0% | Retrofit | Retro5Med | 81.71% | TBD | 0% | 174.1363 |  | 174.1363 |  | 0 | Avista TRM - 07.01.21 - Wall Insulation | Avista TRM - 07.01.21 - Wall Insulation | Avista TRM - 07.01.21 - Wall Insulation | R-0 | R-0 | R-0 | R-0 | R-0 | R-0 | R-0 | R-0 | R-0 | R-0 | R-0 | R-0 | R-0 | R-0 | R-0 | R-0 | R-0 | R-0 | R-0 | R-0 | R-0 | R-0 | R-0 | R-0 | R-0 | R-0 | R-0 | R-11 | R-11 | R-11 | R-11 | R-11 | R-11 | R-11 | R-11 | R-11 | R-11 | R-11 | R-11 | R-11 | R-11 | R-11 | R-11 | R-11 | R-11 | R-11 | R-11 | R-11 | R-11 | R-11 | R-11 | R-11 | R-11 | R-11 | 1.35 | 1.35 | 1.35 | 1.35 | 1.35 | 1.35 | 1.35 | 1.35 | 1.35 | 1.35 | 1.35 | 1.35 | 1.35 | 1.35 | 1.35 | 1.35 | 1.35 | 1.35 | 1.35 | 1.35 | 1.35 | 1.35 | 1.35 | 1.35 | 1.35 | 1.35 | 1.35 | 0 | 0 | 0.10037 | 0.30221 | 0.40779 | 0.47052 | 0.51213 | 0.54212 | 0.56473 | 0.58239 | 0.59654 | 0.60813 | 0.6201 | 0.63172 | 0.64139 | 0.64951 | 0.65639 | 0.66225 | 0.66728 | 0.67162 | 0.67539 | 0.67866 | 0.68153 | 0.68404 | 0.68625 | 0.6882 | 0.68993 | 0 | 0 | 0 | 0 | 0 | 0 | 0 | 0 | 0 | 0 | 0 | 0 | 0 | 0 | 0 | 0 | 0 | 0 | 0 | 0 | 0 | 0 | 0 | 0 | 0 | 0 | 0 | 0 | 0 | 0 | 0 | 0 | 0 | 0 | 0 | 0 | 0 | 0 | 0 | 0 | 0 | 0 | 0 | 0 | 0 | 0 | 0 | 0 | 0 | 0 | 0 | 0 | 0 | 0 | 0 | 0 | 0 | 0 | 0 | 0 | 0 | 0 | 0 | 0 | 0 | 0 | 0 | 0 | 0 | 0 | 0 | 0 | 0 | 0 | 0 | 0 | 0 | 0 | 0 | 0 | 0 | 0 | 0 | 0 | 0 | 0 | 0 | 0 | 0 | 0 | 0 | 0 | 0 | 0 | 0 | 0 | 0 | 0 | 0 | 0 | 0 | 0 | 0 | 0 | 0 | 0 | 0 | 0 | 0 | 0 | 0 | 0 | 0 | 0 | 0 | 0 | 0 | 0 | 0 | 0 | 0 | 0 | 0 | 0 | 0 | 0 | 0 | 0 | 0 | 0 | 0 | 0 | 0 | 0 | 0 | 0 | 0 | 0 | 0 | 0 | 0 | 0 | 0 | 0 | 0 | 0 | 0 | 0 | 0 | 0 | 0 | 0 | 0 | 0 | 0 | 0 | 0 | 0 | 0 | 0 | 0 | 0 | 0 | 0 | 0 | 0 | 0 | 0 | 0 | 0 | 0 | 0 | 0 | 0 | 0 | 0 | 0 | 0 | 0 | 0 | 0 | 0 | 0 | 0 | 0 | 0 | 0 | 0 | 0 | 0 | 0 | 0 | 0 | 0 | 0 | 0 | 0 | 0 | 0 | 0 | 0 | 0 | 0 | 0 | 0 | 0 | 0 | 0 | 0 | 0 | 0 | 0 | 0 | 0 | 0 | 0 | 0 | 0 | 0 | 0 | 0 | 0 | 0 | 0 | 0 | 0 | 0 | 0 | 0 | 0 | 0 | 0 | 0 | 0 | 0 | 0 | 0 | 0 | 0 | 0 | 0 | 0 | 0 | 0 | 0 | 0 | 0 | 0 | 0 | 0 | 0 | 0 | 0 | 0 | 0 | 0 | 0 | 0 | 0 | 0 | 0 | 0 | 0 | 0 | 0 | 0 | 0 | 0 | 0 | 0 | 0 | 0 | 0 | 0 | 0 | 0 | 0 | 0 | 0 | 0 | 0 | 0 | 0 | 0 | 0 | 0 | 0 | 0 | 0 | 0 | 0 | 0 | 0 | 0 | 0 | 0 | 0 | 0 | 0 | 0 | 0 | 0 | 0 | 0 | 0 | 0 | 0 | 0 | 0 | 0 | 0 | 0 | 0 | 0 | 0 | 0 | 0 | 0 | 0 | 0 | 0 | 0 | 0 | 0 | 0 | 0 | 0 | 0 | 0 | 0 | 0 | 0 | 0 | 0 | 0 | 0 | 0 | 0 | 0 | 0 | 0 | 0 | 0 | 0 | 0 | 0 | 0 | 0 | 0 | 0 | 0 | 0 | 0 | 0 | 0 | 0 | 0 | 0 | 0 | 0 | 0 | 0 | 0 | 0 | 0 | 0 | 0 | 0 | 0 | 0 | 0 | 0 | 0 | 0 | 0 | 0 | 0 | 0 | 0 | 0 | 0 | 0 | 0 | 0 | 0 | 0 | 0 | 0 | 0 | 0 | 0 | 0 | 0 | 0 | 0 | 0 | 0 | 0 | 0 | 0 | 975.1529 | 323.8623 | 240.0143 | 208.017 | 191.1146 | 180.5433 | 173.3125 | 168.0589 | 164.0721 | 160.9455 | 157.8386 | 154.9348 | 152.5991 | 150.6912 | 149.1124 | 147.792 | 146.6775 | 145.7293 | 144.9172 | 144.2174 | 143.6112 | 143.0837 | 142.6228 | 142.2184 | 141.8626 | 975.1529 | 323.8623 | 240.0143 | 208.017 | 191.1146 | 180.5433 | 173.3125 | 168.0589 | 164.0721 | 160.9455 | 157.8386 | 154.9348 | 152.5991 | 150.6912 | 149.1124 | 147.792 | 146.6775 | 145.7293 | 144.9172 | 144.2174 | 143.6112 | 143.0837 | 142.6228 | 142.2184 | 141.8626 | 250
OR_Residential_LI - Single Family_Existing_Space Heating_Natural Gas_Furnace | OR | Residential | LI - Multi-Family | New | Space Heating | Natural Gas | Insulation - Wall Cavity Upgrade | A | ORM203 | R-5 | R-11 | 45 | 0.020093 | 0 | 0 | 1.79 | 0 | 0.02 | 0 | 0.28637 | 0.25 | sqft wall MF | 0% | 0% | Retrofit | Retro5Med | 81.71% | TBD | 0% | 1195.8011 |  | 458.5687 |  | 0 | D20_INS_WLC-Heat-RTF-v4.1-9 | D20_INS_WLC-Heat-RTF-v4.1-9 | Avista TRM - 07.01.21 - Wall Insulation | R-5 | R-5 | R-5 | R-5 | R-5 | R-5 | R-5 | R-5 | R-5 | R-5 | R-5 | R-5 | R-5 | R-5 | R-5 | R-5 | R-5 | R-5 | R-5 | R-5 | R-5 | R-5 | R-5 | R-5 | R-5 | R-5 | R-5 | R-11 | R-11 | R-11 | R-11 | R-11 | R-11 | R-11 | R-11 | R-11 | R-11 | R-11 | R-11 | R-11 | R-11 | R-11 | R-11 | R-11 | R-11 | R-11 | R-11 | R-11 | R-11 | R-11 | R-11 | R-11 | R-11 | R-11 | 1.79 | 1.79 | 1.79 | 1.79 | 1.79 | 1.79 | 1.79 | 1.79 | 1.79 | 1.79 | 1.79 | 1.79 | 1.79 | 1.79 | 1.79 | 1.79 | 1.79 | 1.79 | 1.79 | 1.79 | 1.79 | 1.79 | 1.79 | 1.79 | 1.79 | 1.79 | 1.79 | 0 | 0 | 0.01992 | 0.055092 | 0.067614 | 0.070247 | 0.068016 | 0.062823 | 0.056374 | 0.049959 | 0.044477 | 0.040417 | 0.038006 | 0.037056 | 0.036959 | 0.03726 | 0.037505 | 0.037444 | 0.036973 | 0.036076 | 0.034773 | 0.033098 | 0.031385 | 0.029655 | 0.027925 | 0.026209 | 0.024517 | 0 | 0 | 0 | 0 | 0 | 0 | 0 | 0 | 0 | 0 | 0 | 0 | 0 | 0 | 0 | 0 | 0 | 0 | 0 | 0 | 0 | 0 | 0 | 0 | 0 | 0 | 0 | 0 | 0 | 0 | 0 | 0 | 0 | 0 | 0 | 0 | 0 | 0 | 0 | 0 | 0 | 0 | 0 | 0 | 0 | 0 | 0 | 0 | 0 | 0 | 0 | 0 | 0 | 0 | 0 | 0 | 0 | 0 | 0 | 0 | 0 | 0 | 0 | 0 | 0 | 0 | 0 | 0 | 0 | 0 | 0 | 0 | 0 | 0 | 0 | 0 | 0 | 0 | 0 | 0 | 0 | 0 | 0 | 0 | 0 | 0 | 0 | 0 | 0 | 0 | 0 | 0 | 0 | 0 | 0 | 0 | 0 | 0 | 0 | 0 | 0 | 0 | 0 | 0 | 0 | 0 | 0 | 0 | 0 | 0 | 0 | 0 | 0 | 0 | 0 | 0 | 0 | 0 | 0 | 0 | 0 | 0 | 0 | 0 | 0 | 0 | 0 | 0 | 0 | 0 | 0 | 0 | 0 | 0 | 0 | 0 | 0 | 0 | 0 | 0 | 0 | 0 | 0 | 0 | 0 | 0 | 0 | 0 | 0 | 0 | 0 | 0 | 0 | 0 | 0 | 0 | 0 | 0 | 0 | 0 | 0 | 0 | 0 | 0 | 0 | 0 | 0 | 0 | 0 | 0 | 0 | 0 | 0 | 0 | 0 | 0 | 0 | 0 | 0 | 0 | 0 | 0 | 0 | 0 | 0 | 0 | 0 | 0 | 0 | 0 | 0 | 0 | 0 | 0 | 0 | 0 | 0 | 0 | 0 | 0 | 0 | 0 | 0 | 0 | 0 | 0 | 0 | 0 | 0 | 0 | 0 | 0 | 0 | 0 | 0 | 0 | 0 | 0 | 0 | 0 | 0 | 0 | 0 | 0 | 0 | 0 | 0 | 0 | 0 | 0 | 0 | 0 | 0 | 0 | 0 | 0 | 0 | 0 | 0 | 0 | 0 | 0 | 0 | 0 | 0 | 0 | 0 | 0 | 0 | 0 | 0 | 0 | 0 | 0 | 0 | 0 | 0 | 0 | 0 | 0 | 0 | 0 | 0 | 0 | 0 | 0 | 0 | 0 | 0 | 0 | 0 | 0 | 0 | 0 | 0 | 0 | 0 | 0 | 0 | 0 | 0 | 0 | 0 | 0 | 0 | 0 | 0 | 0 | 0 | 0 | 0 | 0 | 0 | 0 | 0 | 0 | 0 | 0 | 0 | 0 | 0 | 0 | 0 | 0 | 0 | 0 | 0 | 0 | 0 | 0 | 0 | 0 | 0 | 0 | 0 | 0 | 0 | 0 | 0 | 0 | 0 | 0 | 0 | 0 | 0 | 0 | 0 | 0 | 0 | 0 | 0 | 0 | 0 | 0 | 0 | 0 | 0 | 0 | 0 | 0 | 0 | 0 | 0 | 0 | 0 | 0 | 0 | 0 | 0 | 0 | 0 | 0 | 0 | 0 | 0 | 0 | 0 | 0 | 0 | 0 | 0 | 0 | 0 | 0 | 0 | 0 | 0 | 0 | 0 | 0 | 0 | 0 | 0 | 0 | 0 | 0 | 0 | 0 | 0 | 0 | 0 | 0 | 0 | 0 | 0 | 0 | 0 | 0 | 0 | 0 | 0 | 0 | 0 | 0 | 0 | 0 | 0 | 0 | 0 | 0 | 6696.4136 | 2223.9753 | 1648.1879 | 1428.4607 | 1312.3914 | 1239.7978 | 1190.1438 | 1154.0671 | 1126.6894 | 1105.2193 | 1083.8836 | 1063.9433 | 1047.9043 | 1034.8022 | 1023.961 | 1014.8936 | 1007.2401 | 1000.729 | 995.152 | 990.3465 | 986.184 | 982.5615 | 979.3961 | 976.6196 | 974.1761 | 2567.9568 | 852.8554 | 632.0511 | 547.7896 | 503.279 | 475.4406 | 456.3992 | 442.5644 | 432.0656 | 423.8322 | 415.6503 | 408.0035 | 401.8529 | 396.8284 | 392.671 | 389.1938 | 386.2589 | 383.762 | 381.6233 | 379.7805 | 378.1842 | 376.7951 | 375.5812 | 374.5164 | 373.5794 | 251
OR_Residential_LI - Single Family_Existing_Space Heating_Natural Gas_Furnace | OR | Residential | LI - Multi-Family | New | Space Heating | Natural Gas | Insulation - Wall Sheathing | A | ORM204 | None | Install R-5 Rigid | 20 | 0.13457 | 0 | 0 | 1.02 | 0 | 0.1 | 0 | 0.28637 | 0.45 | sqft wall MF | 25% | 25% | Retrofit | Retro5Med | 81.71% | TBD | 0% | 275.6449 |  | 75.4297 |  | 0 | INS_WLS-Cooling/Heating-DEER-1 | INS_WLS-Cooling/Heating-DEER-1 | BEST | None | None | None | None | None | None | None | None | None | None | None | None | None | None | None | None | None | None | None | None | None | None | None | None | None | None | None | Install R-5 Rigid | Install R-5 Rigid | Install R-5 Rigid | Install R-5 Rigid | Install R-5 Rigid | Install R-5 Rigid | Install R-5 Rigid | Install R-5 Rigid | Install R-5 Rigid | Install R-5 Rigid | Install R-5 Rigid | Install R-5 Rigid | Install R-5 Rigid | Install R-5 Rigid | Install R-5 Rigid | Install R-5 Rigid | Install R-5 Rigid | Install R-5 Rigid | Install R-5 Rigid | Install R-5 Rigid | Install R-5 Rigid | Install R-5 Rigid | Install R-5 Rigid | Install R-5 Rigid | Install R-5 Rigid | Install R-5 Rigid | Install R-5 Rigid | 1.02 | 1.02 | 1.02 | 1.02 | 1.02 | 1.02 | 1.02 | 1.02 | 1.02 | 1.02 | 1.02 | 1.02 | 1.02 | 1.02 | 1.02 | 1.02 | 1.02 | 1.02 | 1.02 | 1.02 | 1.02 | 1.02 | 1.02 | 1.02 | 1.02 | 1.02 | 1.02 | 0 | 0 | 0.14524 | 0.43731 | 0.59008 | 0.68084 | 0.74106 | 0.78445 | 0.81718 | 0.84272 | 0.8632 | 0.87997 | 0.89729 | 0.91411 | 0.9281 | 0.93985 | 0.9498 | 0.95829 | 0.96557 | 0.97185 | 0.9773 | 0.98204 | 0.98618 | 0.98982 | 0.99302 | 0.99584 | 0.99834 | 0 | 0 | 0 | 0 | 0 | 0 | 0 | 0 | 0 | 0 | 0 | 0 | 0 | 0 | 0 | 0 | 0 | 0 | 0 | 0 | 0 | 0 | 0 | 0 | 0 | 0 | 0 | 0 | 0 | 0 | 0 | 0 | 0 | 0 | 0 | 0 | 0 | 0 | 0 | 0 | 0 | 0 | 0 | 0 | 0 | 0 | 0 | 0 | 0 | 0 | 0 | 0 | 0 | 0 | 0 | 0 | 0 | 0 | 0 | 0 | 0 | 0 | 0 | 0 | 0 | 0 | 0 | 0 | 0 | 0 | 0 | 0 | 0 | 0 | 0 | 0 | 0 | 0 | 0 | 0 | 0 | 0 | 0 | 0 | 0 | 0 | 0 | 0 | 0 | 0 | 0 | 0 | 0 | 0 | 0 | 0 | 0 | 0 | 0 | 0 | 0 | 0 | 0 | 0 | 0 | 0 | 0 | 0 | 0 | 0 | 0 | 0 | 0 | 0 | 0 | 0 | 0 | 0 | 0 | 0 | 0 | 0 | 0 | 0 | 0 | 0 | 0 | 0 | 0 | 0 | 0 | 0 | 0 | 0 | 0 | 0 | 0 | 0 | 0 | 0 | 0 | 0 | 0 | 0 | 0 | 0 | 0 | 0 | 0 | 0 | 0 | 0 | 0 | 0 | 0 | 0 | 0 | 0 | 0 | 0 | 0 | 0 | 0 | 0 | 0 | 0 | 0 | 0 | 0 | 0 | 0 | 0 | 0 | 0 | 0 | 0 | 0 | 0 | 0 | 0 | 0 | 0 | 0 | 0 | 0 | 0 | 0 | 0 | 0 | 0 | 0 | 0 | 0 | 0 | 0 | 0 | 0 | 0 | 0 | 0 | 0 | 0 | 0 | 0 | 0 | 0 | 0 | 0 | 0 | 0 | 0 | 0 | 0 | 0 | 0 | 0 | 0 | 0 | 0 | 0 | 0 | 0 | 0 | 0 | 0 | 0 | 0 | 0 | 0 | 0 | 0 | 0 | 0 | 0 | 0 | 0 | 0 | 0 | 0 | 0 | 0 | 0 | 0 | 0 | 0 | 0 | 0 | 0 | 0 | 0 | 0 | 0 | 0 | 0 | 0 | 0 | 0 | 0 | 0 | 0 | 0 | 0 | 0 | 0 | 0 | 0 | 0 | 0 | 0 | 0 | 0 | 0 | 0 | 0 | 0 | 0 | 0 | 0 | 0 | 0 | 0 | 0 | 0 | 0 | 0 | 0 | 0 | 0 | 0 | 0 | 0 | 0 | 0 | 0 | 0 | 0 | 0 | 0 | 0 | 0 | 0 | 0 | 0 | 0 | 0 | 0 | 0 | 0 | 0 | 0 | 0 | 0 | 0 | 0 | 0 | 0 | 0 | 0 | 0 | 0 | 0 | 0 | 0 | 0 | 0 | 0 | 0 | 0 | 0 | 0 | 0 | 0 | 0 | 0 | 0 | 0 | 0 | 0 | 0 | 0 | 0 | 0 | 0 | 0 | 0 | 0 | 0 | 0 | 0 | 0 | 0 | 0 | 0 | 0 | 0 | 0 | 0 | 0 | 0 | 0 | 0 | 0 | 0 | 0 | 0 | 0 | 0 | 0 | 0 | 0 | 0 | 0 | 0 | 0 | 0 | 0 | 0 | 0 | 0 | 0 | 0 | 0 | 0 | 0 | 0 | 0 | 0 | 0 | 0 | 0 | 0 | 0 | 0 | 0 | 0 | 0 | 0 | 0 | 0 | 0 | 1543.5948 | 512.65 | 379.9249 | 329.2754 | 302.5202 | 285.7866 | 274.3409 | 266.0248 | 259.7139 | 254.7648 | 249.8467 | 245.2503 | 241.5531 | 238.5329 | 236.0339 | 233.9438 | 232.1796 | 230.6787 | 229.3932 | 228.2854 | 227.3259 | 226.4909 | 225.7612 | 225.1212 | 224.558 | 422.4015 | 140.2856 | 103.9657 | 90.1055 | 82.784 | 78.2049 | 75.0728 | 72.7971 | 71.0702 | 69.7159 | 68.37 | 67.1122 | 66.1005 | 65.274 | 64.5902 | 64.0182 | 63.5355 | 63.1248 | 62.773 | 62.4698 | 62.2073 | 61.9788 | 61.7791 | 61.604 | 61.4498 | 252
OR_Residential_LI - Single Family_Existing_Space Heating_Natural Gas_Furnace | OR | Residential | LI - Multi-Family | New | Space Heating | Natural Gas | Insulation - External Wall Sheathing - Insulated Vinyl Siding | A | ORM205 | None | Insulated Vinyl Siding, between R-2 and R-2.7 | 25 | 0.018886 | 0 | 0 | 1.91 | 0 | 0.01 | 0 | 0.28637 | 0.25 | sqft wall MF | 0.5% | 5% | Retrofit | Retro1Slow | 84.81% | TBD | 0% | 1642.6639 |  | 650.3156 |  | 3.5737e-05 | INS_WLS_SIDING-HVAC-AEG-1 | INS_WLS_SIDING-HVAC-AEG-1 | INS_WLS_SIDING-HVAC-E3T-287-1 | None | None | None | None | None | None | None | None | None | None | None | None | None | None | None | None | None | None | None | None | None | None | None | None | None | None | None | Insulated Vinyl Siding, between R-2 and R-2.7 | Insulated Vinyl Siding, between R-2 and R-2.7 | Insulated Vinyl Siding, between R-2 and R-2.7 | Insulated Vinyl Siding, between R-2 and R-2.7 | Insulated Vinyl Siding, between R-2 and R-2.7 | Insulated Vinyl Siding, between R-2 and R-2.7 | Insulated Vinyl Siding, between R-2 and R-2.7 | Insulated Vinyl Siding, between R-2 and R-2.7 | Insulated Vinyl Siding, between R-2 and R-2.7 | Insulated Vinyl Siding, between R-2 and R-2.7 | Insulated Vinyl Siding, between R-2 and R-2.7 | Insulated Vinyl Siding, between R-2 and R-2.7 | Insulated Vinyl Siding, between R-2 and R-2.7 | Insulated Vinyl Siding, between R-2 and R-2.7 | Insulated Vinyl Siding, between R-2 and R-2.7 | Insulated Vinyl Siding, between R-2 and R-2.7 | Insulated Vinyl Siding, between R-2 and R-2.7 | Insulated Vinyl Siding, between R-2 and R-2.7 | Insulated Vinyl Siding, between R-2 and R-2.7 | Insulated Vinyl Siding, between R-2 and R-2.7 | Insulated Vinyl Siding, between R-2 and R-2.7 | Insulated Vinyl Siding, between R-2 and R-2.7 | Insulated Vinyl Siding, between R-2 and R-2.7 | Insulated Vinyl Siding, between R-2 and R-2.7 | Insulated Vinyl Siding, between R-2 and R-2.7 | Insulated Vinyl Siding, between R-2 and R-2.7 | Insulated Vinyl Siding, between R-2 and R-2.7 | 1.91 | 1.91 | 1.91 | 1.91 | 1.91 | 1.91 | 1.91 | 1.91 | 1.91 | 1.91 | 1.91 | 1.91 | 1.91 | 1.91 | 1.91 | 1.91 | 1.91 | 1.91 | 1.91 | 1.91 | 1.91 | 1.91 | 1.91 | 1.91 | 1.91 | 1.91 | 1.91 | 0 | 0 | 0.018723 | 0.051782 | 0.063551 | 0.066026 | 0.063929 | 0.059048 | 0.052987 | 0.046957 | 0.041805 | 0.037988 | 0.035722 | 0.03483 | 0.034738 | 0.035021 | 0.035251 | 0.035194 | 0.034751 | 0.033908 | 0.032684 | 0.031109 | 0.0295 | 0.027873 | 0.026247 | 0.024635 | 0.023044 | 4.1508e-05 | 0.0003444 | 0.0010169 | 0.0021778 | 0.0038906 | 0.0060931 | 0.0086352 | 0.011347 | 0.014121 | 0.016939 | 0.019845 | 0.022705 | 0.024939 | 0.025865 | 0.024872 | 0.022229 | 0.018107 | 0.013156 | 0.0086907 | 0.0057729 | 0 | 0 | 0 | 0 | 0 | 4.1508e-05 | 0.0004592 | 0.0015805 | 0.0038198 | 0.0075891 | 0.013103 | 0.020393 | 0.029419 | 0.040312 | 0.05357 | 0.070221 | 0.09117 | 0.11587 | 0.14268 | 0.16849 | 0.19044 | 0.20615 | 0.21431 | 0.21526 | 0.21067 | 0.19976 | 0.18875 | 0.17774 | 0.16682 | 0.15605 | 2.217 | 6.651 | 16.001 | 32.9844 | 60.8572 | 103.1882 | 162.9676 | 241.6368 | 337.7905 | 445.8947 | 555.5352 | 651.8763 | 717.9087 | 738.5327 | 705.5585 | 631.6044 | 521.0606 | 387.9983 | 265.904 | 185.5665 | 0 | 0 | 0 | 0 | 0 | 2.217 | 8.868 | 24.869 | 57.8534 | 118.7106 | 221.8988 | 384.8665 | 626.5032 | 964.2937 | 1410.1884 | 1965.7236 | 2617.5999 | 3335.5086 | 4074.0413 | 4779.5998 | 5411.2042 | 5932.2648 | 6320.2631 | 6586.1671 | 6771.7336 | 6771.7336 | 6771.7336 | 6771.7336 | 6771.7336 | 6771.7336 | 3.5737e-05 | 0.00030043 | 0.00090039 | 0.0019611 | 0.0035714 | 0.0057235 | 0.0083258 | 0.011246 | 0.014372 | 0.017634 | 0.021007 | 0.02427 | 0.026796 | 0.027885 | 0.026931 | 0.024233 | 0.019939 | 0.014687 | 0.0098766 | 0.0067106 | 0 | 0 | 0 | 0 | 0 | 3.5737e-05 | 0.00040058 | 0.0013994 | 0.0034397 | 0.0069664 | 0.012308 | 0.019662 | 0.029157 | 0.041028 | 0.055771 | 0.074333 | 0.097456 | 0.1245 | 0.15383 | 0.18244 | 0.20761 | 0.227 | 0.23924 | 0.24463 | 0.24489 | 0.23807 | 0.23115 | 0.22421 | 0.21731 | 0.2105 | 1.8844 | 5.6534 | 13.6008 | 28.0367 | 51.7286 | 87.71 | 138.5225 | 205.3913 | 287.1219 | 379.0105 | 472.2049 | 554.0949 | 610.2224 | 627.7528 | 599.7247 | 536.8637 | 442.9015 | 329.7986 | 226.0184 | 157.7315 | 0 | 0 | 0 | 0 | 0 | 1.8844 | 7.5378 | 21.1386 | 49.1754 | 100.904 | 188.614 | 327.1365 | 532.5278 | 819.6496 | 1198.6601 | 1670.865 | 2224.9599 | 2835.1823 | 3462.9351 | 4062.6598 | 4599.5235 | 5042.4251 | 5372.2236 | 5598.242 | 5755.9736 | 5755.9736 | 5755.9736 | 5755.9736 | 5755.9736 | 5755.9736 | 0 | 0.00030071 | 0.00090113 | 0.0019632 | 0.0035768 | 0.0057361 | 0.0083509 | 0.01129 | 0.014443 | 0.017738 | 0.021147 | 0.024446 | 0.027 | 0.028101 | 0.027138 | 0.024414 | 0.020082 | 0.014787 | 0.0099406 | 0.0067517 | 0 | 0 | 0 | 0 | 0 | 0 | 0.00030071 | 0.0012757 | 0.0033114 | 0.0068468 | 0.012212 | 0.019608 | 0.02917 | 0.041136 | 0.056011 | 0.074744 | 0.098079 | 0.12536 | 0.15493 | 0.18375 | 0.20908 | 0.22855 | 0.24079 | 0.24613 | 0.2463 | 0.23935 | 0.23231 | 0.22527 | 0.21828 | 0.21137 | 0 | 5.6534 | 13.6008 | 28.0367 | 51.7286 | 87.71 | 138.5225 | 205.3913 | 287.1219 | 379.0105 | 472.2049 | 554.0949 | 610.2224 | 627.7528 | 599.7247 | 536.8637 | 442.9015 | 329.7986 | 226.0184 | 157.7315 | 0 | 0 | 0 | 0 | 0 | 0 | 5.6534 | 19.2542 | 47.2909 | 99.0196 | 186.7296 | 325.2521 | 530.6433 | 817.7652 | 1196.7757 | 1668.9806 | 2223.0755 | 2833.2979 | 3461.0507 | 4060.7754 | 4597.6391 | 5040.5406 | 5370.3392 | 5596.3576 | 5754.0891 | 5754.0891 | 5754.0891 | 5754.0891 | 5754.0891 | 5754.0891 | 3.574e-05 | 0.00030048 | 0.00090072 | 0.0019625 | 0.0035758 | 0.0057347 | 0.0083495 | 0.011289 | 0.014442 | 0.017737 | 0.021146 | 0.024444 | 0.026998 | 0.028099 | 0.027136 | 0.024413 | 0.020081 | 0.014787 | 0.0099403 | 0.0067515 | 0 | 0 | 0 | 0 | 0 | 3.574e-05 | 0.00040064 | 0.0013999 | 0.0034421 | 0.006975 | 0.012332 | 0.019718 | 0.029269 | 0.041227 | 0.056094 | 0.074823 | 0.098155 | 0.12544 | 0.15501 | 0.18383 | 0.20916 | 0.22863 | 0.24087 | 0.24621 | 0.24638 | 0.23942 | 0.23239 | 0.22534 | 0.21834 | 0.21144 | 1.8844 | 5.6534 | 13.6008 | 28.0367 | 51.7286 | 87.71 | 138.5225 | 205.3913 | 287.1219 | 379.0105 | 472.2049 | 554.0949 | 610.2224 | 627.7528 | 599.7247 | 536.8637 | 442.9015 | 329.7986 | 226.0184 | 157.7315 | 0 | 0 | 0 | 0 | 0 | 1.8844 | 7.5378 | 21.1386 | 49.1754 | 100.904 | 188.614 | 327.1365 | 532.5278 | 819.6496 | 1198.6601 | 1670.865 | 2224.9599 | 2835.1823 | 3462.9351 | 4062.6598 | 4599.5235 | 5042.4251 | 5372.2236 | 5598.242 | 5755.9736 | 5755.9736 | 5755.9736 | 5755.9736 | 5755.9736 | 5755.9736 | 9198.8183 | 3055.06 | 2264.1047 | 1962.2669 | 1802.8232 | 1703.1019 | 1634.8926 | 1585.3342 | 1547.7257 | 1518.2323 | 1488.9236 | 1461.5318 | 1439.4992 | 1421.5008 | 1406.6083 | 1394.1525 | 1383.6389 | 1374.6948 | 1367.0336 | 1360.4323 | 1354.7143 | 1349.7382 | 1345.3898 | 1341.5758 | 1338.2192 | 3641.7279 | 1209.4703 | 896.3383 | 776.8435 | 713.7212 | 674.2425 | 647.239 | 627.6193 | 612.7304 | 601.0543 | 589.4512 | 578.6071 | 569.8845 | 562.7591 | 556.8634 | 551.9322 | 547.77 | 544.2291 | 541.1961 | 538.5827 | 536.319 | 534.349 | 532.6275 | 531.1176 | 529.7887 | 253
OR_Residential_LI - Single Family_Existing_Space Heating_Natural Gas_Furnace | OR | Residential | LI - Multi-Family | New | Space Heating | Natural Gas | Insulation - Floor Installation | A | ORM206 | R-0 | R-30 | 45 | 0.05715 | 0 | 0 | 0.81 | 0 | 0 | 0 | 1 | 0.25 | sqft floor | 0% | 0% | Retrofit | Retro5Med | 81.71% | TBD | 0% | 170.0233 |  | 170.0233 |  | 0 | RTF Workbook - ResMFWeatherization_v5_0 | RTF Workbook - ResMFWeatherization_v5_0 | RTF Workbook - ResMFWeatherization_v5_0 | R-0 | R-0 | R-0 | R-0 | R-0 | R-0 | R-0 | R-0 | R-0 | R-0 | R-0 | R-0 | R-0 | R-0 | R-0 | R-0 | R-0 | R-0 | R-0 | R-0 | R-0 | R-0 | R-0 | R-0 | R-0 | R-0 | R-0 | R-30 | R-30 | R-30 | R-30 | R-30 | R-30 | R-30 | R-30 | R-30 | R-30 | R-30 | R-30 | R-30 | R-30 | R-30 | R-30 | R-30 | R-30 | R-30 | R-30 | R-30 | R-30 | R-30 | R-30 | R-30 | R-30 | R-30 | 0.81 | 0.81 | 0.81 | 0.81 | 0.81 | 0.81 | 0.81 | 0.81 | 0.81 | 0.81 | 0.81 | 0.81 | 0.81 | 0.81 | 0.81 | 0.81 | 0.81 | 0.81 | 0.81 | 0.81 | 0.81 | 0.81 | 0.81 | 0.81 | 0.81 | 0.81 | 0.81 | 0 | 0 | 0.061678 | 0.18571 | 0.25059 | 0.28914 | 0.31471 | 0.33314 | 0.34704 | 0.35789 | 0.36658 | 0.3737 | 0.38106 | 0.3882 | 0.39414 | 0.39913 | 0.40336 | 0.40696 | 0.41005 | 0.41272 | 0.41504 | 0.41705 | 0.41881 | 0.42035 | 0.42171 | 0.42291 | 0.42397 | 0 | 0 | 0 | 0 | 0 | 0 | 0 | 0 | 0 | 0 | 0 | 0 | 0 | 0 | 0 | 0 | 0 | 0 | 0 | 0 | 0 | 0 | 0 | 0 | 0 | 0 | 0 | 0 | 0 | 0 | 0 | 0 | 0 | 0 | 0 | 0 | 0 | 0 | 0 | 0 | 0 | 0 | 0 | 0 | 0 | 0 | 0 | 0 | 0 | 0 | 0 | 0 | 0 | 0 | 0 | 0 | 0 | 0 | 0 | 0 | 0 | 0 | 0 | 0 | 0 | 0 | 0 | 0 | 0 | 0 | 0 | 0 | 0 | 0 | 0 | 0 | 0 | 0 | 0 | 0 | 0 | 0 | 0 | 0 | 0 | 0 | 0 | 0 | 0 | 0 | 0 | 0 | 0 | 0 | 0 | 0 | 0 | 0 | 0 | 0 | 0 | 0 | 0 | 0 | 0 | 0 | 0 | 0 | 0 | 0 | 0 | 0 | 0 | 0 | 0 | 0 | 0 | 0 | 0 | 0 | 0 | 0 | 0 | 0 | 0 | 0 | 0 | 0 | 0 | 0 | 0 | 0 | 0 | 0 | 0 | 0 | 0 | 0 | 0 | 0 | 0 | 0 | 0 | 0 | 0 | 0 | 0 | 0 | 0 | 0 | 0 | 0 | 0 | 0 | 0 | 0 | 0 | 0 | 0 | 0 | 0 | 0 | 0 | 0 | 0 | 0 | 0 | 0 | 0 | 0 | 0 | 0 | 0 | 0 | 0 | 0 | 0 | 0 | 0 | 0 | 0 | 0 | 0 | 0 | 0 | 0 | 0 | 0 | 0 | 0 | 0 | 0 | 0 | 0 | 0 | 0 | 0 | 0 | 0 | 0 | 0 | 0 | 0 | 0 | 0 | 0 | 0 | 0 | 0 | 0 | 0 | 0 | 0 | 0 | 0 | 0 | 0 | 0 | 0 | 0 | 0 | 0 | 0 | 0 | 0 | 0 | 0 | 0 | 0 | 0 | 0 | 0 | 0 | 0 | 0 | 0 | 0 | 0 | 0 | 0 | 0 | 0 | 0 | 0 | 0 | 0 | 0 | 0 | 0 | 0 | 0 | 0 | 0 | 0 | 0 | 0 | 0 | 0 | 0 | 0 | 0 | 0 | 0 | 0 | 0 | 0 | 0 | 0 | 0 | 0 | 0 | 0 | 0 | 0 | 0 | 0 | 0 | 0 | 0 | 0 | 0 | 0 | 0 | 0 | 0 | 0 | 0 | 0 | 0 | 0 | 0 | 0 | 0 | 0 | 0 | 0 | 0 | 0 | 0 | 0 | 0 | 0 | 0 | 0 | 0 | 0 | 0 | 0 | 0 | 0 | 0 | 0 | 0 | 0 | 0 | 0 | 0 | 0 | 0 | 0 | 0 | 0 | 0 | 0 | 0 | 0 | 0 | 0 | 0 | 0 | 0 | 0 | 0 | 0 | 0 | 0 | 0 | 0 | 0 | 0 | 0 | 0 | 0 | 0 | 0 | 0 | 0 | 0 | 0 | 0 | 0 | 0 | 0 | 0 | 0 | 0 | 0 | 0 | 0 | 0 | 0 | 0 | 0 | 0 | 0 | 0 | 0 | 0 | 0 | 0 | 0 | 0 | 0 | 0 | 0 | 0 | 0 | 0 | 0 | 0 | 0 | 0 | 0 | 0 | 0 | 0 | 0 | 0 | 0 | 0 | 0 | 0 | 0 | 0 | 0 | 0 | 0 | 0 | 0 | 0 | 952.1202 | 316.2128 | 234.3453 | 203.1037 | 186.6005 | 176.2789 | 169.2189 | 164.0894 | 160.1968 | 157.1441 | 154.1105 | 151.2753 | 148.9948 | 147.1319 | 145.5905 | 144.3012 | 143.213 | 142.2873 | 141.4943 | 140.811 | 140.2192 | 139.7041 | 139.2541 | 138.8593 | 138.5119 | 952.1202 | 316.2128 | 234.3453 | 203.1037 | 186.6005 | 176.2789 | 169.2189 | 164.0894 | 160.1968 | 157.1441 | 154.1105 | 151.2753 | 148.9948 | 147.1319 | 145.5905 | 144.3012 | 143.213 | 142.2873 | 141.4943 | 140.811 | 140.2192 | 139.7041 | 139.2541 | 138.8593 | 138.5119 | 254
OR_Residential_LI - Single Family_Existing_Space Heating_Natural Gas_Furnace | OR | Residential | LI - Multi-Family | New | Space Heating | Natural Gas | Insulation - Floor Upgrade | A | ORM207 | R-19 | R-30 | 45 | 0.019256 | 0 | 0 | 0.81 | 0 | 0.01 | 0 | 0.21321 | 0.25 | sqft floor | 0% | 0% | Retrofit | Retro5Med | 81.71% | TBD | 0% | 631.738 |  | 186.9952 |  | 0 | RTF Workbook - ResMFWeatherization_v5_0 | RTF Workbook - ResMFWeatherization_v5_0 | RTF Workbook - ResMFWeatherization_v5_0 | R-19 | R-19 | R-19 | R-19 | R-19 | R-19 | R-19 | R-19 | R-19 | R-19 | R-19 | R-19 | R-19 | R-19 | R-19 | R-19 | R-19 | R-19 | R-19 | R-19 | R-19 | R-19 | R-19 | R-19 | R-19 | R-19 | R-19 | R-30 | R-30 | R-30 | R-30 | R-30 | R-30 | R-30 | R-30 | R-30 | R-30 | R-30 | R-30 | R-30 | R-30 | R-30 | R-30 | R-30 | R-30 | R-30 | R-30 | R-30 | R-30 | R-30 | R-30 | R-30 | R-30 | R-30 | 0.81 | 0.81 | 0.81 | 0.81 | 0.81 | 0.81 | 0.81 | 0.81 | 0.81 | 0.81 | 0.81 | 0.81 | 0.81 | 0.81 | 0.81 | 0.81 | 0.81 | 0.81 | 0.81 | 0.81 | 0.81 | 0.81 | 0.81 | 0.81 | 0.81 | 0.81 | 0.81 | 0 | 0 | 0.01909 | 0.052796 | 0.064796 | 0.06732 | 0.065182 | 0.060205 | 0.054025 | 0.047877 | 0.042624 | 0.038732 | 0.036422 | 0.035512 | 0.035419 | 0.035708 | 0.035942 | 0.035884 | 0.035432 | 0.034572 | 0.033324 | 0.031719 | 0.030078 | 0.028419 | 0.026762 | 0.025117 | 0.023495 | 0 | 0 | 0 | 0 | 0 | 0 | 0 | 0 | 0 | 0 | 0 | 0 | 0 | 0 | 0 | 0 | 0 | 0 | 0 | 0 | 0 | 0 | 0 | 0 | 0 | 0 | 0 | 0 | 0 | 0 | 0 | 0 | 0 | 0 | 0 | 0 | 0 | 0 | 0 | 0 | 0 | 0 | 0 | 0 | 0 | 0 | 0 | 0 | 0 | 0 | 0 | 0 | 0 | 0 | 0 | 0 | 0 | 0 | 0 | 0 | 0 | 0 | 0 | 0 | 0 | 0 | 0 | 0 | 0 | 0 | 0 | 0 | 0 | 0 | 0 | 0 | 0 | 0 | 0 | 0 | 0 | 0 | 0 | 0 | 0 | 0 | 0 | 0 | 0 | 0 | 0 | 0 | 0 | 0 | 0 | 0 | 0 | 0 | 0 | 0 | 0 | 0 | 0 | 0 | 0 | 0 | 0 | 0 | 0 | 0 | 0 | 0 | 0 | 0 | 0 | 0 | 0 | 0 | 0 | 0 | 0 | 0 | 0 | 0 | 0 | 0 | 0 | 0 | 0 | 0 | 0 | 0 | 0 | 0 | 0 | 0 | 0 | 0 | 0 | 0 | 0 | 0 | 0 | 0 | 0 | 0 | 0 | 0 | 0 | 0 | 0 | 0 | 0 | 0 | 0 | 0 | 0 | 0 | 0 | 0 | 0 | 0 | 0 | 0 | 0 | 0 | 0 | 0 | 0 | 0 | 0 | 0 | 0 | 0 | 0 | 0 | 0 | 0 | 0 | 0 | 0 | 0 | 0 | 0 | 0 | 0 | 0 | 0 | 0 | 0 | 0 | 0 | 0 | 0 | 0 | 0 | 0 | 0 | 0 | 0 | 0 | 0 | 0 | 0 | 0 | 0 | 0 | 0 | 0 | 0 | 0 | 0 | 0 | 0 | 0 | 0 | 0 | 0 | 0 | 0 | 0 | 0 | 0 | 0 | 0 | 0 | 0 | 0 | 0 | 0 | 0 | 0 | 0 | 0 | 0 | 0 | 0 | 0 | 0 | 0 | 0 | 0 | 0 | 0 | 0 | 0 | 0 | 0 | 0 | 0 | 0 | 0 | 0 | 0 | 0 | 0 | 0 | 0 | 0 | 0 | 0 | 0 | 0 | 0 | 0 | 0 | 0 | 0 | 0 | 0 | 0 | 0 | 0 | 0 | 0 | 0 | 0 | 0 | 0 | 0 | 0 | 0 | 0 | 0 | 0 | 0 | 0 | 0 | 0 | 0 | 0 | 0 | 0 | 0 | 0 | 0 | 0 | 0 | 0 | 0 | 0 | 0 | 0 | 0 | 0 | 0 | 0 | 0 | 0 | 0 | 0 | 0 | 0 | 0 | 0 | 0 | 0 | 0 | 0 | 0 | 0 | 0 | 0 | 0 | 0 | 0 | 0 | 0 | 0 | 0 | 0 | 0 | 0 | 0 | 0 | 0 | 0 | 0 | 0 | 0 | 0 | 0 | 0 | 0 | 0 | 0 | 0 | 0 | 0 | 0 | 0 | 0 | 0 | 0 | 0 | 0 | 0 | 0 | 0 | 0 | 0 | 0 | 0 | 0 | 0 | 0 | 0 | 0 | 0 | 0 | 0 | 0 | 0 | 0 | 0 | 0 | 0 | 0 | 0 | 0 | 0 | 0 | 0 | 0 | 0 | 0 | 0 | 0 | 0 | 0 | 0 | 0 | 0 | 0 | 0 | 0 | 0 | 0 | 0 | 0 | 3537.6945 | 1174.9193 | 870.7326 | 754.6514 | 693.3323 | 654.9813 | 628.7493 | 609.6901 | 595.2265 | 583.8839 | 572.6123 | 562.078 | 553.6046 | 546.6828 | 540.9554 | 536.1651 | 532.1218 | 528.6821 | 525.7357 | 523.197 | 520.9979 | 519.0842 | 517.4119 | 515.9451 | 514.6542 | 1047.1617 | 347.7775 | 257.7379 | 223.3777 | 205.2272 | 193.8752 | 186.1105 | 180.469 | 176.1877 | 172.8303 | 169.4939 | 166.3757 | 163.8676 | 161.8187 | 160.1234 | 158.7055 | 157.5087 | 156.4905 | 155.6184 | 154.8669 | 154.216 | 153.6495 | 153.1545 | 152.7204 | 152.3383 | 255
OR_Residential_LI - Single Family_Existing_Space Heating_Natural Gas_Furnace | OR | Residential | LI - Multi-Family | New | Space Heating | Natural Gas | Insulation - Basement Sidewall | A | ORM208 | R-0 | R-11 | 20 | 0 | 0 | 0 | 1.19 | 0 | 0 | 0 | 0.28637 | 0.25 | sqft bswall | 0% | 0% | Retrofit | Retro5Med | 81.71% | TBD | 0% | 0 |  | 0 |  | 0 | IL TRM - 5.6.2 - RS-SHL-BINS-V12-220101 | D20_INS_FLR-Heat-RTF-v4.1-13 | BEST | R-0 | R-0 | R-0 | R-0 | R-0 | R-0 | R-0 | R-0 | R-0 | R-0 | R-0 | R-0 | R-0 | R-0 | R-0 | R-0 | R-0 | R-0 | R-0 | R-0 | R-0 | R-0 | R-0 | R-0 | R-0 | R-0 | R-0 | R-11 | R-11 | R-11 | R-11 | R-11 | R-11 | R-11 | R-11 | R-11 | R-11 | R-11 | R-11 | R-11 | R-11 | R-11 | R-11 | R-11 | R-11 | R-11 | R-11 | R-11 | R-11 | R-11 | R-11 | R-11 | R-11 | R-11 | 1.19 | 1.19 | 1.19 | 1.19 | 1.19 | 1.19 | 1.19 | 1.19 | 1.19 | 1.19 | 1.19 | 1.19 | 1.19 | 1.19 | 1.19 | 1.19 | 1.19 | 1.19 | 1.19 | 1.19 | 1.19 | 1.19 | 1.19 | 1.19 | 1.19 | 1.19 | 1.19 | 0 | 0 | 0 | 0 | 0 | 0 | 0 | 0 | 0 | 0 | 0 | 0 | 0 | 0 | 0 | 0 | 0 | 0 | 0 | 0 | 0 | 0 | 0 | 0 | 0 | 0 | 0 | 0 | 0 | 0 | 0 | 0 | 0 | 0 | 0 | 0 | 0 | 0 | 0 | 0 | 0 | 0 | 0 | 0 | 0 | 0 | 0 | 0 | 0 | 0 | 0 | 0 | 0 | 0 | 0 | 0 | 0 | 0 | 0 | 0 | 0 | 0 | 0 | 0 | 0 | 0 | 0 | 0 | 0 | 0 | 0 | 0 | 0 | 0 | 0 | 0 | 0 | 0 | 0 | 0 | 0 | 0 | 0 | 0 | 0 | 0 | 0 | 0 | 0 | 0 | 0 | 0 | 0 | 0 | 0 | 0 | 0 | 0 | 0 | 0 | 0 | 0 | 0 | 0 | 0 | 0 | 0 | 0 | 0 | 0 | 0 | 0 | 0 | 0 | 0 | 0 | 0 | 0 | 0 | 0 | 0 | 0 | 0 | 0 | 0 | 0 | 0 | 0 | 0 | 0 | 0 | 0 | 0 | 0 | 0 | 0 | 0 | 0 | 0 | 0 | 0 | 0 | 0 | 0 | 0 | 0 | 0 | 0 | 0 | 0 | 0 | 0 | 0 | 0 | 0 | 0 | 0 | 0 | 0 | 0 | 0 | 0 | 0 | 0 | 0 | 0 | 0 | 0 | 0 | 0 | 0 | 0 | 0 | 0 | 0 | 0 | 0 | 0 | 0 | 0 | 0 | 0 | 0 | 0 | 0 | 0 | 0 | 0 | 0 | 0 | 0 | 0 | 0 | 0 | 0 | 0 | 0 | 0 | 0 | 0 | 0 | 0 | 0 | 0 | 0 | 0 | 0 | 0 | 0 | 0 | 0 | 0 | 0 | 0 | 0 | 0 | 0 | 0 | 0 | 0 | 0 | 0 | 0 | 0 | 0 | 0 | 0 | 0 | 0 | 0 | 0 | 0 | 0 | 0 | 0 | 0 | 0 | 0 | 0 | 0 | 0 | 0 | 0 | 0 | 0 | 0 | 0 | 0 | 0 | 0 | 0 | 0 | 0 | 0 | 0 | 0 | 0 | 0 | 0 | 0 | 0 | 0 | 0 | 0 | 0 | 0 | 0 | 0 | 0 | 0 | 0 | 0 | 0 | 0 | 0 | 0 | 0 | 0 | 0 | 0 | 0 | 0 | 0 | 0 | 0 | 0 | 0 | 0 | 0 | 0 | 0 | 0 | 0 | 0 | 0 | 0 | 0 | 0 | 0 | 0 | 0 | 0 | 0 | 0 | 0 | 0 | 0 | 0 | 0 | 0 | 0 | 0 | 0 | 0 | 0 | 0 | 0 | 0 | 0 | 0 | 0 | 0 | 0 | 0 | 0 | 0 | 0 | 0 | 0 | 0 | 0 | 0 | 0 | 0 | 0 | 0 | 0 | 0 | 0 | 0 | 0 | 0 | 0 | 0 | 0 | 0 | 0 | 0 | 0 | 0 | 0 | 0 | 0 | 0 | 0 | 0 | 0 | 0 | 0 | 0 | 0 | 0 | 0 | 0 | 0 | 0 | 0 | 0 | 0 | 0 | 0 | 0 | 0 | 0 | 0 | 0 | 0 | 0 | 0 | 0 | 0 | 0 | 0 | 0 | 0 | 0 | 0 | 0 | 0 | 0 | 0 | 0 | 0 | 0 | 0 | 0 | 0 | 0 | 0 | 0 | 0 | 0 | 0 | 0 | 0 | 0 | 0 | 0 | 0 | 0 | 0 | 0 | 0 | 0 | 0 | 0 | 0 | 0 | 0 | 0 | 0 | 0 | 0 | 0 | 0 | 0 | 0 | 0 | 0 | 0 | 0 | 0 | 0 | 0 | 0 | 0 | 0 | 0 | 0 | 0 | 0 | 0 | 0 | 0 | 0 | 0 | 0 | 0 | 0 | 0 | 0 | 0 | 0 | 0 | 0 | 0 | 0 | 0 | 0 | 0 | 0 | 0 | 0 | 0 | 0 | 0 | 0 | 0 | 0 | 0 | 0 | 0 | 0 | 0 | 0 | 0 | 0 | 256
OR_Residential_LI - Single Family_Existing_Space Heating_Natural Gas_Furnace | OR | Residential | LI - Multi-Family | New | Space Heating | Natural Gas | Insulation - Foundation | A | ORM209 | R-0 | R-15 | 70 | 0 | 0 | 0 | 1.03 | 0 | 0 | 0 | 0.21321 | 0.45 | sqft floor cs | 0% | 0% | Retrofit | Retro5Med | 81.71% | TBD | 0% | 0 |  | 0 |  | 0 | ResNewSFSlabInsulation v3.2 | ResNewSFSlabInsulation v3.2 | BEST | R-0 | R-0 | R-0 | R-0 | R-0 | R-0 | R-0 | R-0 | R-0 | R-0 | R-0 | R-0 | R-0 | R-0 | R-0 | R-0 | R-0 | R-0 | R-0 | R-0 | R-0 | R-0 | R-0 | R-0 | R-0 | R-0 | R-0 | R-15 | R-15 | R-15 | R-15 | R-15 | R-15 | R-15 | R-15 | R-15 | R-15 | R-15 | R-15 | R-15 | R-15 | R-15 | R-15 | R-15 | R-15 | R-15 | R-15 | R-15 | R-15 | R-15 | R-15 | R-15 | R-15 | R-15 | 1.03 | 1.03 | 1.03 | 1.03 | 1.03 | 1.03 | 1.03 | 1.03 | 1.03 | 1.03 | 1.03 | 1.03 | 1.03 | 1.03 | 1.03 | 1.03 | 1.03 | 1.03 | 1.03 | 1.03 | 1.03 | 1.03 | 1.03 | 1.03 | 1.03 | 1.03 | 1.03 | 0 | 0 | 0 | 0 | 0 | 0 | 0 | 0 | 0 | 0 | 0 | 0 | 0 | 0 | 0 | 0 | 0 | 0 | 0 | 0 | 0 | 0 | 0 | 0 | 0 | 0 | 0 | 0 | 0 | 0 | 0 | 0 | 0 | 0 | 0 | 0 | 0 | 0 | 0 | 0 | 0 | 0 | 0 | 0 | 0 | 0 | 0 | 0 | 0 | 0 | 0 | 0 | 0 | 0 | 0 | 0 | 0 | 0 | 0 | 0 | 0 | 0 | 0 | 0 | 0 | 0 | 0 | 0 | 0 | 0 | 0 | 0 | 0 | 0 | 0 | 0 | 0 | 0 | 0 | 0 | 0 | 0 | 0 | 0 | 0 | 0 | 0 | 0 | 0 | 0 | 0 | 0 | 0 | 0 | 0 | 0 | 0 | 0 | 0 | 0 | 0 | 0 | 0 | 0 | 0 | 0 | 0 | 0 | 0 | 0 | 0 | 0 | 0 | 0 | 0 | 0 | 0 | 0 | 0 | 0 | 0 | 0 | 0 | 0 | 0 | 0 | 0 | 0 | 0 | 0 | 0 | 0 | 0 | 0 | 0 | 0 | 0 | 0 | 0 | 0 | 0 | 0 | 0 | 0 | 0 | 0 | 0 | 0 | 0 | 0 | 0 | 0 | 0 | 0 | 0 | 0 | 0 | 0 | 0 | 0 | 0 | 0 | 0 | 0 | 0 | 0 | 0 | 0 | 0 | 0 | 0 | 0 | 0 | 0 | 0 | 0 | 0 | 0 | 0 | 0 | 0 | 0 | 0 | 0 | 0 | 0 | 0 | 0 | 0 | 0 | 0 | 0 | 0 | 0 | 0 | 0 | 0 | 0 | 0 | 0 | 0 | 0 | 0 | 0 | 0 | 0 | 0 | 0 | 0 | 0 | 0 | 0 | 0 | 0 | 0 | 0 | 0 | 0 | 0 | 0 | 0 | 0 | 0 | 0 | 0 | 0 | 0 | 0 | 0 | 0 | 0 | 0 | 0 | 0 | 0 | 0 | 0 | 0 | 0 | 0 | 0 | 0 | 0 | 0 | 0 | 0 | 0 | 0 | 0 | 0 | 0 | 0 | 0 | 0 | 0 | 0 | 0 | 0 | 0 | 0 | 0 | 0 | 0 | 0 | 0 | 0 | 0 | 0 | 0 | 0 | 0 | 0 | 0 | 0 | 0 | 0 | 0 | 0 | 0 | 0 | 0 | 0 | 0 | 0 | 0 | 0 | 0 | 0 | 0 | 0 | 0 | 0 | 0 | 0 | 0 | 0 | 0 | 0 | 0 | 0 | 0 | 0 | 0 | 0 | 0 | 0 | 0 | 0 | 0 | 0 | 0 | 0 | 0 | 0 | 0 | 0 | 0 | 0 | 0 | 0 | 0 | 0 | 0 | 0 | 0 | 0 | 0 | 0 | 0 | 0 | 0 | 0 | 0 | 0 | 0 | 0 | 0 | 0 | 0 | 0 | 0 | 0 | 0 | 0 | 0 | 0 | 0 | 0 | 0 | 0 | 0 | 0 | 0 | 0 | 0 | 0 | 0 | 0 | 0 | 0 | 0 | 0 | 0 | 0 | 0 | 0 | 0 | 0 | 0 | 0 | 0 | 0 | 0 | 0 | 0 | 0 | 0 | 0 | 0 | 0 | 0 | 0 | 0 | 0 | 0 | 0 | 0 | 0 | 0 | 0 | 0 | 0 | 0 | 0 | 0 | 0 | 0 | 0 | 0 | 0 | 0 | 0 | 0 | 0 | 0 | 0 | 0 | 0 | 0 | 0 | 0 | 0 | 0 | 0 | 0 | 0 | 0 | 0 | 0 | 0 | 0 | 0 | 0 | 0 | 0 | 0 | 0 | 0 | 0 | 0 | 0 | 0 | 0 | 0 | 0 | 0 | 0 | 0 | 0 | 0 | 0 | 0 | 0 | 0 | 0 | 0 | 0 | 0 | 0 | 0 | 0 | 0 | 0 | 0 | 0 | 0 | 0 | 0 | 0 | 0 | 0 | 0 | 0 | 0 | 0 | 0 | 0 | 0 | 0 | 0 | 0 | 0 | 0 | 0 | 0 | 0 | 0 | 257
OR_Residential_LI - Single Family_Existing_Space Heating_Natural Gas_Furnace | OR | Residential | LI - Multi-Family | New | Space Heating | Natural Gas | Insulation - Ducting | A | ORM210 | R-4 | R-8 | 45 | 0.088173 | 0 | 0 | 2.54 | 0 | 0 | 0 | 1 | 0.25 | sqft duct | 0% | 0% | Retrofit | Retro5Med | 81.71% | TBD | 0% | 0 |  | 0 |  | 0 | RTF Workbook - ResSFWx_v5_0 | RTF Workbook - ResSFWx_v5_0 | RTF Workbook - ResSFWx_v5_0 | R-4 | R-4 | R-4 | R-4 | R-4 | R-4 | R-4 | R-4 | R-4 | R-4 | R-4 | R-4 | R-4 | R-4 | R-4 | R-4 | R-4 | R-4 | R-4 | R-4 | R-4 | R-4 | R-4 | R-4 | R-4 | R-4 | R-4 | R-8 | R-8 | R-8 | R-8 | R-8 | R-8 | R-8 | R-8 | R-8 | R-8 | R-8 | R-8 | R-8 | R-8 | R-8 | R-8 | R-8 | R-8 | R-8 | R-8 | R-8 | R-8 | R-8 | R-8 | R-8 | R-8 | R-8 | 2.54 | 2.54 | 2.54 | 2.54 | 2.54 | 2.54 | 2.54 | 2.54 | 2.54 | 2.54 | 2.54 | 2.54 | 2.54 | 2.54 | 2.54 | 2.54 | 2.54 | 2.54 | 2.54 | 2.54 | 2.54 | 2.54 | 2.54 | 2.54 | 2.54 | 2.54 | 2.54 | 0 | 0 | 0 | 0 | 0 | 0 | 0 | 0 | 0 | 0 | 0 | 0 | 0 | 0 | 0 | 0 | 0 | 0 | 0 | 0 | 0 | 0 | 0 | 0 | 0 | 0 | 0 | 0 | 0 | 0 | 0 | 0 | 0 | 0 | 0 | 0 | 0 | 0 | 0 | 0 | 0 | 0 | 0 | 0 | 0 | 0 | 0 | 0 | 0 | 0 | 0 | 0 | 0 | 0 | 0 | 0 | 0 | 0 | 0 | 0 | 0 | 0 | 0 | 0 | 0 | 0 | 0 | 0 | 0 | 0 | 0 | 0 | 0 | 0 | 0 | 0 | 0 | 0 | 0 | 0 | 0 | 0 | 0 | 0 | 0 | 0 | 0 | 0 | 0 | 0 | 0 | 0 | 0 | 0 | 0 | 0 | 0 | 0 | 0 | 0 | 0 | 0 | 0 | 0 | 0 | 0 | 0 | 0 | 0 | 0 | 0 | 0 | 0 | 0 | 0 | 0 | 0 | 0 | 0 | 0 | 0 | 0 | 0 | 0 | 0 | 0 | 0 | 0 | 0 | 0 | 0 | 0 | 0 | 0 | 0 | 0 | 0 | 0 | 0 | 0 | 0 | 0 | 0 | 0 | 0 | 0 | 0 | 0 | 0 | 0 | 0 | 0 | 0 | 0 | 0 | 0 | 0 | 0 | 0 | 0 | 0 | 0 | 0 | 0 | 0 | 0 | 0 | 0 | 0 | 0 | 0 | 0 | 0 | 0 | 0 | 0 | 0 | 0 | 0 | 0 | 0 | 0 | 0 | 0 | 0 | 0 | 0 | 0 | 0 | 0 | 0 | 0 | 0 | 0 | 0 | 0 | 0 | 0 | 0 | 0 | 0 | 0 | 0 | 0 | 0 | 0 | 0 | 0 | 0 | 0 | 0 | 0 | 0 | 0 | 0 | 0 | 0 | 0 | 0 | 0 | 0 | 0 | 0 | 0 | 0 | 0 | 0 | 0 | 0 | 0 | 0 | 0 | 0 | 0 | 0 | 0 | 0 | 0 | 0 | 0 | 0 | 0 | 0 | 0 | 0 | 0 | 0 | 0 | 0 | 0 | 0 | 0 | 0 | 0 | 0 | 0 | 0 | 0 | 0 | 0 | 0 | 0 | 0 | 0 | 0 | 0 | 0 | 0 | 0 | 0 | 0 | 0 | 0 | 0 | 0 | 0 | 0 | 0 | 0 | 0 | 0 | 0 | 0 | 0 | 0 | 0 | 0 | 0 | 0 | 0 | 0 | 0 | 0 | 0 | 0 | 0 | 0 | 0 | 0 | 0 | 0 | 0 | 0 | 0 | 0 | 0 | 0 | 0 | 0 | 0 | 0 | 0 | 0 | 0 | 0 | 0 | 0 | 0 | 0 | 0 | 0 | 0 | 0 | 0 | 0 | 0 | 0 | 0 | 0 | 0 | 0 | 0 | 0 | 0 | 0 | 0 | 0 | 0 | 0 | 0 | 0 | 0 | 0 | 0 | 0 | 0 | 0 | 0 | 0 | 0 | 0 | 0 | 0 | 0 | 0 | 0 | 0 | 0 | 0 | 0 | 0 | 0 | 0 | 0 | 0 | 0 | 0 | 0 | 0 | 0 | 0 | 0 | 0 | 0 | 0 | 0 | 0 | 0 | 0 | 0 | 0 | 0 | 0 | 0 | 0 | 0 | 0 | 0 | 0 | 0 | 0 | 0 | 0 | 0 | 0 | 0 | 0 | 0 | 0 | 0 | 0 | 0 | 0 | 0 | 0 | 0 | 0 | 0 | 0 | 0 | 0 | 0 | 0 | 0 | 0 | 0 | 0 | 0 | 0 | 0 | 0 | 0 | 0 | 0 | 0 | 0 | 0 | 0 | 0 | 0 | 0 | 0 | 0 | 0 | 0 | 0 | 0 | 0 | 0 | 0 | 0 | 0 | 0 | 0 | 0 | 0 | 0 | 0 | 0 | 0 | 0 | 0 | 0 | 0 | 0 | 0 | 0 | 0 | 0 | 0 | 0 | 0 | 0 | 0 | 0 | 0 | 0 | 0 | 0 | 0 | 0 | 0 | 0 | 0 | 0 | 0 | 0 | 258
OR_Residential_LI - Single Family_Existing_Space Heating_Natural Gas_Furnace | OR | Residential | LI - Multi-Family | New | Space Heating | Natural Gas | Ducting - Repair and Sealing | A | ORM211 | 20% Leakage | Sealed | 20 | 20.17 | 0 | 0 | 808.51 | 0 | 0 | 0 | 0.94093 | 0.25 | household | 0% | 0% | Retrofit | Retro3Slow | 84.16% | TBD | 0% | 0 |  | 0 |  | 0 | Avista TRM - 07.01.21 - Duct Sealing | Avista TRM - 07.01.21 - Duct Sealing | Avista TRM - 07.01.21 - Duct Sealing | 20% Leakage | 20% Leakage | 20% Leakage | 20% Leakage | 20% Leakage | 20% Leakage | 20% Leakage | 20% Leakage | 20% Leakage | 20% Leakage | 20% Leakage | 20% Leakage | 20% Leakage | 20% Leakage | 20% Leakage | 20% Leakage | 20% Leakage | 20% Leakage | 20% Leakage | 20% Leakage | 20% Leakage | 20% Leakage | 20% Leakage | 20% Leakage | 20% Leakage | 20% Leakage | 20% Leakage | Sealed | Sealed | Sealed | Sealed | Sealed | Sealed | Sealed | Sealed | Sealed | Sealed | Sealed | Sealed | Sealed | Sealed | Sealed | Sealed | Sealed | Sealed | Sealed | Sealed | Sealed | Sealed | Sealed | Sealed | Sealed | Sealed | Sealed | 808.51 | 808.51 | 808.51 | 808.51 | 808.51 | 808.51 | 808.51 | 808.51 | 808.51 | 808.51 | 808.51 | 808.51 | 808.51 | 808.51 | 808.51 | 808.51 | 808.51 | 808.51 | 808.51 | 808.51 | 808.51 | 808.51 | 808.51 | 808.51 | 808.51 | 808.51 | 808.51 | 0 | 0 | 0 | 0 | 0 | 0 | 0 | 0 | 0 | 0 | 0 | 0 | 0 | 0 | 0 | 0 | 0 | 0 | 0 | 0 | 0 | 0 | 0 | 0 | 0 | 0 | 0 | 0 | 0 | 0 | 0 | 0 | 0 | 0 | 0 | 0 | 0 | 0 | 0 | 0 | 0 | 0 | 0 | 0 | 0 | 0 | 0 | 0 | 0 | 0 | 0 | 0 | 0 | 0 | 0 | 0 | 0 | 0 | 0 | 0 | 0 | 0 | 0 | 0 | 0 | 0 | 0 | 0 | 0 | 0 | 0 | 0 | 0 | 0 | 0 | 0 | 0 | 0 | 0 | 0 | 0 | 0 | 0 | 0 | 0 | 0 | 0 | 0 | 0 | 0 | 0 | 0 | 0 | 0 | 0 | 0 | 0 | 0 | 0 | 0 | 0 | 0 | 0 | 0 | 0 | 0 | 0 | 0 | 0 | 0 | 0 | 0 | 0 | 0 | 0 | 0 | 0 | 0 | 0 | 0 | 0 | 0 | 0 | 0 | 0 | 0 | 0 | 0 | 0 | 0 | 0 | 0 | 0 | 0 | 0 | 0 | 0 | 0 | 0 | 0 | 0 | 0 | 0 | 0 | 0 | 0 | 0 | 0 | 0 | 0 | 0 | 0 | 0 | 0 | 0 | 0 | 0 | 0 | 0 | 0 | 0 | 0 | 0 | 0 | 0 | 0 | 0 | 0 | 0 | 0 | 0 | 0 | 0 | 0 | 0 | 0 | 0 | 0 | 0 | 0 | 0 | 0 | 0 | 0 | 0 | 0 | 0 | 0 | 0 | 0 | 0 | 0 | 0 | 0 | 0 | 0 | 0 | 0 | 0 | 0 | 0 | 0 | 0 | 0 | 0 | 0 | 0 | 0 | 0 | 0 | 0 | 0 | 0 | 0 | 0 | 0 | 0 | 0 | 0 | 0 | 0 | 0 | 0 | 0 | 0 | 0 | 0 | 0 | 0 | 0 | 0 | 0 | 0 | 0 | 0 | 0 | 0 | 0 | 0 | 0 | 0 | 0 | 0 | 0 | 0 | 0 | 0 | 0 | 0 | 0 | 0 | 0 | 0 | 0 | 0 | 0 | 0 | 0 | 0 | 0 | 0 | 0 | 0 | 0 | 0 | 0 | 0 | 0 | 0 | 0 | 0 | 0 | 0 | 0 | 0 | 0 | 0 | 0 | 0 | 0 | 0 | 0 | 0 | 0 | 0 | 0 | 0 | 0 | 0 | 0 | 0 | 0 | 0 | 0 | 0 | 0 | 0 | 0 | 0 | 0 | 0 | 0 | 0 | 0 | 0 | 0 | 0 | 0 | 0 | 0 | 0 | 0 | 0 | 0 | 0 | 0 | 0 | 0 | 0 | 0 | 0 | 0 | 0 | 0 | 0 | 0 | 0 | 0 | 0 | 0 | 0 | 0 | 0 | 0 | 0 | 0 | 0 | 0 | 0 | 0 | 0 | 0 | 0 | 0 | 0 | 0 | 0 | 0 | 0 | 0 | 0 | 0 | 0 | 0 | 0 | 0 | 0 | 0 | 0 | 0 | 0 | 0 | 0 | 0 | 0 | 0 | 0 | 0 | 0 | 0 | 0 | 0 | 0 | 0 | 0 | 0 | 0 | 0 | 0 | 0 | 0 | 0 | 0 | 0 | 0 | 0 | 0 | 0 | 0 | 0 | 0 | 0 | 0 | 0 | 0 | 0 | 0 | 0 | 0 | 0 | 0 | 0 | 0 | 0 | 0 | 0 | 0 | 0 | 0 | 0 | 0 | 0 | 0 | 0 | 0 | 0 | 0 | 0 | 0 | 0 | 0 | 0 | 0 | 0 | 0 | 0 | 0 | 0 | 0 | 0 | 0 | 0 | 0 | 0 | 0 | 0 | 0 | 0 | 0 | 0 | 0 | 0 | 0 | 0 | 0 | 0 | 0 | 0 | 0 | 0 | 0 | 0 | 0 | 0 | 0 | 0 | 0 | 0 | 0 | 0 | 0 | 0 | 0 | 0 | 0 | 0 | 0 | 0 | 0 | 0 | 0 | 0 | 0 | 0 | 0 | 0 | 0 | 259
OR_Residential_LI - Single Family_Existing_Space Heating_Natural Gas_Furnace | OR | Residential | LI - Multi-Family | New | Space Heating | Natural Gas | Ducting - Repair and Sealing - Aerosol | A | ORM212 | 20% Leakage | G.17 Aerosol Duct Sealing | 10 | 0.025135 | 0 | 0 | 0.59 | 0 | 0.02 | 0 | 1 | 0.45 | sqft home | 0% | 0% | Retrofit | Retro3Slow | 84.16% | TBD | 0% | 0 |  | 0 |  | 0 | DCT_RPR_AERO-HVAC-E3T-178-1 | DCT_RPR_AERO-HVAC-E3T-178-1 | DCT_RPR_AERO-HVAC-DOE-1 | 20% Leakage | 20% Leakage | 20% Leakage | 20% Leakage | 20% Leakage | 20% Leakage | 20% Leakage | 20% Leakage | 20% Leakage | 20% Leakage | 20% Leakage | 20% Leakage | 20% Leakage | 20% Leakage | 20% Leakage | 20% Leakage | 20% Leakage | 20% Leakage | 20% Leakage | 20% Leakage | 20% Leakage | 20% Leakage | 20% Leakage | 20% Leakage | 20% Leakage | 20% Leakage | 20% Leakage | G.17 Aerosol Duct Sealing | G.17 Aerosol Duct Sealing | G.17 Aerosol Duct Sealing | G.17 Aerosol Duct Sealing | G.17 Aerosol Duct Sealing | G.17 Aerosol Duct Sealing | G.17 Aerosol Duct Sealing | G.17 Aerosol Duct Sealing | G.17 Aerosol Duct Sealing | G.17 Aerosol Duct Sealing | G.17 Aerosol Duct Sealing | G.17 Aerosol Duct Sealing | G.17 Aerosol Duct Sealing | G.17 Aerosol Duct Sealing | G.17 Aerosol Duct Sealing | G.17 Aerosol Duct Sealing | G.17 Aerosol Duct Sealing | G.17 Aerosol Duct Sealing | G.17 Aerosol Duct Sealing | G.17 Aerosol Duct Sealing | G.17 Aerosol Duct Sealing | G.17 Aerosol Duct Sealing | G.17 Aerosol Duct Sealing | G.17 Aerosol Duct Sealing | G.17 Aerosol Duct Sealing | G.17 Aerosol Duct Sealing | G.17 Aerosol Duct Sealing | 0.59 | 0.59 | 0.59 | 0.59 | 0.59 | 0.59 | 0.59 | 0.59 | 0.59 | 0.59 | 0.59 | 0.59 | 0.59 | 0.59 | 0.59 | 0.59 | 0.59 | 0.59 | 0.59 | 0.59 | 0.59 | 0.59 | 0.59 | 0.59 | 0.59 | 0.59 | 0.59 | 0 | 0 | 0 | 0 | 0 | 0 | 0 | 0 | 0 | 0 | 0 | 0 | 0 | 0 | 0 | 0 | 0 | 0 | 0 | 0 | 0 | 0 | 0 | 0 | 0 | 0 | 0 | 0 | 0 | 0 | 0 | 0 | 0 | 0 | 0 | 0 | 0 | 0 | 0 | 0 | 0 | 0 | 0 | 0 | 0 | 0 | 0 | 0 | 0 | 0 | 0 | 0 | 0 | 0 | 0 | 0 | 0 | 0 | 0 | 0 | 0 | 0 | 0 | 0 | 0 | 0 | 0 | 0 | 0 | 0 | 0 | 0 | 0 | 0 | 0 | 0 | 0 | 0 | 0 | 0 | 0 | 0 | 0 | 0 | 0 | 0 | 0 | 0 | 0 | 0 | 0 | 0 | 0 | 0 | 0 | 0 | 0 | 0 | 0 | 0 | 0 | 0 | 0 | 0 | 0 | 0 | 0 | 0 | 0 | 0 | 0 | 0 | 0 | 0 | 0 | 0 | 0 | 0 | 0 | 0 | 0 | 0 | 0 | 0 | 0 | 0 | 0 | 0 | 0 | 0 | 0 | 0 | 0 | 0 | 0 | 0 | 0 | 0 | 0 | 0 | 0 | 0 | 0 | 0 | 0 | 0 | 0 | 0 | 0 | 0 | 0 | 0 | 0 | 0 | 0 | 0 | 0 | 0 | 0 | 0 | 0 | 0 | 0 | 0 | 0 | 0 | 0 | 0 | 0 | 0 | 0 | 0 | 0 | 0 | 0 | 0 | 0 | 0 | 0 | 0 | 0 | 0 | 0 | 0 | 0 | 0 | 0 | 0 | 0 | 0 | 0 | 0 | 0 | 0 | 0 | 0 | 0 | 0 | 0 | 0 | 0 | 0 | 0 | 0 | 0 | 0 | 0 | 0 | 0 | 0 | 0 | 0 | 0 | 0 | 0 | 0 | 0 | 0 | 0 | 0 | 0 | 0 | 0 | 0 | 0 | 0 | 0 | 0 | 0 | 0 | 0 | 0 | 0 | 0 | 0 | 0 | 0 | 0 | 0 | 0 | 0 | 0 | 0 | 0 | 0 | 0 | 0 | 0 | 0 | 0 | 0 | 0 | 0 | 0 | 0 | 0 | 0 | 0 | 0 | 0 | 0 | 0 | 0 | 0 | 0 | 0 | 0 | 0 | 0 | 0 | 0 | 0 | 0 | 0 | 0 | 0 | 0 | 0 | 0 | 0 | 0 | 0 | 0 | 0 | 0 | 0 | 0 | 0 | 0 | 0 | 0 | 0 | 0 | 0 | 0 | 0 | 0 | 0 | 0 | 0 | 0 | 0 | 0 | 0 | 0 | 0 | 0 | 0 | 0 | 0 | 0 | 0 | 0 | 0 | 0 | 0 | 0 | 0 | 0 | 0 | 0 | 0 | 0 | 0 | 0 | 0 | 0 | 0 | 0 | 0 | 0 | 0 | 0 | 0 | 0 | 0 | 0 | 0 | 0 | 0 | 0 | 0 | 0 | 0 | 0 | 0 | 0 | 0 | 0 | 0 | 0 | 0 | 0 | 0 | 0 | 0 | 0 | 0 | 0 | 0 | 0 | 0 | 0 | 0 | 0 | 0 | 0 | 0 | 0 | 0 | 0 | 0 | 0 | 0 | 0 | 0 | 0 | 0 | 0 | 0 | 0 | 0 | 0 | 0 | 0 | 0 | 0 | 0 | 0 | 0 | 0 | 0 | 0 | 0 | 0 | 0 | 0 | 0 | 0 | 0 | 0 | 0 | 0 | 0 | 0 | 0 | 0 | 0 | 0 | 0 | 0 | 0 | 0 | 0 | 0 | 0 | 0 | 0 | 0 | 0 | 0 | 0 | 0 | 0 | 0 | 0 | 0 | 0 | 0 | 0 | 0 | 0 | 0 | 0 | 0 | 0 | 0 | 0 | 0 | 0 | 0 | 0 | 0 | 0 | 0 | 0 | 0 | 0 | 0 | 0 | 0 | 0 | 0 | 0 | 0 | 0 | 0 | 0 | 0 | 0 | 0 | 0 | 0 | 0 | 0 | 0 | 0 | 0 | 0 | 0 | 0 | 0 | 0 | 0 | 0 | 0 | 0 | 260
OR_Residential_LI - Single Family_Existing_Space Heating_Natural Gas_Furnace | OR | Residential | LI - Multi-Family | New | Space Heating | Natural Gas | Building Shell - Air Sealing (Infiltration Control) | A | ORM213 | None | 0.1 ACH Reduction | 15 | 0.011988 | 0 | 0 | 0.73 | 0 | 0 | 0 | 1 | 0.45 | sqft floor | 0% | 0% | Retrofit | Retro5Med | 81.71% | TBD | 0% | 1427.5713 |  | 1427.5713 |  | 0 | RTF Workbook - ResSFWx_v5_0 | RTF Workbook - ResSFWx_v5_0 | RTF Workbook - ResSFWx_v5_0 | None | None | None | None | None | None | None | None | None | None | None | None | None | None | None | None | None | None | None | None | None | None | None | None | None | None | None | 0.1 ACH Reduction | 0.1 ACH Reduction | 0.1 ACH Reduction | 0.1 ACH Reduction | 0.1 ACH Reduction | 0.1 ACH Reduction | 0.1 ACH Reduction | 0.1 ACH Reduction | 0.1 ACH Reduction | 0.1 ACH Reduction | 0.1 ACH Reduction | 0.1 ACH Reduction | 0.1 ACH Reduction | 0.1 ACH Reduction | 0.1 ACH Reduction | 0.1 ACH Reduction | 0.1 ACH Reduction | 0.1 ACH Reduction | 0.1 ACH Reduction | 0.1 ACH Reduction | 0.1 ACH Reduction | 0.1 ACH Reduction | 0.1 ACH Reduction | 0.1 ACH Reduction | 0.1 ACH Reduction | 0.1 ACH Reduction | 0.1 ACH Reduction | 0.73 | 0.73 | 0.73 | 0.73 | 0.73 | 0.73 | 0.73 | 0.73 | 0.73 | 0.73 | 0.73 | 0.73 | 0.73 | 0.73 | 0.73 | 0.73 | 0.73 | 0.73 | 0.73 | 0.73 | 0.73 | 0.73 | 0.73 | 0.73 | 0.73 | 0.73 | 0.73 | 0 | 0 | 0.01189 | 0.0329 | 0.040403 | 0.042012 | 0.040723 | 0.037667 | 0.033857 | 0.030057 | 0.026805 | 0.024393 | 0.022964 | 0.022404 | 0.02235 | 0.02253 | 0.02267 | 0.022621 | 0.022323 | 0.021767 | 0.020968 | 0.019946 | 0.018902 | 0.017849 | 0.016799 | 0.015759 | 0.014735 | 0 | 0 | 0 | 0 | 0 | 0 | 0 | 0 | 0 | 0 | 0 | 0 | 0 | 0 | 0 | 0 | 0 | 0 | 0 | 0 | 0 | 0 | 0 | 0 | 0 | 0 | 0 | 0 | 0 | 0 | 0 | 0 | 0 | 0 | 0 | 0 | 0 | 0 | 0 | 0 | 0 | 0 | 0 | 0 | 0 | 0 | 0 | 0 | 0 | 0 | 0 | 0 | 0 | 0 | 0 | 0 | 0 | 0 | 0 | 0 | 0 | 0 | 0 | 0 | 0 | 0 | 0 | 0 | 0 | 0 | 0 | 0 | 0 | 0 | 0 | 0 | 0 | 0 | 0 | 0 | 0 | 0 | 0 | 0 | 0 | 0 | 0 | 0 | 0 | 0 | 0 | 0 | 0 | 0 | 0 | 0 | 0 | 0 | 0 | 0 | 0 | 0 | 0 | 0 | 0 | 0 | 0 | 0 | 0 | 0 | 0 | 0 | 0 | 0 | 0 | 0 | 0 | 0 | 0 | 0 | 0 | 0 | 0 | 0 | 0 | 0 | 0 | 0 | 0 | 0 | 0 | 0 | 0 | 0 | 0 | 0 | 0 | 0 | 0 | 0 | 0 | 0 | 0 | 0 | 0 | 0 | 0 | 0 | 0 | 0 | 0 | 0 | 0 | 0 | 0 | 0 | 0 | 0 | 0 | 0 | 0 | 0 | 0 | 0 | 0 | 0 | 0 | 0 | 0 | 0 | 0 | 0 | 0 | 0 | 0 | 0 | 0 | 0 | 0 | 0 | 0 | 0 | 0 | 0 | 0 | 0 | 0 | 0 | 0 | 0 | 0 | 0 | 0 | 0 | 0 | 0 | 0 | 0 | 0 | 0 | 0 | 0 | 0 | 0 | 0 | 0 | 0 | 0 | 0 | 0 | 0 | 0 | 0 | 0 | 0 | 0 | 0 | 0 | 0 | 0 | 0 | 0 | 0 | 0 | 0 | 0 | 0 | 0 | 0 | 0 | 0 | 0 | 0 | 0 | 0 | 0 | 0 | 0 | 0 | 0 | 0 | 0 | 0 | 0 | 0 | 0 | 0 | 0 | 0 | 0 | 0 | 0 | 0 | 0 | 0 | 0 | 0 | 0 | 0 | 0 | 0 | 0 | 0 | 0 | 0 | 0 | 0 | 0 | 0 | 0 | 0 | 0 | 0 | 0 | 0 | 0 | 0 | 0 | 0 | 0 | 0 | 0 | 0 | 0 | 0 | 0 | 0 | 0 | 0 | 0 | 0 | 0 | 0 | 0 | 0 | 0 | 0 | 0 | 0 | 0 | 0 | 0 | 0 | 0 | 0 | 0 | 0 | 0 | 0 | 0 | 0 | 0 | 0 | 0 | 0 | 0 | 0 | 0 | 0 | 0 | 0 | 0 | 0 | 0 | 0 | 0 | 0 | 0 | 0 | 0 | 0 | 0 | 0 | 0 | 0 | 0 | 0 | 0 | 0 | 0 | 0 | 0 | 0 | 0 | 0 | 0 | 0 | 0 | 0 | 0 | 0 | 0 | 0 | 0 | 0 | 0 | 0 | 0 | 0 | 0 | 0 | 0 | 0 | 0 | 0 | 0 | 0 | 0 | 0 | 0 | 0 | 0 | 0 | 0 | 0 | 0 | 0 | 0 | 0 | 0 | 0 | 0 | 0 | 0 | 0 | 0 | 0 | 0 | 0 | 0 | 0 | 0 | 0 | 0 | 0 | 0 | 0 | 0 | 0 | 0 | 7994.3128 | 2655.0264 | 1967.6398 | 1705.325 | 1566.7591 | 1480.0955 | 1420.8176 | 1377.7484 | 1345.0644 | 1319.433 | 1293.9619 | 1270.1569 | 1251.0092 | 1235.3676 | 1222.4252 | 1211.6003 | 1202.4634 | 1194.6904 | 1188.0324 | 1182.2955 | 1177.3262 | 1173.0017 | 1169.2227 | 1165.908 | 1162.991 | 7994.3128 | 2655.0264 | 1967.6398 | 1705.325 | 1566.7591 | 1480.0955 | 1420.8176 | 1377.7484 | 1345.0644 | 1319.433 | 1293.9619 | 1270.1569 | 1251.0092 | 1235.3676 | 1222.4252 | 1211.6003 | 1202.4634 | 1194.6904 | 1188.0324 | 1182.2955 | 1177.3262 | 1173.0017 | 1169.2227 | 1165.908 | 1162.991 | 261
OR_Residential_LI - Single Family_Existing_Space Heating_Natural Gas_Furnace | OR | Residential | LI - Multi-Family | New | Space Heating | Natural Gas | Building Shell - Liquid-Applied Weather-Resistive Barrier | A | ORM214 | None | Liquid-Applied Weather-Resistant Barrier | 15 | 0.03182 | 0 | 0 | 0.72 | 0 | 0.02 | 0 | 0.30173 | 0.45 | sqft wall | 0% | 0% | Retrofit | Retro1Slow | 84.81% | TBD | 0% | 657.5892 |  | 275.016 |  | 0 | INF_CTRL_LIQ-WRB-HVAC-AEG-1 | INF_CTRL_LIQ-WRB-HVAC-E3T-570-2 | INF_CTRL_LIQ-WRB-HVAC-E3T-570-1 | None | None | None | None | None | None | None | None | None | None | None | None | None | None | None | None | None | None | None | None | None | None | None | None | None | None | None | Liquid-Applied Weather-Resistant Barrier | Liquid-Applied Weather-Resistant Barrier | Liquid-Applied Weather-Resistant Barrier | Liquid-Applied Weather-Resistant Barrier | Liquid-Applied Weather-Resistant Barrier | Liquid-Applied Weather-Resistant Barrier | Liquid-Applied Weather-Resistant Barrier | Liquid-Applied Weather-Resistant Barrier | Liquid-Applied Weather-Resistant Barrier | Liquid-Applied Weather-Resistant Barrier | Liquid-Applied Weather-Resistant Barrier | Liquid-Applied Weather-Resistant Barrier | Liquid-Applied Weather-Resistant Barrier | Liquid-Applied Weather-Resistant Barrier | Liquid-Applied Weather-Resistant Barrier | Liquid-Applied Weather-Resistant Barrier | Liquid-Applied Weather-Resistant Barrier | Liquid-Applied Weather-Resistant Barrier | Liquid-Applied Weather-Resistant Barrier | Liquid-Applied Weather-Resistant Barrier | Liquid-Applied Weather-Resistant Barrier | Liquid-Applied Weather-Resistant Barrier | Liquid-Applied Weather-Resistant Barrier | Liquid-Applied Weather-Resistant Barrier | Liquid-Applied Weather-Resistant Barrier | Liquid-Applied Weather-Resistant Barrier | Liquid-Applied Weather-Resistant Barrier | 0.72 | 0.72 | 0.72 | 0.72 | 0.72 | 0.72 | 0.72 | 0.72 | 0.72 | 0.72 | 0.72 | 0.72 | 0.72 | 0.72 | 0.72 | 0.72 | 0.72 | 0.72 | 0.72 | 0.72 | 0.72 | 0.72 | 0.72 | 0.72 | 0.72 | 0.72 | 0.72 | 0 | 0 | 0.03156 | 0.087326 | 0.10724 | 0.11151 | 0.10809 | 0.099979 | 0.089866 | 0.07978 | 0.071148 | 0.064746 | 0.060951 | 0.059466 | 0.059323 | 0.059801 | 0.060171 | 0.060042 | 0.059251 | 0.057776 | 0.055654 | 0.052941 | 0.05017 | 0.047376 | 0.044589 | 0.041829 | 0.039111 | 0 | 0 | 0 | 0 | 0 | 0 | 0 | 0 | 0 | 0 | 0 | 0 | 0 | 0 | 0 | 0 | 0 | 0 | 0 | 0 | 0 | 0 | 0 | 0 | 0 | 0 | 0 | 0 | 0 | 0 | 0 | 0 | 0 | 0 | 0 | 0 | 0 | 0 | 0 | 0 | 0 | 0 | 0 | 0 | 0 | 0 | 0 | 0 | 0 | 0 | 0 | 0 | 0 | 0 | 0 | 0 | 0 | 0 | 0 | 0 | 0 | 0 | 0 | 0 | 0 | 0 | 0 | 0 | 0 | 0 | 0 | 0 | 0 | 0 | 0 | 0 | 0 | 0 | 0 | 0 | 0 | 0 | 0 | 0 | 0 | 0 | 0 | 0 | 0 | 0 | 0 | 0 | 0 | 0 | 0 | 0 | 0 | 0 | 0 | 0 | 0 | 0 | 0 | 0 | 0 | 0 | 0 | 0 | 0 | 0 | 0 | 0 | 0 | 0 | 0 | 0 | 0 | 0 | 0 | 0 | 0 | 0 | 0 | 0 | 0 | 0 | 0 | 0 | 0 | 0 | 0 | 0 | 0 | 0 | 0 | 0 | 0 | 0 | 0 | 0 | 0 | 0 | 0 | 0 | 0 | 0 | 0 | 0 | 0 | 0 | 0 | 0 | 0 | 0 | 0 | 0 | 0 | 0 | 0 | 0 | 0 | 0 | 0 | 0 | 0 | 0 | 0 | 0 | 0 | 0 | 0 | 0 | 0 | 0 | 0 | 0 | 0 | 0 | 0 | 0 | 0 | 0 | 0 | 0 | 0 | 0 | 0 | 0 | 0 | 0 | 0 | 0 | 0 | 0 | 0 | 0 | 0 | 0 | 0 | 0 | 0 | 0 | 0 | 0 | 0 | 0 | 0 | 0 | 0 | 0 | 0 | 0 | 0 | 0 | 0 | 0 | 0 | 0 | 0 | 0 | 0 | 0 | 0 | 0 | 0 | 0 | 0 | 0 | 0 | 0 | 0 | 0 | 0 | 0 | 0 | 0 | 0 | 0 | 0 | 0 | 0 | 0 | 0 | 0 | 0 | 0 | 0 | 0 | 0 | 0 | 0 | 0 | 0 | 0 | 0 | 0 | 0 | 0 | 0 | 0 | 0 | 0 | 0 | 0 | 0 | 0 | 0 | 0 | 0 | 0 | 0 | 0 | 0 | 0 | 0 | 0 | 0 | 0 | 0 | 0 | 0 | 0 | 0 | 0 | 0 | 0 | 0 | 0 | 0 | 0 | 0 | 0 | 0 | 0 | 0 | 0 | 0 | 0 | 0 | 0 | 0 | 0 | 0 | 0 | 0 | 0 | 0 | 0 | 0 | 0 | 0 | 0 | 0 | 0 | 0 | 0 | 0 | 0 | 0 | 0 | 0 | 0 | 0 | 0 | 0 | 0 | 0 | 0 | 0 | 0 | 0 | 0 | 0 | 0 | 0 | 0 | 0 | 0 | 0 | 0 | 0 | 0 | 0 | 0 | 0 | 0 | 0 | 0 | 0 | 0 | 0 | 0 | 0 | 0 | 0 | 0 | 0 | 0 | 0 | 0 | 0 | 0 | 0 | 0 | 0 | 0 | 0 | 0 | 0 | 0 | 0 | 0 | 0 | 0 | 0 | 0 | 0 | 0 | 0 | 0 | 0 | 0 | 0 | 0 | 0 | 0 | 0 | 0 | 0 | 0 | 0 | 0 | 0 | 0 | 0 | 0 | 0 | 0 | 0 | 0 | 3682.4598 | 1222.9979 | 906.3636 | 785.5323 | 721.704 | 681.7837 | 654.4782 | 634.6391 | 619.5837 | 607.7769 | 596.0441 | 585.0786 | 576.2586 | 569.0535 | 563.0917 | 558.1054 | 553.8967 | 550.3161 | 547.2493 | 544.6066 | 542.3176 | 540.3256 | 538.5848 | 537.058 | 535.7143 | 1540.0731 | 511.4804 | 379.0581 | 328.5242 | 301.83 | 285.1346 | 273.7149 | 265.4178 | 259.1214 | 254.1836 | 249.2767 | 244.6908 | 241.002 | 237.9887 | 235.4954 | 233.4101 | 231.6499 | 230.1524 | 228.8698 | 227.7646 | 226.8073 | 225.9742 | 225.2462 | 224.6076 | 224.0457 | 262
OR_Residential_LI - Single Family_Existing_Space Heating_Natural Gas_Furnace | OR | Residential | LI - Multi-Family | New | Space Heating | Natural Gas | Building Shell - Whole-Home Aerosol Sealing | A | ORM215 | Leaky Building | Building Sealed | 20 | 16.9831 | 0 | 0 | 386 | 0 | 13.05 | 0 | 0.30173 | 0.45 | household | 0% | 0% | Retrofit | Retro5Med | 81.71% | TBD | 0% | 572.5062 |  | 230.9061 |  | 0 | INF_CTRL_AERO-Cooling-MNCARD-1 | INF_CTRL_AERO-Heating-NREL-1 | INF_CTRL_AERO-Heating-MNCARD-5 | Leaky Building | Leaky Building | Leaky Building | Leaky Building | Leaky Building | Leaky Building | Leaky Building | Leaky Building | Leaky Building | Leaky Building | Leaky Building | Leaky Building | Leaky Building | Leaky Building | Leaky Building | Leaky Building | Leaky Building | Leaky Building | Leaky Building | Leaky Building | Leaky Building | Leaky Building | Leaky Building | Leaky Building | Leaky Building | Leaky Building | Leaky Building | Building Sealed | Building Sealed | Building Sealed | Building Sealed | Building Sealed | Building Sealed | Building Sealed | Building Sealed | Building Sealed | Building Sealed | Building Sealed | Building Sealed | Building Sealed | Building Sealed | Building Sealed | Building Sealed | Building Sealed | Building Sealed | Building Sealed | Building Sealed | Building Sealed | Building Sealed | Building Sealed | Building Sealed | Building Sealed | Building Sealed | Building Sealed | 386 | 386 | 386 | 386 | 386 | 386 | 386 | 386 | 386 | 386 | 386 | 386 | 386 | 386 | 386 | 386 | 386 | 386 | 386 | 386 | 386 | 386 | 386 | 386 | 386 | 386 | 386 | 0 | 0 | 16.8446 | 46.6086 | 57.2376 | 59.5165 | 57.6904 | 53.3617 | 47.9639 | 42.5809 | 37.9737 | 34.557 | 32.5314 | 31.7388 | 31.6625 | 31.9173 | 32.1152 | 32.0462 | 31.6237 | 30.8369 | 29.704 | 28.2561 | 26.7769 | 25.2862 | 23.7987 | 22.3255 | 20.8748 | 0 | 0 | 0 | 0 | 0 | 0 | 0 | 0 | 0 | 0 | 0 | 0 | 0 | 0 | 0 | 0 | 0 | 0 | 0 | 0 | 0 | 0 | 0 | 0 | 0 | 0 | 0 | 0 | 0 | 0 | 0 | 0 | 0 | 0 | 0 | 0 | 0 | 0 | 0 | 0 | 0 | 0 | 0 | 0 | 0 | 0 | 0 | 0 | 0 | 0 | 0 | 0 | 0 | 0 | 0 | 0 | 0 | 0 | 0 | 0 | 0 | 0 | 0 | 0 | 0 | 0 | 0 | 0 | 0 | 0 | 0 | 0 | 0 | 0 | 0 | 0 | 0 | 0 | 0 | 0 | 0 | 0 | 0 | 0 | 0 | 0 | 0 | 0 | 0 | 0 | 0 | 0 | 0 | 0 | 0 | 0 | 0 | 0 | 0 | 0 | 0 | 0 | 0 | 0 | 0 | 0 | 0 | 0 | 0 | 0 | 0 | 0 | 0 | 0 | 0 | 0 | 0 | 0 | 0 | 0 | 0 | 0 | 0 | 0 | 0 | 0 | 0 | 0 | 0 | 0 | 0 | 0 | 0 | 0 | 0 | 0 | 0 | 0 | 0 | 0 | 0 | 0 | 0 | 0 | 0 | 0 | 0 | 0 | 0 | 0 | 0 | 0 | 0 | 0 | 0 | 0 | 0 | 0 | 0 | 0 | 0 | 0 | 0 | 0 | 0 | 0 | 0 | 0 | 0 | 0 | 0 | 0 | 0 | 0 | 0 | 0 | 0 | 0 | 0 | 0 | 0 | 0 | 0 | 0 | 0 | 0 | 0 | 0 | 0 | 0 | 0 | 0 | 0 | 0 | 0 | 0 | 0 | 0 | 0 | 0 | 0 | 0 | 0 | 0 | 0 | 0 | 0 | 0 | 0 | 0 | 0 | 0 | 0 | 0 | 0 | 0 | 0 | 0 | 0 | 0 | 0 | 0 | 0 | 0 | 0 | 0 | 0 | 0 | 0 | 0 | 0 | 0 | 0 | 0 | 0 | 0 | 0 | 0 | 0 | 0 | 0 | 0 | 0 | 0 | 0 | 0 | 0 | 0 | 0 | 0 | 0 | 0 | 0 | 0 | 0 | 0 | 0 | 0 | 0 | 0 | 0 | 0 | 0 | 0 | 0 | 0 | 0 | 0 | 0 | 0 | 0 | 0 | 0 | 0 | 0 | 0 | 0 | 0 | 0 | 0 | 0 | 0 | 0 | 0 | 0 | 0 | 0 | 0 | 0 | 0 | 0 | 0 | 0 | 0 | 0 | 0 | 0 | 0 | 0 | 0 | 0 | 0 | 0 | 0 | 0 | 0 | 0 | 0 | 0 | 0 | 0 | 0 | 0 | 0 | 0 | 0 | 0 | 0 | 0 | 0 | 0 | 0 | 0 | 0 | 0 | 0 | 0 | 0 | 0 | 0 | 0 | 0 | 0 | 0 | 0 | 0 | 0 | 0 | 0 | 0 | 0 | 0 | 0 | 0 | 0 | 0 | 0 | 0 | 0 | 0 | 0 | 0 | 0 | 0 | 0 | 0 | 0 | 0 | 0 | 0 | 0 | 0 | 0 | 0 | 0 | 0 | 0 | 0 | 0 | 0 | 0 | 0 | 0 | 0 | 0 | 0 | 0 | 0 | 0 | 0 | 0 | 0 | 0 | 0 | 0 | 0 | 0 | 0 | 0 | 0 | 0 | 0 | 0 | 0 | 0 | 0 | 0 | 0 | 0 | 0 | 3206.0002 | 1064.7588 | 789.0927 | 683.8952 | 628.3254 | 593.5703 | 569.7977 | 552.5255 | 539.4181 | 529.139 | 518.9242 | 509.3775 | 501.6986 | 495.4258 | 490.2354 | 485.8943 | 482.2301 | 479.1128 | 476.4427 | 474.142 | 472.1491 | 470.4149 | 468.8993 | 467.5701 | 466.4002 | 1293.0601 | 429.4439 | 318.2608 | 275.8321 | 253.4194 | 239.4017 | 229.8137 | 222.8474 | 217.5608 | 213.415 | 209.2951 | 205.4447 | 202.3476 | 199.8176 | 197.7242 | 195.9733 | 194.4955 | 193.2382 | 192.1613 | 191.2333 | 190.4296 | 189.7301 | 189.1188 | 188.5827 | 188.1109 | 263
OR_Residential_LI - Single Family_Existing_Space Heating_Natural Gas_Furnace | OR | Residential | LI - Multi-Family | New | Space Heating | Natural Gas | Windows - High Efficiency (Class 30) | A | ORM216 | Double Pane | Class 30 | 45 | 0.83079 | 0 | 0 | 26.53 | 0 | 0 | 0 | 1.037 | 0.25 | sqft window | 0% | 15% | Retrofit | Retro5Med | 81.71% | TBD | 0% | 383.0771 |  | 394.4119 |  | 0.007192 | RTF Workbook - ResMFWeatherization_v5_0 | RTF Workbook - ResMFWeatherization_v5_0 | RTF Workbook - ResMFWeatherization_v5_0 | Double Pane | Double Pane | Double Pane | Double Pane | Double Pane | Double Pane | Double Pane | Double Pane | Double Pane | Double Pane | Double Pane | Double Pane | Double Pane | Double Pane | Double Pane | Double Pane | Double Pane | Double Pane | Double Pane | Double Pane | Double Pane | Double Pane | Double Pane | Double Pane | Double Pane | Double Pane | Double Pane | Class 30 | Class 30 | Class 30 | Class 30 | Class 30 | Class 30 | Class 30 | Class 30 | Class 30 | Class 30 | Class 30 | Class 30 | Class 30 | Class 30 | Class 30 | Class 30 | Class 30 | Class 30 | Class 30 | Class 30 | Class 30 | Class 30 | Class 30 | Class 30 | Class 30 | Class 30 | Class 30 | 26.53 | 26.53 | 26.53 | 26.53 | 26.53 | 26.53 | 26.53 | 26.53 | 26.53 | 26.53 | 26.53 | 26.53 | 26.53 | 26.53 | 26.53 | 26.53 | 26.53 | 26.53 | 26.53 | 26.53 | 26.53 | 26.53 | 26.53 | 26.53 | 26.53 | 26.53 | 26.53 | 0 | 0 | 0.85709 | 2.4765 | 3.1866 | 3.4803 | 3.5541 | 3.4797 | 3.3215 | 3.1355 | 2.97 | 2.8613 | 2.8403 | 2.9113 | 3.0463 | 3.2227 | 3.413 | 3.6007 | 3.7775 | 3.9407 | 4.0903 | 4.2272 | 4.3528 | 4.4681 | 4.5743 | 4.6723 | 4.7628 | 0.0084036 | 0.044745 | 0.095465 | 0.15338 | 0.21717 | 0.2943 | 0.3578 | 0.39465 | 0.39816 | 0.3691 | 0.31485 | 0.2356 | 0.15698 | 0.087261 | 0.042484 | 0.017642 | 0.0062368 | 0.0015253 | 0.00027914 | 3.7054e-05 | 0 | 0 | 0 | 0 | 0 | 0.0084036 | 0.069026 | 0.18429 | 0.35466 | 0.57935 | 0.86152 | 1.1802 | 1.5087 | 1.8272 | 2.1295 | 2.4287 | 2.725 | 3.0083 | 3.2698 | 3.5054 | 3.7158 | 3.9045 | 4.0747 | 4.2297 | 4.3713 | 4.5011 | 4.6204 | 4.7302 | 4.8315 | 4.9251 | 9.8049 | 18.0681 | 29.9583 | 44.0719 | 61.1051 | 84.5759 | 107.722 | 125.866 | 134.0632 | 128.9976 | 110.8526 | 80.9236 | 51.5325 | 27.0771 | 12.4476 | 4.8996 | 1.6511 | 0.38705 | 0.068245 | 0.0087656 | 0 | 0 | 0 | 0 | 0 | 9.8049 | 27.873 | 57.8313 | 101.9033 | 163.0084 | 247.5843 | 355.3063 | 481.1722 | 615.2354 | 744.233 | 855.0856 | 936.0092 | 987.5417 | 1014.6187 | 1027.0663 | 1031.966 | 1033.617 | 1034.0041 | 1034.0723 | 1034.0811 | 1034.0811 | 1034.0811 | 1034.0811 | 1034.0811 | 1034.0811 | 0.007192 | 0.038539 | 0.082841 | 0.13428 | 0.19215 | 0.26389 | 0.32586 | 0.36536 | 0.37423 | 0.35085 | 0.30092 | 0.22489 | 0.14894 | 0.08207 | 0.039593 | 0.016303 | 0.0057199 | 0.0013897 | 0.00025288 | 3.3401e-05 | 0 | 0 | 0 | 0 | 0 | 0.007192 | 0.059452 | 0.15992 | 0.31049 | 0.51259 | 0.7725 | 1.0748 | 1.3967 | 1.7174 | 2.0242 | 2.3212 | 2.6012 | 2.8541 | 3.0753 | 3.2669 | 3.4336 | 3.5809 | 3.7126 | 3.8318 | 3.9403 | 4.0395 | 4.1304 | 4.2139 | 4.2907 | 4.3615 | 8.3341 | 15.3579 | 25.4646 | 37.4611 | 51.9393 | 71.8895 | 91.5637 | 106.9861 | 113.9537 | 109.648 | 94.2247 | 68.7851 | 43.8026 | 23.0155 | 10.5804 | 4.1647 | 1.4034 | 0.329 | 0.058008 | 0.0074508 | 0 | 0 | 0 | 0 | 0 | 8.3341 | 23.6921 | 49.1566 | 86.6178 | 138.5571 | 210.4467 | 302.0103 | 408.9964 | 522.9501 | 632.5981 | 726.8228 | 795.6078 | 839.4104 | 862.4259 | 873.0064 | 877.1711 | 878.5745 | 878.9035 | 878.9615 | 878.9689 | 878.9689 | 878.9689 | 878.9689 | 878.9689 | 878.9689 | 0.007192 | 0.038539 | 0.082841 | 0.13428 | 0.19215 | 0.26389 | 0.32586 | 0.36536 | 0.37423 | 0.35085 | 0.30092 | 0.22489 | 0.14894 | 0.08207 | 0.039593 | 0.016303 | 0.0057199 | 0.0013897 | 0.00025288 | 3.3401e-05 | 0 | 0 | 0 | 0 | 0 | 0.007192 | 0.059452 | 0.15992 | 0.31049 | 0.51259 | 0.7725 | 1.0748 | 1.3967 | 1.7174 | 2.0242 | 2.3212 | 2.6012 | 2.8541 | 3.0753 | 3.2669 | 3.4336 | 3.5809 | 3.7126 | 3.8318 | 3.9403 | 4.0395 | 4.1304 | 4.2139 | 4.2907 | 4.3615 | 8.3341 | 15.3579 | 25.4646 | 37.4611 | 51.9393 | 71.8895 | 91.5637 | 106.9861 | 113.9537 | 109.648 | 94.2247 | 68.7851 | 43.8026 | 23.0155 | 10.5804 | 4.1647 | 1.4034 | 0.329 | 0.058008 | 0.0074508 | 0 | 0 | 0 | 0 | 0 | 8.3341 | 23.6921 | 49.1566 | 86.6178 | 138.5571 | 210.4467 | 302.0103 | 408.9964 | 522.9501 | 632.5981 | 726.8228 | 795.6078 | 839.4104 | 862.4259 | 873.0064 | 877.1711 | 878.5745 | 878.9035 | 878.9615 | 878.9689 | 878.9689 | 878.9689 | 878.9689 | 878.9689 | 878.9689 | 0.007192 | 0.038539 | 0.082841 | 0.13428 | 0.19215 | 0.26389 | 0.32586 | 0.36536 | 0.37423 | 0.35085 | 0.30092 | 0.22489 | 0.14894 | 0.08207 | 0.039593 | 0.016303 | 0.0057199 | 0.0013897 | 0.00025288 | 3.3401e-05 | 0 | 0 | 0 | 0 | 0 | 0.007192 | 0.059452 | 0.15992 | 0.31049 | 0.51259 | 0.7725 | 1.0748 | 1.3967 | 1.7174 | 2.0242 | 2.3212 | 2.6012 | 2.8541 | 3.0753 | 3.2669 | 3.4336 | 3.5809 | 3.7126 | 3.8318 | 3.9403 | 4.0395 | 4.1304 | 4.2139 | 4.2907 | 4.3615 | 8.3341 | 15.3579 | 25.4646 | 37.4611 | 51.9393 | 71.8895 | 91.5637 | 106.9861 | 113.9537 | 109.648 | 94.2247 | 68.7851 | 43.8026 | 23.0155 | 10.5804 | 4.1647 | 1.4034 | 0.329 | 0.058008 | 0.0074508 | 0 | 0 | 0 | 0 | 0 | 8.3341 | 23.6921 | 49.1566 | 86.6178 | 138.5571 | 210.4467 | 302.0103 | 408.9964 | 522.9501 | 632.5981 | 726.8228 | 795.6078 | 839.4104 | 862.4259 | 873.0064 | 877.1711 | 878.5745 | 878.9035 | 878.9615 | 878.9689 | 878.9689 | 878.9689 | 878.9689 | 878.9689 | 878.9689 | 2145.2087 | 712.4547 | 528.0001 | 457.6101 | 420.427 | 397.1716 | 381.2648 | 369.7076 | 360.9371 | 354.0591 | 347.2241 | 340.8362 | 335.6981 | 331.5008 | 328.0278 | 325.1231 | 322.6713 | 320.5854 | 318.7988 | 317.2594 | 315.9259 | 314.7654 | 313.7514 | 312.8619 | 312.0792 | 2208.6827 | 733.5353 | 543.623 | 471.1502 | 432.8669 | 408.9234 | 392.546 | 380.6467 | 371.6168 | 364.5352 | 357.4981 | 350.9212 | 345.631 | 341.3095 | 337.7338 | 334.7431 | 332.2187 | 330.0711 | 328.2317 | 326.6467 | 325.2737 | 324.0789 | 323.0349 | 322.1191 | 321.3132 | 264
OR_Residential_LI - Single Family_Existing_Space Heating_Natural Gas_Furnace | OR | Residential | LI - Multi-Family | New | Space Heating | Natural Gas | Windows - High Efficiency (Class 22) | A | ORM217 | Double Pane | Class 22 | 45 | 0.99912 | 0 | 0 | 30.72 | 0 | 0 | 0 | 0.89561 | 0.25 | sqft window | 0% | 15% | Retrofit | Retro5Med | 81.71% | TBD | 0% | 368.8453 |  | 338.043 |  | 0.0087448 | RTF Workbook - ResMFWeatherization_v5_0 | RTF Workbook - ResMFWeatherization_v5_0 | RTF Workbook - ResMFWeatherization_v5_0 | Double Pane | Double Pane | Double Pane | Double Pane | Double Pane | Double Pane | Double Pane | Double Pane | Double Pane | Double Pane | Double Pane | Double Pane | Double Pane | Double Pane | Double Pane | Double Pane | Double Pane | Double Pane | Double Pane | Double Pane | Double Pane | Double Pane | Double Pane | Double Pane | Double Pane | Double Pane | Double Pane | Class 22 | Class 22 | Class 22 | Class 22 | Class 22 | Class 22 | Class 22 | Class 22 | Class 22 | Class 22 | Class 22 | Class 22 | Class 22 | Class 22 | Class 22 | Class 22 | Class 22 | Class 22 | Class 22 | Class 22 | Class 22 | Class 22 | Class 22 | Class 22 | Class 22 | Class 22 | Class 22 | 30.72 | 30.72 | 30.72 | 30.72 | 30.72 | 30.72 | 30.72 | 30.72 | 30.72 | 30.72 | 30.72 | 30.72 | 30.72 | 30.72 | 30.72 | 30.72 | 30.72 | 30.72 | 30.72 | 30.72 | 30.72 | 30.72 | 30.72 | 30.72 | 30.72 | 30.72 | 30.72 | 0 | 0 | 1.0442 | 3.0526 | 3.9807 | 4.4144 | 4.5872 | 4.5862 | 4.4791 | 4.3248 | 4.1771 | 4.08 | 4.0762 | 4.1721 | 4.3339 | 4.5363 | 4.7489 | 4.9542 | 5.1443 | 5.3174 | 5.474 | 5.6158 | 5.7445 | 5.8616 | 5.9685 | 6.0663 | 6.156 | 0.010238 | 0.055154 | 0.11925 | 0.19455 | 0.2803 | 0.38788 | 0.4825 | 0.54435 | 0.55999 | 0.52631 | 0.45186 | 0.33762 | 0.22334 | 0.12283 | 0.059112 | 0.024274 | 0.0084936 | 0.0020581 | 0.00037357 | 4.9226e-05 | 0 | 0 | 0 | 0 | 0 | 0.010238 | 0.085084 | 0.23021 | 0.44984 | 0.74775 | 1.1355 | 1.5915 | 2.081 | 2.5699 | 3.0365 | 3.4855 | 3.9051 | 4.2799 | 4.6026 | 4.8774 | 5.1126 | 5.3173 | 5.4983 | 5.6606 | 5.8072 | 5.9402 | 6.0613 | 6.1719 | 6.273 | 6.3658 | 9.8049 | 18.0681 | 29.9583 | 44.0719 | 61.1051 | 84.5759 | 107.722 | 125.866 | 134.0632 | 128.9976 | 110.8526 | 80.9236 | 51.5325 | 27.0771 | 12.4476 | 4.8996 | 1.6511 | 0.38705 | 0.068245 | 0.0087656 | 0 | 0 | 0 | 0 | 0 | 9.8049 | 27.873 | 57.8313 | 101.9033 | 163.0084 | 247.5843 | 355.3063 | 481.1722 | 615.2354 | 744.233 | 855.0856 | 936.0092 | 987.5417 | 1014.6187 | 1027.0663 | 1031.966 | 1033.617 | 1034.0041 | 1034.0723 | 1034.0811 | 1034.0811 | 1034.0811 | 1034.0811 | 1034.0811 | 1034.0811 | 0.0087448 | 0.047326 | 0.10289 | 0.16894 | 0.24531 | 0.34287 | 0.43157 | 0.49308 | 0.51328 | 0.48672 | 0.4197 | 0.31328 | 0.20623 | 0.11264 | 0.053823 | 0.021956 | 0.007638 | 0.0018415 | 0.0003328 | 4.3687e-05 | 0 | 0 | 0 | 0 | 0 | 0.0087448 | 0.073009 | 0.19861 | 0.39062 | 0.6544 | 1.0037 | 1.4235 | 1.885 | 2.3555 | 2.8081 | 3.2374 | 3.6235 | 3.9521 | 4.2209 | 4.441 | 4.6244 | 4.7816 | 4.9195 | 5.0427 | 5.1538 | 5.2543 | 5.3457 | 5.429 | 5.5051 | 5.5748 | 8.3341 | 15.3579 | 25.4646 | 37.4611 | 51.9393 | 71.8895 | 91.5637 | 106.9861 | 113.9537 | 109.648 | 94.2247 | 68.7851 | 43.8026 | 23.0155 | 10.5804 | 4.1647 | 1.4034 | 0.329 | 0.058008 | 0.0074508 | 0 | 0 | 0 | 0 | 0 | 8.3341 | 23.6921 | 49.1566 | 86.6178 | 138.5571 | 210.4467 | 302.0103 | 408.9964 | 522.9501 | 632.5981 | 726.8228 | 795.6078 | 839.4104 | 862.4259 | 873.0064 | 877.1711 | 878.5745 | 878.9035 | 878.9615 | 878.9689 | 878.9689 | 878.9689 | 878.9689 | 878.9689 | 878.9689 | 0.0087448 | 0.047326 | 0.10289 | 0.16894 | 0.24531 | 0.34287 | 0.43157 | 0.49308 | 0.51328 | 0.48672 | 0.4197 | 0.31328 | 0.20623 | 0.11264 | 0.053823 | 0.021956 | 0.007638 | 0.0018415 | 0.0003328 | 4.3687e-05 | 0 | 0 | 0 | 0 | 0 | 0.0087448 | 0.073009 | 0.19861 | 0.39062 | 0.6544 | 1.0037 | 1.4235 | 1.885 | 2.3555 | 2.8081 | 3.2374 | 3.6235 | 3.9521 | 4.2209 | 4.441 | 4.6244 | 4.7816 | 4.9195 | 5.0427 | 5.1538 | 5.2543 | 5.3457 | 5.429 | 5.5051 | 5.5748 | 8.3341 | 15.3579 | 25.4646 | 37.4611 | 51.9393 | 71.8895 | 91.5637 | 106.9861 | 113.9537 | 109.648 | 94.2247 | 68.7851 | 43.8026 | 23.0155 | 10.5804 | 4.1647 | 1.4034 | 0.329 | 0.058008 | 0.0074508 | 0 | 0 | 0 | 0 | 0 | 8.3341 | 23.6921 | 49.1566 | 86.6178 | 138.5571 | 210.4467 | 302.0103 | 408.9964 | 522.9501 | 632.5981 | 726.8228 | 795.6078 | 839.4104 | 862.4259 | 873.0064 | 877.1711 | 878.5745 | 878.9035 | 878.9615 | 878.9689 | 878.9689 | 878.9689 | 878.9689 | 878.9689 | 878.9689 | 0.0087448 | 0.047326 | 0.10289 | 0.16894 | 0.24531 | 0.34287 | 0.43157 | 0.49308 | 0.51328 | 0.48672 | 0.4197 | 0.31328 | 0.20623 | 0.11264 | 0.053823 | 0.021956 | 0.007638 | 0.0018415 | 0.0003328 | 4.3687e-05 | 0 | 0 | 0 | 0 | 0 | 0.0087448 | 0.073009 | 0.19861 | 0.39062 | 0.6544 | 1.0037 | 1.4235 | 1.885 | 2.3555 | 2.8081 | 3.2374 | 3.6235 | 3.9521 | 4.2209 | 4.441 | 4.6244 | 4.7816 | 4.9195 | 5.0427 | 5.1538 | 5.2543 | 5.3457 | 5.429 | 5.5051 | 5.5748 | 8.3341 | 15.3579 | 25.4646 | 37.4611 | 51.9393 | 71.8895 | 91.5637 | 106.9861 | 113.9537 | 109.648 | 94.2247 | 68.7851 | 43.8026 | 23.0155 | 10.5804 | 4.1647 | 1.4034 | 0.329 | 0.058008 | 0.0074508 | 0 | 0 | 0 | 0 | 0 | 8.3341 | 23.6921 | 49.1566 | 86.6178 | 138.5571 | 210.4467 | 302.0103 | 408.9964 | 522.9501 | 632.5981 | 726.8228 | 795.6078 | 839.4104 | 862.4259 | 873.0064 | 877.1711 | 878.5745 | 878.9035 | 878.9615 | 878.9689 | 878.9689 | 878.9689 | 878.9689 | 878.9689 | 878.9689 | 2065.5112 | 685.986 | 508.3842 | 440.6092 | 404.8076 | 382.4161 | 367.1003 | 355.9724 | 347.5278 | 340.9053 | 334.3243 | 328.1737 | 323.2265 | 319.1851 | 315.8411 | 313.0443 | 310.6836 | 308.6752 | 306.955 | 305.4727 | 304.1888 | 303.0715 | 302.0951 | 301.2387 | 300.485 | 1893.0201 | 628.6992 | 465.9289 | 403.8139 | 371.0021 | 350.4805 | 336.4437 | 326.2451 | 318.5057 | 312.4363 | 306.4048 | 300.7679 | 296.2338 | 292.5299 | 289.4652 | 286.9019 | 284.7384 | 282.8977 | 281.3212 | 279.9627 | 278.786 | 277.7619 | 276.8671 | 276.0822 | 275.3914 | 265
OR_Residential_LI - Single Family_Existing_Space Heating_Natural Gas_Furnace | OR | Residential | LI - Multi-Family | New | Space Heating | Natural Gas | Windows - Low-e Storm Addition | A | ORM218 | Single or Double Pane | Low-e Storm Window | 20 | 0.80145 | 0 | 0 | 11.24 | 0 | 0 | 0 | 0.072075 | 0.25 | sqft window | 7.5% | 50% | Retrofit | Retro5Med | 81.71% | TBD | 0% | 236.921 |  | 61.0451 |  | 0.020424 | RTF Workbook - ResMFWeatherization_v5_0 | RTF Workbook - ResMFWeatherization_v5_0 | RTF Workbook - ResMFWeatherization_v5_0 | Single or Double Pane | Single or Double Pane | Single or Double Pane | Single or Double Pane | Single or Double Pane | Single or Double Pane | Single or Double Pane | Single or Double Pane | Single or Double Pane | Single or Double Pane | Single or Double Pane | Single or Double Pane | Single or Double Pane | Single or Double Pane | Single or Double Pane | Single or Double Pane | Single or Double Pane | Single or Double Pane | Single or Double Pane | Single or Double Pane | Single or Double Pane | Single or Double Pane | Single or Double Pane | Single or Double Pane | Single or Double Pane | Single or Double Pane | Single or Double Pane | Low-e Storm Window | Low-e Storm Window | Low-e Storm Window | Low-e Storm Window | Low-e Storm Window | Low-e Storm Window | Low-e Storm Window | Low-e Storm Window | Low-e Storm Window | Low-e Storm Window | Low-e Storm Window | Low-e Storm Window | Low-e Storm Window | Low-e Storm Window | Low-e Storm Window | Low-e Storm Window | Low-e Storm Window | Low-e Storm Window | Low-e Storm Window | Low-e Storm Window | Low-e Storm Window | Low-e Storm Window | Low-e Storm Window | Low-e Storm Window | Low-e Storm Window | Low-e Storm Window | Low-e Storm Window | 11.24 | 11.24 | 11.24 | 11.24 | 11.24 | 11.24 | 11.24 | 11.24 | 11.24 | 11.24 | 11.24 | 11.24 | 11.24 | 11.24 | 11.24 | 11.24 | 11.24 | 11.24 | 11.24 | 11.24 | 11.24 | 11.24 | 11.24 | 11.24 | 11.24 | 11.24 | 11.24 | 0 | 0 | 0.86495 | 2.6044 | 3.5142 | 4.0548 | 4.4134 | 4.6718 | 4.8667 | 5.0188 | 5.1408 | 5.2407 | 5.3438 | 5.444 | 5.5273 | 5.5973 | 5.6565 | 5.7071 | 5.7504 | 5.7879 | 5.8203 | 5.8485 | 5.8732 | 5.8949 | 5.9139 | 5.9307 | 5.9456 | 0.024029 | 0.13333 | 0.29829 | 0.50632 | 0.76409 | 1.1195 | 1.4854 | 1.7898 | 1.9527 | 1.9154 | 1.6784 | 1.2482 | 0.80703 | 0.42941 | 0.1995 | 0.079228 | 0.026901 | 0.0063473 | 0.0011254 | 0.00014525 | 0 | 0 | 0 | 0 | 0 | 0.024029 | 0.20568 | 0.57582 | 1.1707 | 2.0383 | 3.2772 | 4.8993 | 6.8423 | 8.9613 | 11.0508 | 12.9467 | 14.4376 | 15.4656 | 16.0908 | 16.4607 | 16.687 | 16.8406 | 16.9566 | 17.0527 | 17.1356 | 17.2079 | 17.2714 | 17.3272 | 17.3765 | 17.42 | 27.7805 | 51.1931 | 84.8819 | 124.8705 | 173.1311 | 239.6318 | 305.2122 | 356.6202 | 379.8457 | 365.4933 | 314.0823 | 229.2836 | 146.0086 | 76.7184 | 35.2682 | 13.8823 | 4.678 | 1.0967 | 0.19336 | 0.024836 | 0 | 0 | 0 | 0 | 0 | 27.7805 | 78.9735 | 163.8554 | 288.7259 | 461.857 | 701.4888 | 1006.7011 | 1363.3213 | 1743.1669 | 2108.6602 | 2422.7425 | 2652.0261 | 2798.0347 | 2874.7531 | 2910.0213 | 2923.9036 | 2928.5816 | 2929.6782 | 2929.8716 | 2929.8964 | 2929.8964 | 2929.8964 | 2929.8964 | 2929.8964 | 2929.8964 | 0.020424 | 0.11333 | 0.25355 | 0.43037 | 0.64948 | 0.95158 | 1.2626 | 1.5213 | 1.6598 | 1.6281 | 1.4266 | 1.061 | 0.68598 | 0.365 | 0.16957 | 0.067343 | 0.022865 | 0.0053952 | 0.0009566 | 0.00012347 | 0 | 0 | 0 | 0 | 0 | 0.020424 | 0.17483 | 0.48945 | 0.99511 | 1.7326 | 2.7856 | 4.1644 | 5.8159 | 7.6171 | 9.3932 | 11.0047 | 12.2719 | 13.1457 | 13.6772 | 13.9916 | 14.1839 | 14.3145 | 14.4131 | 14.4948 | 14.5653 | 14.6267 | 14.6807 | 14.7281 | 14.77 | 14.807 | 23.6134 | 43.5141 | 72.1496 | 106.1399 | 147.1614 | 203.6871 | 259.4304 | 303.1272 | 322.8688 | 310.6693 | 266.97 | 194.8911 | 124.1073 | 65.2106 | 29.9779 | 11.8 | 3.9763 | 0.93215 | 0.16436 | 0.021111 | 0 | 0 | 0 | 0 | 0 | 23.6134 | 67.1275 | 139.2771 | 245.417 | 392.5785 | 596.2655 | 855.6959 | 1158.8231 | 1481.6919 | 1792.3612 | 2059.3311 | 2254.2222 | 2378.3295 | 2443.5401 | 2473.5181 | 2485.3181 | 2489.2943 | 2490.2265 | 2490.3909 | 2490.412 | 2490.412 | 2490.412 | 2490.412 | 2490.412 | 2490.412 | 0.020424 | 0.11333 | 0.25355 | 0.43037 | 0.64948 | 0.95158 | 1.2626 | 1.5213 | 1.6598 | 1.6281 | 1.4266 | 1.061 | 0.68598 | 0.365 | 0.16957 | 0.067343 | 0.022865 | 0.0053952 | 0.0009566 | 0.00012347 | 0 | 0 | 0 | 0 | 0 | 0.020424 | 0.17483 | 0.48945 | 0.99511 | 1.7326 | 2.7856 | 4.1644 | 5.8159 | 7.6171 | 9.3932 | 11.0047 | 12.2719 | 13.1457 | 13.6772 | 13.9916 | 14.1839 | 14.3145 | 14.4131 | 14.4948 | 14.5653 | 14.6267 | 14.6807 | 14.7281 | 14.77 | 14.807 | 23.6134 | 43.5141 | 72.1496 | 106.1399 | 147.1614 | 203.6871 | 259.4304 | 303.1272 | 322.8688 | 310.6693 | 266.97 | 194.8911 | 124.1073 | 65.2106 | 29.9779 | 11.8 | 3.9763 | 0.93215 | 0.16436 | 0.021111 | 0 | 0 | 0 | 0 | 0 | 23.6134 | 67.1275 | 139.2771 | 245.417 | 392.5785 | 596.2655 | 855.6959 | 1158.8231 | 1481.6919 | 1792.3612 | 2059.3311 | 2254.2222 | 2378.3295 | 2443.5401 | 2473.5181 | 2485.3181 | 2489.2943 | 2490.2265 | 2490.3909 | 2490.412 | 2490.412 | 2490.412 | 2490.412 | 2490.412 | 2490.412 | 0.020424 | 0.11333 | 0.25355 | 0.43037 | 0.64948 | 0.95158 | 1.2626 | 1.5213 | 1.6598 | 1.6281 | 1.4266 | 1.061 | 0.68598 | 0.365 | 0.16957 | 0.067343 | 0.022865 | 0.0053952 | 0.0009566 | 0.00012347 | 0 | 0 | 0 | 0 | 0 | 0.020424 | 0.17483 | 0.48945 | 0.99511 | 1.7326 | 2.7856 | 4.1644 | 5.8159 | 7.6171 | 9.3932 | 11.0047 | 12.2719 | 13.1457 | 13.6772 | 13.9916 | 14.1839 | 14.3145 | 14.4131 | 14.4948 | 14.5653 | 14.6267 | 14.6807 | 14.7281 | 14.77 | 14.807 | 23.6134 | 43.5141 | 72.1496 | 106.1399 | 147.1614 | 203.6871 | 259.4304 | 303.1272 | 322.8688 | 310.6693 | 266.97 | 194.8911 | 124.1073 | 65.2106 | 29.9779 | 11.8 | 3.9763 | 0.93215 | 0.16436 | 0.021111 | 0 | 0 | 0 | 0 | 0 | 23.6134 | 67.1275 | 139.2771 | 245.417 | 392.5785 | 596.2655 | 855.6959 | 1158.8231 | 1481.6919 | 1792.3612 | 2059.3311 | 2254.2222 | 2378.3295 | 2443.5401 | 2473.5181 | 2485.3181 | 2489.2943 | 2490.2265 | 2490.3909 | 2490.412 | 2490.412 | 2490.412 | 2490.412 | 2490.412 | 2490.412 | 1326.7433 | 440.6305 | 326.5513 | 283.0173 | 260.0207 | 245.638 | 235.8002 | 228.6524 | 223.2281 | 218.9743 | 214.7471 | 210.7964 | 207.6186 | 205.0227 | 202.8748 | 201.0783 | 199.5619 | 198.2719 | 197.1669 | 196.2148 | 195.3901 | 194.6724 | 194.0452 | 193.4951 | 193.011 | 341.8487 | 113.5329 | 84.1392 | 72.9222 | 66.997 | 63.2911 | 60.7563 | 58.9146 | 57.517 | 56.4209 | 55.3317 | 54.3138 | 53.495 | 52.8262 | 52.2727 | 51.8098 | 51.4191 | 51.0867 | 50.802 | 50.5567 | 50.3442 | 50.1593 | 49.9977 | 49.856 | 49.7312 | 266
OR_Residential_LI - Single Family_Existing_Space Heating_Natural Gas_Furnace | OR | Residential | LI - Multi-Family | New | Space Heating | Natural Gas | ENERGY STAR Doors - Storm and Thermal | A | ORM219 | R-2.5 Door | R-5 Door | 40 | 20.6826 | 0 | 0 | 619.69 | 0 | 0 | 0 | 0.97343 | 0.25 | household | 75% | 80% | Retrofit | Retro5Med | 81.71% | TBD | 0% | 371.5904 |  | 363.6917 |  | 0.0016997 | Avista TRM - 07.01.21 - Energy Star Rated Doors | Avista TRM - 07.01.21 - Energy Star Rated Doors | Avista TRM - 07.01.21 - Energy Star Rated Doors | R-2.5 Door | R-2.5 Door | R-2.5 Door | R-2.5 Door | R-2.5 Door | R-2.5 Door | R-2.5 Door | R-2.5 Door | R-2.5 Door | R-2.5 Door | R-2.5 Door | R-2.5 Door | R-2.5 Door | R-2.5 Door | R-2.5 Door | R-2.5 Door | R-2.5 Door | R-2.5 Door | R-2.5 Door | R-2.5 Door | R-2.5 Door | R-2.5 Door | R-2.5 Door | R-2.5 Door | R-2.5 Door | R-2.5 Door | R-2.5 Door | R-5 Door | R-5 Door | R-5 Door | R-5 Door | R-5 Door | R-5 Door | R-5 Door | R-5 Door | R-5 Door | R-5 Door | R-5 Door | R-5 Door | R-5 Door | R-5 Door | R-5 Door | R-5 Door | R-5 Door | R-5 Door | R-5 Door | R-5 Door | R-5 Door | R-5 Door | R-5 Door | R-5 Door | R-5 Door | R-5 Door | R-5 Door | 619.69 | 619.69 | 619.69 | 619.69 | 619.69 | 619.69 | 619.69 | 619.69 | 619.69 | 619.69 | 619.69 | 619.69 | 619.69 | 619.69 | 619.69 | 619.69 | 619.69 | 619.69 | 619.69 | 619.69 | 619.69 | 619.69 | 619.69 | 619.69 | 619.69 | 619.69 | 619.69 | 0 | 0 | 21.6692 | 63.4905 | 83.0041 | 92.3095 | 96.2328 | 96.578 | 94.7095 | 91.8091 | 88.9696 | 87.1055 | 87.1198 | 89.1464 | 92.4911 | 96.6347 | 100.9625 | 105.1241 | 108.9633 | 112.4475 | 115.5907 | 118.4287 | 120.9982 | 123.3319 | 125.4578 | 127.3997 | 129.1781 | 0.0019906 | 0.010748 | 0.023298 | 0.038116 | 0.055094 | 0.076529 | 0.095588 | 0.10827 | 0.11175 | 0.10528 | 0.090483 | 0.06759 | 0.044656 | 0.024515 | 0.011775 | 0.0048258 | 0.0016856 | 0.00040778 | 7.3909e-05 | 9.7262e-06 | 0 | 0 | 0 | 0 | 0 | 0.0019906 | 0.01658 | 0.044974 | 0.088133 | 0.14697 | 0.22403 | 0.31528 | 0.41389 | 0.51285 | 0.60738 | 0.69796 | 0.78178 | 0.85577 | 0.91863 | 0.97154 | 1.0164 | 1.0552 | 1.0894 | 1.1199 | 1.1474 | 1.1723 | 1.1949 | 1.2155 | 1.2343 | 1.2515 | 0.091864 | 0.16928 | 0.28069 | 0.41292 | 0.57251 | 0.79241 | 1.0093 | 1.1793 | 1.2561 | 1.2086 | 1.0386 | 0.75819 | 0.48282 | 0.25369 | 0.11662 | 0.045906 | 0.015469 | 0.0036264 | 0.0006394 | 8.2127e-05 | 0 | 0 | 0 | 0 | 0 | 0.091864 | 0.26115 | 0.54183 | 0.95475 | 1.5273 | 2.3197 | 3.3289 | 4.5082 | 5.7643 | 6.9729 | 8.0115 | 8.7697 | 9.2525 | 9.5062 | 9.6228 | 9.6687 | 9.6842 | 9.6878 | 9.6884 | 9.6885 | 9.6885 | 9.6885 | 9.6885 | 9.6885 | 9.6885 | 0.0016997 | 0.009216 | 0.020078 | 0.033048 | 0.048119 | 0.067473 | 0.085224 | 0.097697 | 0.10199 | 0.096903 | 0.083636 | 0.062415 | 0.041045 | 0.022385 | 0.010678 | 0.0043487 | 0.0015105 | 0.00036368 | 6.5644e-05 | 8.6076e-06 | 0 | 0 | 0 | 0 | 0 | 0.0016997 | 0.014217 | 0.038759 | 0.076414 | 0.12837 | 0.19752 | 0.2811 | 0.37349 | 0.46803 | 0.55907 | 0.64514 | 0.72193 | 0.78657 | 0.83878 | 0.88104 | 0.91592 | 0.94563 | 0.97156 | 0.99466 | 1.0154 | 1.0342 | 1.0512 | 1.0667 | 1.0809 | 1.0938 | 0.078084 | 0.14389 | 0.23858 | 0.35098 | 0.48663 | 0.67355 | 0.85788 | 1.0024 | 1.0677 | 1.0273 | 0.88281 | 0.64446 | 0.4104 | 0.21564 | 0.099131 | 0.03902 | 0.013149 | 0.0030824 | 0.00054349 | 6.9808e-05 | 0 | 0 | 0 | 0 | 0 | 0.078084 | 0.22198 | 0.46056 | 0.81154 | 1.2982 | 1.9717 | 2.8296 | 3.832 | 4.8996 | 5.9269 | 6.8098 | 7.4542 | 7.8646 | 8.0803 | 8.1794 | 8.2184 | 8.2316 | 8.2346 | 8.2352 | 8.2353 | 8.2353 | 8.2353 | 8.2353 | 8.2353 | 8.2353 | 0.0016997 | 0.009216 | 0.020078 | 0.033048 | 0.048119 | 0.067473 | 0.085224 | 0.097697 | 0.10199 | 0.096903 | 0.083636 | 0.062415 | 0.041045 | 0.022385 | 0.010678 | 0.0043487 | 0.0015105 | 0.00036368 | 6.5644e-05 | 8.6076e-06 | 0 | 0 | 0 | 0 | 0 | 0.0016997 | 0.014217 | 0.038759 | 0.076414 | 0.12837 | 0.19752 | 0.2811 | 0.37349 | 0.46803 | 0.55907 | 0.64514 | 0.72193 | 0.78657 | 0.83878 | 0.88104 | 0.91592 | 0.94563 | 0.97156 | 0.99466 | 1.0154 | 1.0342 | 1.0512 | 1.0667 | 1.0809 | 1.0938 | 0.078084 | 0.14389 | 0.23858 | 0.35098 | 0.48663 | 0.67355 | 0.85788 | 1.0024 | 1.0677 | 1.0273 | 0.88281 | 0.64446 | 0.4104 | 0.21564 | 0.099131 | 0.03902 | 0.013149 | 0.0030824 | 0.00054349 | 6.9808e-05 | 0 | 0 | 0 | 0 | 0 | 0.078084 | 0.22198 | 0.46056 | 0.81154 | 1.2982 | 1.9717 | 2.8296 | 3.832 | 4.8996 | 5.9269 | 6.8098 | 7.4542 | 7.8646 | 8.0803 | 8.1794 | 8.2184 | 8.2316 | 8.2346 | 8.2352 | 8.2353 | 8.2353 | 8.2353 | 8.2353 | 8.2353 | 8.2353 | 0.0016997 | 0.009216 | 0.020078 | 0.033048 | 0.048119 | 0.067473 | 0.085224 | 0.097697 | 0.10199 | 0.096903 | 0.083636 | 0.062415 | 0.041045 | 0.022385 | 0.010678 | 0.0043487 | 0.0015105 | 0.00036368 | 6.5644e-05 | 8.6076e-06 | 0 | 0 | 0 | 0 | 0 | 0.0016997 | 0.014217 | 0.038759 | 0.076414 | 0.12837 | 0.19752 | 0.2811 | 0.37349 | 0.46803 | 0.55907 | 0.64514 | 0.72193 | 0.78657 | 0.83878 | 0.88104 | 0.91592 | 0.94563 | 0.97156 | 0.99466 | 1.0154 | 1.0342 | 1.0512 | 1.0667 | 1.0809 | 1.0938 | 0.078084 | 0.14389 | 0.23858 | 0.35098 | 0.48663 | 0.67355 | 0.85788 | 1.0024 | 1.0677 | 1.0273 | 0.88281 | 0.64446 | 0.4104 | 0.21564 | 0.099131 | 0.03902 | 0.013149 | 0.0030824 | 0.00054349 | 6.9808e-05 | 0 | 0 | 0 | 0 | 0 | 0.078084 | 0.22198 | 0.46056 | 0.81154 | 1.2982 | 1.9717 | 2.8296 | 3.832 | 4.8996 | 5.9269 | 6.8098 | 7.4542 | 7.8646 | 8.0803 | 8.1794 | 8.2184 | 8.2316 | 8.2346 | 8.2352 | 8.2353 | 8.2353 | 8.2353 | 8.2353 | 8.2353 | 8.2353 | 2080.8839 | 691.0915 | 512.1678 | 443.8885 | 407.8204 | 385.2622 | 369.8325 | 358.6218 | 350.1143 | 343.4425 | 336.8125 | 330.6162 | 325.6321 | 321.5607 | 318.1918 | 315.3741 | 312.9959 | 310.9726 | 309.2395 | 307.7462 | 306.4527 | 305.3271 | 304.3434 | 303.4807 | 302.7214 | 2036.6516 | 676.4013 | 501.2809 | 434.453 | 399.1516 | 377.0729 | 361.9711 | 350.9987 | 342.6721 | 336.1421 | 329.6531 | 323.5884 | 318.7103 | 314.7254 | 311.4282 | 308.6704 | 306.3427 | 304.3624 | 302.6662 | 301.2046 | 299.9386 | 298.8369 | 297.8742 | 297.0297 | 296.2866 | 267
OR_Residential_LI - Single Family_Existing_Space Heating_Natural Gas_Furnace | OR | Residential | LI - Multi-Family | New | Space Heating | Natural Gas | Combined Boiler + DHW System | A | ORM220 | Gas space heating AFUE 80% and water heating baseline storage tank 40 gal | Combined tankless boiler unit for space and DHW | 21 | 11.4224 | 0 | 0 | 5368.77 | 0 | 4.59 | 0 | 0.30173 | 0.45 | household | 0% | 10% | Lost Opportunity | LO12Med | 85% | TBD | 0% | 21550.3937 |  | 11090.1995 |  | 0 | CNGC Program Data | CNGC Program Data | AEG Calculated | Gas space heating AFUE 80% and water heating baseline storage tank 40 gal | Gas space heating AFUE 80% and water heating baseline storage tank 40 gal | Gas space heating AFUE 80% and water heating baseline storage tank 40 gal | Gas space heating AFUE 80% and water heating baseline storage tank 40 gal | Gas space heating AFUE 80% and water heating baseline storage tank 40 gal | Gas space heating AFUE 80% and water heating baseline storage tank 40 gal | Gas space heating AFUE 80% and water heating baseline storage tank 40 gal | Gas space heating AFUE 80% and water heating baseline storage tank 40 gal | Gas space heating AFUE 80% and water heating baseline storage tank 40 gal | Gas space heating AFUE 80% and water heating baseline storage tank 40 gal | Gas space heating AFUE 80% and water heating baseline storage tank 40 gal | Gas space heating AFUE 80% and water heating baseline storage tank 40 gal | Gas space heating AFUE 80% and water heating baseline storage tank 40 gal | Gas space heating AFUE 80% and water heating baseline storage tank 40 gal | Gas space heating AFUE 80% and water heating baseline storage tank 40 gal | Gas space heating AFUE 80% and water heating baseline storage tank 40 gal | Gas space heating AFUE 80% and water heating baseline storage tank 40 gal | Gas space heating AFUE 80% and water heating baseline storage tank 40 gal | Gas space heating AFUE 80% and water heating baseline storage tank 40 gal | Gas space heating AFUE 80% and water heating baseline storage tank 40 gal | Gas space heating AFUE 80% and water heating baseline storage tank 40 gal | Gas space heating AFUE 80% and water heating baseline storage tank 40 gal | Gas space heating AFUE 80% and water heating baseline storage tank 40 gal | Gas space heating AFUE 80% and water heating baseline storage tank 40 gal | Gas space heating AFUE 80% and water heating baseline storage tank 40 gal | Gas space heating AFUE 80% and water heating baseline storage tank 40 gal | Gas space heating AFUE 80% and water heating baseline storage tank 40 gal | Combined tankless boiler unit for space and DHW | Combined tankless boiler unit for space and DHW | Combined tankless boiler unit for space and DHW | Combined tankless boiler unit for space and DHW | Combined tankless boiler unit for space and DHW | Combined tankless boiler unit for space and DHW | Combined tankless boiler unit for space and DHW | Combined tankless boiler unit for space and DHW | Combined tankless boiler unit for space and DHW | Combined tankless boiler unit for space and DHW | Combined tankless boiler unit for space and DHW | Combined tankless boiler unit for space and DHW | Combined tankless boiler unit for space and DHW | Combined tankless boiler unit for space and DHW | Combined tankless boiler unit for space and DHW | Combined tankless boiler unit for space and DHW | Combined tankless boiler unit for space and DHW | Combined tankless boiler unit for space and DHW | Combined tankless boiler unit for space and DHW | Combined tankless boiler unit for space and DHW | Combined tankless boiler unit for space and DHW | Combined tankless boiler unit for space and DHW | Combined tankless boiler unit for space and DHW | Combined tankless boiler unit for space and DHW | Combined tankless boiler unit for space and DHW | Combined tankless boiler unit for space and DHW | Combined tankless boiler unit for space and DHW | 5368.77 | 5368.77 | 5368.77 | 5368.77 | 5368.77 | 5368.77 | 5368.77 | 5368.77 | 5368.77 | 5368.77 | 5368.77 | 5368.77 | 5368.77 | 5368.77 | 5368.77 | 5368.77 | 5368.77 | 5368.77 | 5368.77 | 5368.77 | 5368.77 | 5368.77 | 5368.77 | 5368.77 | 5368.77 | 5368.77 | 5368.77 | 0 | 0 | 0 | 0 | 0 | 0 | 0 | 0 | 0 | 0 | 0 | 0 | 0 | 0 | 0 | 0 | 0 | 0 | 0 | 0 | 0 | 0 | 0 | 0 | 0 | 0 | 0 | 0 | 0 | 0 | 0 | 0 | 0 | 0 | 0 | 0 | 0 | 0 | 0 | 0 | 0 | 0 | 0 | 0 | 0 | 0 | 0 | 0 | 0 | 0 | 0 | 0 | 0 | 0 | 0 | 0 | 0 | 0 | 0 | 0 | 0 | 0 | 0 | 0 | 0 | 0 | 0 | 0 | 0 | 0 | 0 | 0 | 0 | 0 | 0 | 0 | 0 | 0.67435 | 1.4557 | 2.2557 | 2.9744 | 3.6841 | 4.3772 | 4.9454 | 5.4132 | 5.8003 | 6.1224 | 6.3924 | 6.6206 | 6.8152 | 6.9829 | 7.1291 | 7.258 | 7.3117 | 7.3658 | 7.4204 | 7.4756 | 7.555 | 7.6118 | 7.6693 | 7.7275 | 7.7864 | 0.67435 | 2.13 | 4.3858 | 7.3602 | 11.0443 | 15.4214 | 20.3668 | 25.78 | 31.5803 | 37.7027 | 44.0952 | 50.7158 | 57.531 | 64.5139 | 71.643 | 78.901 | 86.2127 | 93.5785 | 100.9989 | 108.4746 | 116.0296 | 123.6414 | 131.3107 | 139.0382 | 146.8245 | 0 | 0 | 0 | 0 | 0 | 0 | 0 | 0 | 0 | 0 | 0 | 0 | 0 | 0 | 0 | 0 | 0 | 0 | 0 | 0 | 0 | 0 | 0 | 0 | 0 | 0 | 0 | 0 | 0 | 0 | 0 | 0 | 0 | 0 | 0 | 0 | 0 | 0 | 0 | 0 | 0 | 0 | 0 | 0 | 0 | 0 | 0 | 0 | 0 | 0 | 0.5732 | 1.2373 | 1.9174 | 2.5283 | 3.1315 | 3.7206 | 4.2036 | 4.6012 | 4.9302 | 5.2041 | 5.4336 | 5.6275 | 5.7929 | 5.9355 | 6.0597 | 6.1693 | 6.215 | 6.2609 | 6.3073 | 6.3543 | 6.4218 | 6.47 | 6.5189 | 6.5683 | 6.6184 | 0.5732 | 1.8105 | 3.7279 | 6.2562 | 9.3876 | 13.1082 | 17.3118 | 21.913 | 26.8433 | 32.0473 | 37.4809 | 43.1084 | 48.9014 | 54.8368 | 60.8965 | 67.0659 | 73.2808 | 79.5418 | 85.8491 | 92.2034 | 98.6252 | 105.0952 | 111.6141 | 118.1824 | 124.8008 | 0 | 0 | 0 | 0 | 0 | 0 | 0 | 0 | 0 | 0 | 0 | 0 | 0 | 0 | 0 | 0 | 0 | 0 | 0 | 0 | 0 | 0 | 0 | 0 | 0 | 0 | 0 | 0 | 0 | 0 | 0 | 0 | 0 | 0 | 0 | 0 | 0 | 0 | 0 | 0 | 0 | 0 | 0 | 0 | 0 | 0 | 0 | 0 | 0 | 0 | 0 | 0 | 0 | 0 | 0 | 0 | 0 | 0 | 0 | 0 | 0 | 0 | 0 | 0 | 0 | 0 | 0 | 0 | 0 | 0 | 0 | 0 | 0 | 0 | 0 | 0 | 0 | 0 | 0 | 0 | 0 | 0 | 0 | 0 | 0 | 0 | 0 | 0 | 0 | 0 | 0 | 0 | 0 | 0 | 0 | 0 | 0 | 0 | 0 | 0 | 0 | 0 | 0 | 0 | 0 | 0 | 0 | 0 | 0 | 0 | 0 | 0 | 0 | 0 | 0 | 0 | 0 | 0 | 0 | 0 | 0 | 0 | 0 | 0 | 0 | 0 | 0 | 0 | 0 | 0 | 0 | 0 | 0 | 0 | 0 | 0 | 0 | 0 | 0 | 0 | 0 | 0 | 0 | 0 | 0 | 0 | 0 | 0 | 0 | 0 | 0 | 0 | 0 | 0 | 0 | 0 | 0 | 0 | 0 | 0 | 0 | 0 | 0 | 0 | 0 | 0 | 0 | 0 | 0 | 0 | 0 | 0 | 0 | 0 | 0 | 0 | 0 | 0 | 0 | 0 | 0 | 0 | 0 | 0 | 0 | 0 | 0 | 0 | 0 | 0 | 0 | 0 | 0 | 0 | 0 | 0 | 0 | 0 | 0 | 0 | 21580.3748 | 21571.497 | 21564.8481 | 21559.4564 | 21556.0817 | 21553.6458 | 21551.8048 | 21550.3645 | 21549.2069 | 21548.2563 | 21546.79 | 21545.3453 | 21544.0833 | 21543.0423 | 21542.2377 | 21541.6034 | 21541.1005 | 21539.8561 | 21539.3149 | 21539.0761 | 21538.9862 | 21539.0043 | 21539.0043 | 21539.0043 | 21539.0043 | 11105.6283 | 11101.0596 | 11097.638 | 11094.8633 | 11093.1266 | 11091.8731 | 11090.9257 | 11090.1845 | 11089.5888 | 11089.0995 | 11088.345 | 11087.6015 | 11086.9521 | 11086.4163 | 11086.0023 | 11085.6758 | 11085.4171 | 11084.7767 | 11084.4981 | 11084.3752 | 11084.329 | 11084.3383 | 11084.3383 | 11084.3383 | 11084.3383 | 268
OR_Residential_LI - Single Family_Existing_Space Heating_Natural Gas_Furnace | OR | Residential | LI - Multi-Family | New | Water Heating | Natural Gas | Combined Boiler + DHW System | A | ORM221 | Gas space heating AFUE 80% and water heating baseline storage tank 40 gal | Combined tankless boiler unit for space and DHW | 21 | 28.8586 | 0 | 0 | 5368.77 | 0 | 4.59 | 0 | 0.30173 | 0.45 | household | 0% | 10% | Lost Opportunity | LO12Med | 85% | TBD | 0% | 21550.3937 |  | 11090.1995 |  | 0.016483 | CNGC Program Data | CNGC Program Data | AEG Calculated | Gas space heating AFUE 80% and water heating baseline storage tank 40 gal | Gas space heating AFUE 80% and water heating baseline storage tank 40 gal | Gas space heating AFUE 80% and water heating baseline storage tank 40 gal | Gas space heating AFUE 80% and water heating baseline storage tank 40 gal | Gas space heating AFUE 80% and water heating baseline storage tank 40 gal | Gas space heating AFUE 80% and water heating baseline storage tank 40 gal | Gas space heating AFUE 80% and water heating baseline storage tank 40 gal | Gas space heating AFUE 80% and water heating baseline storage tank 40 gal | Gas space heating AFUE 80% and water heating baseline storage tank 40 gal | Gas space heating AFUE 80% and water heating baseline storage tank 40 gal | Gas space heating AFUE 80% and water heating baseline storage tank 40 gal | Gas space heating AFUE 80% and water heating baseline storage tank 40 gal | Gas space heating AFUE 80% and water heating baseline storage tank 40 gal | Gas space heating AFUE 80% and water heating baseline storage tank 40 gal | Gas space heating AFUE 80% and water heating baseline storage tank 40 gal | Gas space heating AFUE 80% and water heating baseline storage tank 40 gal | Gas space heating AFUE 80% and water heating baseline storage tank 40 gal | Gas space heating AFUE 80% and water heating baseline storage tank 40 gal | Gas space heating AFUE 80% and water heating baseline storage tank 40 gal | Gas space heating AFUE 80% and water heating baseline storage tank 40 gal | Gas space heating AFUE 80% and water heating baseline storage tank 40 gal | Gas space heating AFUE 80% and water heating baseline storage tank 40 gal | Gas space heating AFUE 80% and water heating baseline storage tank 40 gal | Gas space heating AFUE 80% and water heating baseline storage tank 40 gal | Gas space heating AFUE 80% and water heating baseline storage tank 40 gal | Gas space heating AFUE 80% and water heating baseline storage tank 40 gal | Gas space heating AFUE 80% and water heating baseline storage tank 40 gal | Combined tankless boiler unit for space and DHW | Combined tankless boiler unit for space and DHW | Combined tankless boiler unit for space and DHW | Combined tankless boiler unit for space and DHW | Combined tankless boiler unit for space and DHW | Combined tankless boiler unit for space and DHW | Combined tankless boiler unit for space and DHW | Combined tankless boiler unit for space and DHW | Combined tankless boiler unit for space and DHW | Combined tankless boiler unit for space and DHW | Combined tankless boiler unit for space and DHW | Combined tankless boiler unit for space and DHW | Combined tankless boiler unit for space and DHW | Combined tankless boiler unit for space and DHW | Combined tankless boiler unit for space and DHW | Combined tankless boiler unit for space and DHW | Combined tankless boiler unit for space and DHW | Combined tankless boiler unit for space and DHW | Combined tankless boiler unit for space and DHW | Combined tankless boiler unit for space and DHW | Combined tankless boiler unit for space and DHW | Combined tankless boiler unit for space and DHW | Combined tankless boiler unit for space and DHW | Combined tankless boiler unit for space and DHW | Combined tankless boiler unit for space and DHW | Combined tankless boiler unit for space and DHW | Combined tankless boiler unit for space and DHW | 5368.77 | 5368.77 | 5368.77 | 5368.77 | 5368.77 | 5368.77 | 5368.77 | 5368.77 | 5368.77 | 5368.77 | 5368.77 | 5368.77 | 5368.77 | 5368.77 | 5368.77 | 5368.77 | 5368.77 | 5368.77 | 5368.77 | 5368.77 | 5368.77 | 5368.77 | 5368.77 | 5368.77 | 5368.77 | 5368.77 | 5368.77 | 0 | 0 | 28.737 | 28.6279 | 28.4979 | 28.332 | 28.1181 | 27.8582 | 27.5572 | 27.2164 | 26.8445 | 26.4549 | 26.0488 | 25.6445 | 25.2556 | 24.8931 | 24.5638 | 24.2766 | 24.0072 | 23.7346 | 23.4866 | 23.242 | 23.0046 | 22.775 | 22.5524 | 22.3366 | 22.1285 | 0.019379 | 0.041673 | 0.064284 | 0.084272 | 0.10359 | 0.12194 | 0.13628 | 0.14733 | 0.15571 | 0.16197 | 0.16652 | 0.16978 | 0.17212 | 0.17383 | 0.17512 | 0.1762 | 0.17553 | 0.17482 | 0.17428 | 0.17375 | 0.1738 | 0.17336 | 0.17296 | 0.17261 | 0.1723 | 0.019379 | 0.060978 | 0.12498 | 0.20853 | 0.31054 | 0.42961 | 0.56125 | 0.70164 | 0.84776 | 0.99742 | 1.1486 | 1.3006 | 1.453 | 1.606 | 1.7598 | 1.9155 | 2.0697 | 2.221 | 2.3721 | 2.5212 | 2.6692 | 2.8159 | 2.9614 | 3.1056 | 3.249 | 0.67435 | 1.4557 | 2.2557 | 2.9744 | 3.6841 | 4.3772 | 4.9454 | 5.4132 | 5.8003 | 6.1224 | 6.3924 | 6.6206 | 6.8152 | 6.9829 | 7.1291 | 7.258 | 7.3117 | 7.3658 | 7.4204 | 7.4756 | 7.555 | 7.6118 | 7.6693 | 7.7275 | 7.7864 | 0.67435 | 2.13 | 4.3858 | 7.3602 | 11.0443 | 15.4214 | 20.3668 | 25.78 | 31.5803 | 37.7027 | 44.0952 | 50.7158 | 57.531 | 64.5139 | 71.643 | 78.901 | 86.2127 | 93.5785 | 100.9989 | 108.4746 | 116.0296 | 123.6414 | 131.3107 | 139.0382 | 146.8245 | 0.016483 | 0.035469 | 0.054753 | 0.071842 | 0.08841 | 0.10422 | 0.11666 | 0.12635 | 0.13382 | 0.13951 | 0.14377 | 0.14694 | 0.14932 | 0.15114 | 0.15258 | 0.15381 | 0.1535 | 0.15316 | 0.15295 | 0.15274 | 0.15304 | 0.15291 | 0.15281 | 0.15274 | 0.15271 | 0.016483 | 0.0519 | 0.10645 | 0.17777 | 0.26504 | 0.36717 | 0.48046 | 0.60175 | 0.72858 | 0.85912 | 0.99172 | 1.1256 | 1.2605 | 1.3964 | 1.5334 | 1.6721 | 1.81 | 1.9459 | 2.0818 | 2.2163 | 2.3504 | 2.4838 | 2.6163 | 2.7482 | 2.8796 | 0.5732 | 1.2373 | 1.9174 | 2.5283 | 3.1315 | 3.7206 | 4.2036 | 4.6012 | 4.9302 | 5.2041 | 5.4336 | 5.6275 | 5.7929 | 5.9355 | 6.0597 | 6.1693 | 6.215 | 6.2609 | 6.3073 | 6.3543 | 6.4218 | 6.47 | 6.5189 | 6.5683 | 6.6184 | 0.5732 | 1.8105 | 3.7279 | 6.2562 | 9.3876 | 13.1082 | 17.3118 | 21.913 | 26.8433 | 32.0473 | 37.4809 | 43.1084 | 48.9014 | 54.8368 | 60.8965 | 67.0659 | 73.2808 | 79.5418 | 85.8491 | 92.2034 | 98.6252 | 105.0952 | 111.6141 | 118.1824 | 124.8008 | 0 | 0 | 0 | 0 | 0 | 0 | 0 | 0 | 0 | 0 | 0 | 0 | 0 | 0 | 0 | 0 | 0 | 0 | 0 | 0 | 0 | 0 | 0 | 0 | 0 | 0 | 0 | 0 | 0 | 0 | 0 | 0 | 0 | 0 | 0 | 0 | 0 | 0 | 0 | 0 | 0 | 0 | 0 | 0 | 0 | 0 | 0 | 0 | 0 | 0 | 0 | 0 | 0 | 0 | 0 | 0 | 0 | 0 | 0 | 0 | 0 | 0 | 0 | 0 | 0 | 0 | 0 | 0 | 0 | 0 | 0 | 0 | 0 | 0 | 0 | 0 | 0 | 0 | 0 | 0 | 0 | 0 | 0 | 0 | 0 | 0 | 0 | 0 | 0 | 0 | 0 | 0 | 0 | 0 | 0 | 0 | 0 | 0 | 0 | 0 | 0 | 0 | 0 | 0 | 0 | 0 | 0 | 0 | 0 | 0 | 0 | 0 | 0 | 0 | 0 | 0 | 0 | 0 | 0 | 0 | 0 | 0 | 0 | 0 | 0 | 0 | 0 | 0 | 0 | 0 | 0 | 0 | 0 | 0 | 0 | 0 | 0 | 0 | 0 | 0 | 0 | 0 | 0 | 0 | 0 | 0 | 0 | 0 | 0 | 0 | 0 | 0 | 0 | 0 | 0 | 0 | 0 | 0 | 0 | 0 | 0 | 0 | 0 | 0 | 0 | 0 | 0 | 0 | 0 | 0 | 0 | 0 | 0 | 0 | 0 | 0 | 0 | 0 | 0 | 0 | 0 | 0 | 0 | 0 | 0 | 0 | 0 | 0 | 0 | 0 | 0 | 0 | 0 | 0 | 0 | 0 | 0 | 0 | 0 | 0 | 21580.3748 | 21571.497 | 21564.8481 | 21559.4564 | 21556.0817 | 21553.6458 | 21551.8048 | 21550.3645 | 21549.2069 | 21548.2563 | 21546.79 | 21545.3453 | 21544.0833 | 21543.0423 | 21542.2377 | 21541.6034 | 21541.1005 | 21539.8561 | 21539.3149 | 21539.0761 | 21538.9862 | 21539.0043 | 21539.0043 | 21539.0043 | 21539.0043 | 11105.6283 | 11101.0596 | 11097.638 | 11094.8633 | 11093.1266 | 11091.8731 | 11090.9257 | 11090.1845 | 11089.5888 | 11089.0995 | 11088.345 | 11087.6015 | 11086.9521 | 11086.4163 | 11086.0023 | 11085.6758 | 11085.4171 | 11084.7767 | 11084.4981 | 11084.3752 | 11084.329 | 11084.3383 | 11084.3383 | 11084.3383 | 11084.3383 | 269
OR_Residential_LI - Single Family_Existing_Space Heating_Natural Gas_Furnace | OR | Residential | LI - Multi-Family | New | Space Heating | Natural Gas | HVAC - Energy Recovery Ventilator | A | ORM222 | None | Installed | 20 | 1.9167 | 0 | 0 | 2148.56 | 0 | 1.45 | 0 | 0.30173 | 0.45 | household | 0% | 15% | Retrofit | Retro3Slow | 84.16% | TBD | 0% | 22092.252 |  | 11388.302 |  | 5.8029e-05 | DL20_RES_HRV-Heat-2021PLN-v2-2 | DL20_RES_HRV-Heat-2021PLN-v2-2 | DL20_RES_HRV-Heat-2021PLN-v2-1 | None | None | None | None | None | None | None | None | None | None | None | None | None | None | None | None | None | None | None | None | None | None | None | None | None | None | None | Installed | Installed | Installed | Installed | Installed | Installed | Installed | Installed | Installed | Installed | Installed | Installed | Installed | Installed | Installed | Installed | Installed | Installed | Installed | Installed | Installed | Installed | Installed | Installed | Installed | Installed | Installed | 2148.56 | 2148.56 | 2148.56 | 2148.56 | 2148.56 | 2148.56 | 2148.56 | 2148.56 | 2148.56 | 2148.56 | 2148.56 | 2148.56 | 2148.56 | 2148.56 | 2148.56 | 2148.56 | 2148.56 | 2148.56 | 2148.56 | 2148.56 | 2148.56 | 2148.56 | 2148.56 | 2148.56 | 2148.56 | 2148.56 | 2148.56 | 0 | 0 | 1.9011 | 5.2602 | 6.4598 | 6.717 | 6.5109 | 6.0224 | 5.4132 | 4.8056 | 4.2857 | 3.9001 | 3.6715 | 3.582 | 3.5734 | 3.6022 | 3.6245 | 3.6167 | 3.569 | 3.4802 | 3.3524 | 3.189 | 3.022 | 2.8538 | 2.6859 | 2.5196 | 2.3559 | 6.7403e-05 | 0.00043999 | 0.0014642 | 0.0033766 | 0.0061888 | 0.0094879 | 0.012602 | 0.014928 | 0.016205 | 0.016507 | 0.016106 | 0.015166 | 0.013665 | 0.011692 | 0.0094191 | 0.0071217 | 0.0050545 | 0.0033735 | 0.0021218 | 0.0014623 | 0 | 0 | 0 | 0 | 0 | 6.7403e-05 | 0.00062649 | 0.0022336 | 0.0056991 | 0.011713 | 0.020322 | 0.030868 | 0.042332 | 0.053957 | 0.06561 | 0.07787 | 0.091139 | 0.10459 | 0.11712 | 0.12726 | 0.13411 | 0.1374 | 0.13735 | 0.13443 | 0.12934 | 0.12257 | 0.11574 | 0.10894 | 0.10219 | 0.095552 | 0.035456 | 0.083645 | 0.22667 | 0.5027 | 0.95053 | 1.5754 | 2.328 | 3.1065 | 3.7812 | 4.2326 | 4.3869 | 4.234 | 3.8241 | 3.2458 | 2.5987 | 1.9691 | 1.4162 | 0.96934 | 0.63292 | 0.45857 | 0 | 0 | 0 | 0 | 0 | 0.035456 | 0.1191 | 0.34577 | 0.84847 | 1.799 | 3.3744 | 5.7024 | 8.8089 | 12.59 | 16.8226 | 21.2095 | 25.4435 | 29.2676 | 32.5134 | 35.1122 | 37.0813 | 38.4975 | 39.4669 | 40.0998 | 40.5583 | 40.5583 | 40.5583 | 40.5583 | 40.5583 | 40.5583 | 5.8029e-05 | 0.00038376 | 0.0012962 | 0.0030395 | 0.005678 | 0.0089058 | 0.012138 | 0.014777 | 0.016467 | 0.017156 | 0.017017 | 0.01618 | 0.014653 | 0.01258 | 0.010179 | 0.0077493 | 0.0055558 | 0.0037597 | 0.0024075 | 0.0016973 | 0 | 0 | 0 | 0 | 0 | 5.8029e-05 | 0.00054643 | 0.0019773 | 0.0051301 | 0.010746 | 0.019075 | 0.029733 | 0.041903 | 0.054831 | 0.068186 | 0.082274 | 0.097228 | 0.11215 | 0.12601 | 0.13753 | 0.14593 | 0.15103 | 0.15307 | 0.15253 | 0.15012 | 0.14586 | 0.14156 | 0.13725 | 0.13297 | 0.12875 | 0.030137 | 0.071098 | 0.19267 | 0.42729 | 0.80795 | 1.3391 | 1.9788 | 2.6405 | 3.214 | 3.5977 | 3.7289 | 3.5989 | 3.2505 | 2.7589 | 2.2089 | 1.6738 | 1.2038 | 0.82394 | 0.53798 | 0.38978 | 0 | 0 | 0 | 0 | 0 | 0.030137 | 0.10124 | 0.29391 | 0.7212 | 1.5291 | 2.8683 | 4.8471 | 7.4875 | 10.7015 | 14.2992 | 18.0281 | 21.627 | 24.8775 | 27.6364 | 29.8454 | 31.5191 | 32.7229 | 33.5468 | 34.0848 | 34.4746 | 34.4746 | 34.4746 | 34.4746 | 34.4746 | 34.4746 | 0 | 0 | 0 | 0 | 0 | 0 | 0 | 0 | 0 | 0 | 0 | 0 | 0 | 0 | 0 | 0 | 0 | 0 | 0 | 0 | 0 | 0 | 0 | 0 | 0 | 0 | 0 | 0 | 0 | 0 | 0 | 0 | 0 | 0 | 0 | 0 | 0 | 0 | 0 | 0 | 0 | 0 | 0 | 0 | 0 | 0 | 0 | 0 | 0 | 0 | 0 | 0 | 0 | 0 | 0 | 0 | 0 | 0 | 0 | 0 | 0 | 0 | 0 | 0 | 0 | 0 | 0 | 0 | 0 | 0 | 0 | 0 | 0 | 0 | 0 | 0 | 0 | 0 | 0 | 0 | 0 | 0 | 0 | 0 | 0 | 0 | 0 | 0 | 0 | 0 | 0 | 0 | 0 | 0 | 0 | 0 | 0 | 0 | 0 | 0 | 0 | 0 | 0 | 0 | 0 | 0 | 0 | 0 | 0 | 0 | 0 | 0 | 0 | 0 | 0 | 0 | 0 | 0 | 0 | 0 | 0 | 0 | 0 | 0 | 0 | 0 | 0 | 0 | 0 | 0 | 0 | 0 | 0 | 0 | 0 | 0 | 0 | 0 | 0 | 0 | 0 | 0 | 0 | 0 | 0 | 0 | 0 | 0 | 0 | 0 | 0 | 0 | 0 | 0 | 0 | 0 | 0 | 0 | 0 | 0 | 0 | 0 | 0 | 0 | 0 | 0 | 0 | 0 | 0 | 0 | 0 | 0 | 0 | 0 | 0 | 0 | 0 | 0 | 0 | 0 | 0 | 0 | 0 | 0 | 0 | 0 | 0 | 0 | 0 | 0 | 0 | 0 | 0 | 0 | 0 | 0 | 0 | 0 | 0 | 0 | 123715.2695 | 41087.6218 | 30450.0331 | 26390.6045 | 24246.2401 | 22905.0848 | 21987.7347 | 21321.2222 | 20815.424 | 20418.7662 | 20024.5917 | 19656.1985 | 19359.8808 | 19117.8198 | 18917.5308 | 18750.012 | 18608.6146 | 18488.3239 | 18385.2894 | 18296.5081 | 18219.6056 | 18152.682 | 18094.2003 | 18042.9051 | 17997.7625 | 63773.7997 | 21180.1969 | 15696.6421 | 13604.0534 | 12498.6581 | 11807.308 | 11334.4245 | 10990.845 | 10730.1118 | 10525.6393 | 10322.4469 | 10132.5444 | 9979.7961 | 9855.0164 | 9751.7697 | 9665.4157 | 9592.527 | 9530.5185 | 9477.4054 | 9431.6397 | 9391.9973 | 9357.499 | 9327.3523 | 9300.9103 | 9277.6397 | 270
OR_Residential_LI - Single Family_Existing_Space Heating_Natural Gas_Furnace | OR | Residential | LI - Multi-Family | New | Space Heating | Natural Gas | Connected Thermostat - ENERGY STAR (1.0) | A | ORM223 | Programmable Thermostat | Networked Thermostat Installed | 15 | 26.642 | 0 | 0 | 299.65 | 0 | 0 | 0 | 0 | 0.45 | household | 0% | 100% | Retrofit | Retro5Med | 81.71% | TBD | 0% | 0 |  | 0 |  | 0 | Avista TRM - 07.01.21 - G Web Tstat Gas Cont | Avista TRM - 07.01.21 - G Web Tstat Gas Cont | Avista TRM - 07.01.21 - G Web Tstat Gas Cont | Programmable Thermostat | Programmable Thermostat | Programmable Thermostat | Programmable Thermostat | Programmable Thermostat | Programmable Thermostat | Programmable Thermostat | Programmable Thermostat | Programmable Thermostat | Programmable Thermostat | Programmable Thermostat | Programmable Thermostat | Programmable Thermostat | Programmable Thermostat | Programmable Thermostat | Programmable Thermostat | Programmable Thermostat | Programmable Thermostat | Programmable Thermostat | Programmable Thermostat | Programmable Thermostat | Programmable Thermostat | Programmable Thermostat | Programmable Thermostat | Programmable Thermostat | Programmable Thermostat | Programmable Thermostat | Networked Thermostat Installed | Networked Thermostat Installed | Networked Thermostat Installed | Networked Thermostat Installed | Networked Thermostat Installed | Networked Thermostat Installed | Networked Thermostat Installed | Networked Thermostat Installed | Networked Thermostat Installed | Networked Thermostat Installed | Networked Thermostat Installed | Networked Thermostat Installed | Networked Thermostat Installed | Networked Thermostat Installed | Networked Thermostat Installed | Networked Thermostat Installed | Networked Thermostat Installed | Networked Thermostat Installed | Networked Thermostat Installed | Networked Thermostat Installed | Networked Thermostat Installed | Networked Thermostat Installed | Networked Thermostat Installed | Networked Thermostat Installed | Networked Thermostat Installed | Networked Thermostat Installed | Networked Thermostat Installed | 299.65 | 299.65 | 299.65 | 299.65 | 299.65 | 299.65 | 299.65 | 299.65 | 299.65 | 299.65 | 299.65 | 299.65 | 299.65 | 299.65 | 299.65 | 299.65 | 299.65 | 299.65 | 299.65 | 299.65 | 299.65 | 299.65 | 299.65 | 299.65 | 299.65 | 299.65 | 299.65 | 0 | 0 | 0 | 0 | 0 | 0 | 0 | 0 | 0 | 0 | 0 | 0 | 0 | 0 | 0 | 0 | 0 | 0 | 0 | 0 | 0 | 0 | 0 | 0 | 0 | 0 | 0 | 0 | 0 | 0 | 0 | 0 | 0 | 0 | 0 | 0 | 0 | 0 | 0 | 0 | 0 | 0 | 0 | 0 | 0 | 0 | 0 | 0 | 0 | 0 | 0 | 0 | 0 | 0 | 0 | 0 | 0 | 0 | 0 | 0 | 0 | 0 | 0 | 0 | 0 | 0 | 0 | 0 | 0 | 0 | 0 | 0 | 0 | 0 | 0 | 0 | 0 | 0.043 | 0.052797 | 0.064608 | 0.075 | 0.085547 | 0.10001 | 0.10972 | 0.11208 | 0.10563 | 0.090795 | 0.070261 | 0.0465 | 0.027 | 0.013 | 0.0055 | 0 | 0 | 0 | 0 | 0 | 0 | 0 | 0 | 0 | 0 | 0.043 | 0.095797 | 0.16041 | 0.23541 | 0.32095 | 0.42097 | 0.53068 | 0.64277 | 0.7484 | 0.83919 | 0.90945 | 0.95595 | 0.98295 | 0.99595 | 1.0015 | 1.0015 | 1.0015 | 1.0015 | 1.0015 | 1.0015 | 1.0015 | 1.0015 | 1.0015 | 1.0015 | 1.0015 | 0 | 0 | 0 | 0 | 0 | 0 | 0 | 0 | 0 | 0 | 0 | 0 | 0 | 0 | 0 | 0 | 0 | 0 | 0 | 0 | 0 | 0 | 0 | 0 | 0 | 0 | 0 | 0 | 0 | 0 | 0 | 0 | 0 | 0 | 0 | 0 | 0 | 0 | 0 | 0 | 0 | 0 | 0 | 0 | 0 | 0 | 0 | 0 | 0 | 0 | 0.03655 | 0.044878 | 0.054917 | 0.06375 | 0.072715 | 0.085013 | 0.09326 | 0.095272 | 0.089782 | 0.077175 | 0.059722 | 0.039525 | 0.02295 | 0.01105 | 0.004675 | 0 | 0 | 0 | 0 | 0 | 0 | 0 | 0 | 0 | 0 | 0.03655 | 0.081428 | 0.13634 | 0.20009 | 0.27281 | 0.35782 | 0.45108 | 0.54635 | 0.63614 | 0.71331 | 0.77303 | 0.81256 | 0.83551 | 0.84656 | 0.85123 | 0.85123 | 0.85123 | 0.85123 | 0.85123 | 0.85123 | 0.85123 | 0.85123 | 0.85123 | 0.85123 | 0.85123 | 0 | 0 | 0 | 0 | 0 | 0 | 0 | 0 | 0 | 0 | 0 | 0 | 0 | 0 | 0 | 0 | 0 | 0 | 0 | 0 | 0 | 0 | 0 | 0 | 0 | 0 | 0 | 0 | 0 | 0 | 0 | 0 | 0 | 0 | 0 | 0 | 0 | 0 | 0 | 0 | 0 | 0 | 0 | 0 | 0 | 0 | 0 | 0 | 0 | 0 | 0 | 0 | 0 | 0 | 0 | 0 | 0 | 0 | 0 | 0 | 0 | 0 | 0 | 0 | 0 | 0 | 0 | 0 | 0 | 0 | 0 | 0 | 0 | 0 | 0 | 0 | 0 | 0 | 0 | 0 | 0 | 0 | 0 | 0 | 0 | 0 | 0 | 0 | 0 | 0 | 0 | 0 | 0 | 0 | 0 | 0 | 0 | 0 | 0 | 0 | 0 | 0 | 0 | 0 | 0 | 0 | 0 | 0 | 0 | 0 | 0 | 0 | 0 | 0 | 0 | 0 | 0 | 0 | 0 | 0 | 0 | 0 | 0 | 0 | 0 | 0 | 0 | 0 | 0 | 0 | 0 | 0 | 0 | 0 | 0 | 0 | 0 | 0 | 0 | 0 | 0 | 0 | 0 | 0 | 0 | 0 | 0 | 0 | 0 | 0 | 0 | 0 | 0 | 0 | 0 | 0 | 0 | 0 | 0 | 0 | 0 | 0 | 0 | 0 | 0 | 0 | 0 | 0 | 0 | 0 | 0 | 0 | 0 | 0 | 0 | 0 | 0 | 0 | 0 | 0 | 0 | 0 | 0 | 0 | 0 | 0 | 0 | 0 | 0 | 0 | 0 | 0 | 0 | 0 | 0 | 0 | 0 | 0 | 0 | 0 | 0 | 0 | 0 | 0 | 0 | 0 | 0 | 0 | 0 | 0 | 0 | 0 | 0 | 0 | 0 | 0 | 0 | 0 | 0 | 0 | 0 | 0 | 0 | 0 | 0 | 0 | 0 | 0 | 0 | 0 | 0 | 0 | 0 | 0 | 0 | 0 | 0 | 0 | 0 | 0 | 0 | 0 | 0 | 0 | 0 | 0 | 0 | 0 | 0 | 0 | 271
OR_Residential_LI - Single Family_Existing_Space Heating_Natural Gas_Furnace | OR | Residential | LI - Multi-Family | New | Space Heating | Natural Gas | Home Energy Management System (HEMS) | A | ORM224 | No Controls | Networked Controls Installed | 15 | 7.2209 | 0 | 0 | 1945.72 | 0 | 5.93 | 0 | 0.30173 | 0.45 | household | 0.2% | 20% | Retrofit | Retro5Med | 81.71% | TBD | 0% | 0 |  | 0 |  | 0 | NYSERDA HEMS Pilot | NYSERDA HEMS Pilot | RTF Workbook - ResConnectedTstats_v3_0 | No Controls | No Controls | No Controls | No Controls | No Controls | No Controls | No Controls | No Controls | No Controls | No Controls | No Controls | No Controls | No Controls | No Controls | No Controls | No Controls | No Controls | No Controls | No Controls | No Controls | No Controls | No Controls | No Controls | No Controls | No Controls | No Controls | No Controls | Networked Controls Installed | Networked Controls Installed | Networked Controls Installed | Networked Controls Installed | Networked Controls Installed | Networked Controls Installed | Networked Controls Installed | Networked Controls Installed | Networked Controls Installed | Networked Controls Installed | Networked Controls Installed | Networked Controls Installed | Networked Controls Installed | Networked Controls Installed | Networked Controls Installed | Networked Controls Installed | Networked Controls Installed | Networked Controls Installed | Networked Controls Installed | Networked Controls Installed | Networked Controls Installed | Networked Controls Installed | Networked Controls Installed | Networked Controls Installed | Networked Controls Installed | Networked Controls Installed | Networked Controls Installed | 1945.72 | 1945.72 | 1945.72 | 1945.72 | 1945.72 | 1945.72 | 1945.72 | 1945.72 | 1945.72 | 1945.72 | 1945.72 | 1945.72 | 1945.72 | 1945.72 | 1945.72 | 1945.72 | 1945.72 | 1945.72 | 1945.72 | 1945.72 | 1945.72 | 1945.72 | 1945.72 | 1945.72 | 1945.72 | 1945.72 | 1945.72 | 0 | 0 | 0 | 0 | 0 | 0 | 0 | 0 | 0 | 0 | 0 | 0 | 0 | 0 | 0 | 0 | 0 | 0 | 0 | 0 | 0 | 0 | 0 | 0 | 0 | 0 | 0 | 0 | 0 | 0 | 0 | 0 | 0 | 0 | 0 | 0 | 0 | 0 | 0 | 0 | 0 | 0 | 0 | 0 | 0 | 0 | 0 | 0 | 0 | 0 | 0 | 0 | 0 | 0 | 0 | 0 | 0 | 0 | 0 | 0 | 0 | 0 | 0 | 0 | 0 | 0 | 0 | 0 | 0 | 0 | 0 | 0 | 0 | 0 | 0 | 0 | 0 | 0.008514 | 0.010454 | 0.012792 | 0.01485 | 0.016938 | 0.019803 | 0.021724 | 0.022193 | 0.020914 | 0.017977 | 0.013912 | 0.009207 | 0.005346 | 0.002574 | 0.001089 | 0 | 0 | 0 | 0 | 0 | 0 | 0 | 0 | 0 | 0 | 0.008514 | 0.018968 | 0.03176 | 0.04661 | 0.063549 | 0.083351 | 0.10508 | 0.12727 | 0.14818 | 0.16616 | 0.18007 | 0.18928 | 0.19462 | 0.1972 | 0.19829 | 0.19829 | 0.19829 | 0.19829 | 0.19829 | 0.19829 | 0.19829 | 0.19829 | 0.19829 | 0.19829 | 0.19829 | 0 | 0 | 0 | 0 | 0 | 0 | 0 | 0 | 0 | 0 | 0 | 0 | 0 | 0 | 0 | 0 | 0 | 0 | 0 | 0 | 0 | 0 | 0 | 0 | 0 | 0 | 0 | 0 | 0 | 0 | 0 | 0 | 0 | 0 | 0 | 0 | 0 | 0 | 0 | 0 | 0 | 0 | 0 | 0 | 0 | 0 | 0 | 0 | 0 | 0 | 0.0072369 | 0.0088858 | 0.010874 | 0.012623 | 0.014398 | 0.016832 | 0.018465 | 0.018864 | 0.017777 | 0.015281 | 0.011825 | 0.0078259 | 0.0045441 | 0.0021879 | 0.00092565 | 0 | 0 | 0 | 0 | 0 | 0 | 0 | 0 | 0 | 0 | 0.0072369 | 0.016123 | 0.026996 | 0.039619 | 0.054016 | 0.070849 | 0.089314 | 0.10818 | 0.12595 | 0.14124 | 0.15306 | 0.16089 | 0.16543 | 0.16762 | 0.16854 | 0.16854 | 0.16854 | 0.16854 | 0.16854 | 0.16854 | 0.16854 | 0.16854 | 0.16854 | 0.16854 | 0.16854 | 0 | 0 | 0 | 0 | 0 | 0 | 0 | 0 | 0 | 0 | 0 | 0 | 0 | 0 | 0 | 0 | 0 | 0 | 0 | 0 | 0 | 0 | 0 | 0 | 0 | 0 | 0 | 0 | 0 | 0 | 0 | 0 | 0 | 0 | 0 | 0 | 0 | 0 | 0 | 0 | 0 | 0 | 0 | 0 | 0 | 0 | 0 | 0 | 0 | 0 | 0 | 0 | 0 | 0 | 0 | 0 | 0 | 0 | 0 | 0 | 0 | 0 | 0 | 0 | 0 | 0 | 0 | 0 | 0 | 0 | 0 | 0 | 0 | 0 | 0 | 0 | 0 | 0 | 0 | 0 | 0 | 0 | 0 | 0 | 0 | 0 | 0 | 0 | 0 | 0 | 0 | 0 | 0 | 0 | 0 | 0 | 0 | 0 | 0 | 0 | 0 | 0 | 0 | 0 | 0 | 0 | 0 | 0 | 0 | 0 | 0 | 0 | 0 | 0 | 0 | 0 | 0 | 0 | 0 | 0 | 0 | 0 | 0 | 0 | 0 | 0 | 0 | 0 | 0 | 0 | 0 | 0 | 0 | 0 | 0 | 0 | 0 | 0 | 0 | 0 | 0 | 0 | 0 | 0 | 0 | 0 | 0 | 0 | 0 | 0 | 0 | 0 | 0 | 0 | 0 | 0 | 0 | 0 | 0 | 0 | 0 | 0 | 0 | 0 | 0 | 0 | 0 | 0 | 0 | 0 | 0 | 0 | 0 | 0 | 0 | 0 | 0 | 0 | 0 | 0 | 0 | 0 | 0 | 0 | 0 | 0 | 0 | 0 | 0 | 0 | 0 | 0 | 0 | 0 | 0 | 0 | 0 | 0 | 0 | 0 | 0 | 0 | 0 | 0 | 0 | 0 | 0 | 0 | 0 | 0 | 0 | 0 | 0 | 0 | 0 | 0 | 0 | 0 | 0 | 0 | 0 | 0 | 0 | 0 | 0 | 0 | 0 | 0 | 0 | 0 | 0 | 0 | 0 | 0 | 0 | 0 | 0 | 0 | 0 | 0 | 0 | 0 | 0 | 0 | 0 | 0 | 0 | 0 | 0 | 0 | 272
OR_Residential_LI - Single Family_Existing_Space Heating_Natural Gas_Furnace | OR | Residential | LI - Multi-Family | New | Water Heating | Natural Gas | Home Energy Management System (HEMS) | A | ORM225 | No Controls | Networked Controls Installed | 15 | 0 | 0 | 0 | 1945.72 | 0 | 5.93 | 0 | 0.30173 | 0.45 | household | 0.2% | 20% | Retrofit | Retro5Med | 81.71% | TBD | 0% | 0 |  | 0 |  | 0 | NYSERDA HEMS Pilot | NYSERDA HEMS Pilot | NYSERDA HEMS Pilot | No Controls | No Controls | No Controls | No Controls | No Controls | No Controls | No Controls | No Controls | No Controls | No Controls | No Controls | No Controls | No Controls | No Controls | No Controls | No Controls | No Controls | No Controls | No Controls | No Controls | No Controls | No Controls | No Controls | No Controls | No Controls | No Controls | No Controls | Networked Controls Installed | Networked Controls Installed | Networked Controls Installed | Networked Controls Installed | Networked Controls Installed | Networked Controls Installed | Networked Controls Installed | Networked Controls Installed | Networked Controls Installed | Networked Controls Installed | Networked Controls Installed | Networked Controls Installed | Networked Controls Installed | Networked Controls Installed | Networked Controls Installed | Networked Controls Installed | Networked Controls Installed | Networked Controls Installed | Networked Controls Installed | Networked Controls Installed | Networked Controls Installed | Networked Controls Installed | Networked Controls Installed | Networked Controls Installed | Networked Controls Installed | Networked Controls Installed | Networked Controls Installed | 1945.72 | 1945.72 | 1945.72 | 1945.72 | 1945.72 | 1945.72 | 1945.72 | 1945.72 | 1945.72 | 1945.72 | 1945.72 | 1945.72 | 1945.72 | 1945.72 | 1945.72 | 1945.72 | 1945.72 | 1945.72 | 1945.72 | 1945.72 | 1945.72 | 1945.72 | 1945.72 | 1945.72 | 1945.72 | 1945.72 | 1945.72 | 0 | 0 | 0 | 0 | 0 | 0 | 0 | 0 | 0 | 0 | 0 | 0 | 0 | 0 | 0 | 0 | 0 | 0 | 0 | 0 | 0 | 0 | 0 | 0 | 0 | 0 | 0 | 0 | 0 | 0 | 0 | 0 | 0 | 0 | 0 | 0 | 0 | 0 | 0 | 0 | 0 | 0 | 0 | 0 | 0 | 0 | 0 | 0 | 0 | 0 | 0 | 0 | 0 | 0 | 0 | 0 | 0 | 0 | 0 | 0 | 0 | 0 | 0 | 0 | 0 | 0 | 0 | 0 | 0 | 0 | 0 | 0 | 0 | 0 | 0 | 0 | 0 | 0.97108 | 1.7628 | 2.8793 | 4.1726 | 5.699 | 7.7704 | 9.7494 | 11.2217 | 11.7743 | 11.1605 | 9.4476 | 6.7941 | 4.262 | 2.206 | 0.99901 | 0 | 0 | 0 | 0 | 0 | 0 | 0 | 0 | 0 | 0 | 0.97108 | 2.7339 | 5.6132 | 9.7858 | 15.4847 | 23.2551 | 33.0045 | 44.2262 | 56.0004 | 67.1609 | 76.6086 | 83.4026 | 87.6646 | 89.8706 | 90.8696 | 90.8696 | 90.8696 | 90.8696 | 90.8696 | 90.8696 | 90.8696 | 90.8696 | 90.8696 | 90.8696 | 90.8696 | 0 | 0 | 0 | 0 | 0 | 0 | 0 | 0 | 0 | 0 | 0 | 0 | 0 | 0 | 0 | 0 | 0 | 0 | 0 | 0 | 0 | 0 | 0 | 0 | 0 | 0 | 0 | 0 | 0 | 0 | 0 | 0 | 0 | 0 | 0 | 0 | 0 | 0 | 0 | 0 | 0 | 0 | 0 | 0 | 0 | 0 | 0 | 0 | 0 | 0 | 0.82542 | 1.4984 | 2.4474 | 3.5467 | 4.8441 | 6.6048 | 8.287 | 9.5384 | 10.0081 | 9.4864 | 8.0305 | 5.7749 | 3.6227 | 1.8751 | 0.84915 | 0 | 0 | 0 | 0 | 0 | 0 | 0 | 0 | 0 | 0 | 0.82542 | 2.3238 | 4.7712 | 8.3179 | 13.162 | 19.7669 | 28.0538 | 37.5922 | 47.6004 | 57.0868 | 65.1173 | 70.8922 | 74.5149 | 76.39 | 77.2392 | 77.2392 | 77.2392 | 77.2392 | 77.2392 | 77.2392 | 77.2392 | 77.2392 | 77.2392 | 77.2392 | 77.2392 | 0 | 0 | 0 | 0 | 0 | 0 | 0 | 0 | 0 | 0 | 0 | 0 | 0 | 0 | 0 | 0 | 0 | 0 | 0 | 0 | 0 | 0 | 0 | 0 | 0 | 0 | 0 | 0 | 0 | 0 | 0 | 0 | 0 | 0 | 0 | 0 | 0 | 0 | 0 | 0 | 0 | 0 | 0 | 0 | 0 | 0 | 0 | 0 | 0 | 0 | 0 | 0 | 0 | 0 | 0 | 0 | 0 | 0 | 0 | 0 | 0 | 0 | 0 | 0 | 0 | 0 | 0 | 0 | 0 | 0 | 0 | 0 | 0 | 0 | 0 | 0 | 0 | 0 | 0 | 0 | 0 | 0 | 0 | 0 | 0 | 0 | 0 | 0 | 0 | 0 | 0 | 0 | 0 | 0 | 0 | 0 | 0 | 0 | 0 | 0 | 0 | 0 | 0 | 0 | 0 | 0 | 0 | 0 | 0 | 0 | 0 | 0 | 0 | 0 | 0 | 0 | 0 | 0 | 0 | 0 | 0 | 0 | 0 | 0 | 0 | 0 | 0 | 0 | 0 | 0 | 0 | 0 | 0 | 0 | 0 | 0 | 0 | 0 | 0 | 0 | 0 | 0 | 0 | 0 | 0 | 0 | 0 | 0 | 0 | 0 | 0 | 0 | 0 | 0 | 0 | 0 | 0 | 0 | 0 | 0 | 0 | 0 | 0 | 0 | 0 | 0 | 0 | 0 | 0 | 0 | 0 | 0 | 0 | 0 | 0 | 0 | 0 | 0 | 0 | 0 | 0 | 0 | 0 | 0 | 0 | 0 | 0 | 0 | 0 | 0 | 0 | 0 | 0 | 0 | 0 | 0 | 0 | 0 | 0 | 0 | 0 | 0 | 0 | 0 | 0 | 0 | 0 | 0 | 0 | 0 | 0 | 0 | 0 | 0 | 0 | 0 | 0 | 0 | 0 | 0 | 0 | 0 | 0 | 0 | 0 | 0 | 0 | 0 | 0 | 0 | 0 | 0 | 0 | 0 | 0 | 0 | 0 | 0 | 0 | 0 | 0 | 0 | 0 | 0 | 0 | 0 | 0 | 0 | 0 | 0 | 273
OR_Residential_LI - Single Family_Existing_Space Heating_Natural Gas_Furnace | OR | Residential | LI - Multi-Family | New | Appliances | Natural Gas | Home Energy Management System (HEMS) | A | ORM226 | No Controls | Networked Controls Installed | 15 | 0 | 0 | 0 | 1945.72 | 0 | 5.93 | 0 | 0.30173 | 0.45 | household | 0.2% | 20% | Retrofit | Retro5Med | 81.71% | TBD | 0% | 0 |  | 0 |  | 0 | NYSERDA HEMS Pilot | NYSERDA HEMS Pilot | NYSERDA HEMS Pilot | No Controls | No Controls | No Controls | No Controls | No Controls | No Controls | No Controls | No Controls | No Controls | No Controls | No Controls | No Controls | No Controls | No Controls | No Controls | No Controls | No Controls | No Controls | No Controls | No Controls | No Controls | No Controls | No Controls | No Controls | No Controls | No Controls | No Controls | Networked Controls Installed | Networked Controls Installed | Networked Controls Installed | Networked Controls Installed | Networked Controls Installed | Networked Controls Installed | Networked Controls Installed | Networked Controls Installed | Networked Controls Installed | Networked Controls Installed | Networked Controls Installed | Networked Controls Installed | Networked Controls Installed | Networked Controls Installed | Networked Controls Installed | Networked Controls Installed | Networked Controls Installed | Networked Controls Installed | Networked Controls Installed | Networked Controls Installed | Networked Controls Installed | Networked Controls Installed | Networked Controls Installed | Networked Controls Installed | Networked Controls Installed | Networked Controls Installed | Networked Controls Installed | 1945.72 | 1945.72 | 1945.72 | 1945.72 | 1945.72 | 1945.72 | 1945.72 | 1945.72 | 1945.72 | 1945.72 | 1945.72 | 1945.72 | 1945.72 | 1945.72 | 1945.72 | 1945.72 | 1945.72 | 1945.72 | 1945.72 | 1945.72 | 1945.72 | 1945.72 | 1945.72 | 1945.72 | 1945.72 | 1945.72 | 1945.72 | 0 | 0 | 0 | 0 | 0 | 0 | 0 | 0 | 0 | 0 | 0 | 0 | 0 | 0 | 0 | 0 | 0 | 0 | 0 | 0 | 0 | 0 | 0 | 0 | 0 | 0 | 0 | 0 | 0 | 0 | 0 | 0 | 0 | 0 | 0 | 0 | 0 | 0 | 0 | 0 | 0 | 0 | 0 | 0 | 0 | 0 | 0 | 0 | 0 | 0 | 0 | 0 | 0 | 0 | 0 | 0 | 0 | 0 | 0 | 0 | 0 | 0 | 0 | 0 | 0 | 0 | 0 | 0 | 0 | 0 | 0 | 0 | 0 | 0 | 0 | 0 | 0 | 1.1867 | 2.1528 | 3.5138 | 5.0886 | 6.9452 | 9.463 | 11.8649 | 13.6472 | 14.3093 | 13.554 | 11.4658 | 8.2397 | 5.1653 | 2.6717 | 1.2091 | 0 | 0 | 0 | 0 | 0 | 0 | 0 | 0 | 0 | 0 | 1.1867 | 3.3395 | 6.8533 | 11.9418 | 18.887 | 28.3501 | 40.2149 | 53.8621 | 68.1714 | 81.7254 | 93.1912 | 101.4309 | 106.5961 | 109.2678 | 110.4769 | 110.4769 | 110.4769 | 110.4769 | 110.4769 | 110.4769 | 110.4769 | 110.4769 | 110.4769 | 110.4769 | 110.4769 | 0 | 0 | 0 | 0 | 0 | 0 | 0 | 0 | 0 | 0 | 0 | 0 | 0 | 0 | 0 | 0 | 0 | 0 | 0 | 0 | 0 | 0 | 0 | 0 | 0 | 0 | 0 | 0 | 0 | 0 | 0 | 0 | 0 | 0 | 0 | 0 | 0 | 0 | 0 | 0 | 0 | 0 | 0 | 0 | 0 | 0 | 0 | 0 | 0 | 0 | 1.0087 | 1.8298 | 2.9867 | 4.3253 | 5.9034 | 8.0436 | 10.0851 | 11.6001 | 12.1629 | 11.5209 | 9.746 | 7.0037 | 4.3905 | 2.2709 | 1.0277 | 0 | 0 | 0 | 0 | 0 | 0 | 0 | 0 | 0 | 0 | 1.0087 | 2.8386 | 5.8253 | 10.1505 | 16.054 | 24.0975 | 34.1827 | 45.7828 | 57.9457 | 69.4666 | 79.2125 | 86.2163 | 90.6067 | 92.8777 | 93.9054 | 93.9054 | 93.9054 | 93.9054 | 93.9054 | 93.9054 | 93.9054 | 93.9054 | 93.9054 | 93.9054 | 93.9054 | 0 | 0 | 0 | 0 | 0 | 0 | 0 | 0 | 0 | 0 | 0 | 0 | 0 | 0 | 0 | 0 | 0 | 0 | 0 | 0 | 0 | 0 | 0 | 0 | 0 | 0 | 0 | 0 | 0 | 0 | 0 | 0 | 0 | 0 | 0 | 0 | 0 | 0 | 0 | 0 | 0 | 0 | 0 | 0 | 0 | 0 | 0 | 0 | 0 | 0 | 0 | 0 | 0 | 0 | 0 | 0 | 0 | 0 | 0 | 0 | 0 | 0 | 0 | 0 | 0 | 0 | 0 | 0 | 0 | 0 | 0 | 0 | 0 | 0 | 0 | 0 | 0 | 0 | 0 | 0 | 0 | 0 | 0 | 0 | 0 | 0 | 0 | 0 | 0 | 0 | 0 | 0 | 0 | 0 | 0 | 0 | 0 | 0 | 0 | 0 | 0 | 0 | 0 | 0 | 0 | 0 | 0 | 0 | 0 | 0 | 0 | 0 | 0 | 0 | 0 | 0 | 0 | 0 | 0 | 0 | 0 | 0 | 0 | 0 | 0 | 0 | 0 | 0 | 0 | 0 | 0 | 0 | 0 | 0 | 0 | 0 | 0 | 0 | 0 | 0 | 0 | 0 | 0 | 0 | 0 | 0 | 0 | 0 | 0 | 0 | 0 | 0 | 0 | 0 | 0 | 0 | 0 | 0 | 0 | 0 | 0 | 0 | 0 | 0 | 0 | 0 | 0 | 0 | 0 | 0 | 0 | 0 | 0 | 0 | 0 | 0 | 0 | 0 | 0 | 0 | 0 | 0 | 0 | 0 | 0 | 0 | 0 | 0 | 0 | 0 | 0 | 0 | 0 | 0 | 0 | 0 | 0 | 0 | 0 | 0 | 0 | 0 | 0 | 0 | 0 | 0 | 0 | 0 | 0 | 0 | 0 | 0 | 0 | 0 | 0 | 0 | 0 | 0 | 0 | 0 | 0 | 0 | 0 | 0 | 0 | 0 | 0 | 0 | 0 | 0 | 0 | 0 | 0 | 0 | 0 | 0 | 0 | 0 | 0 | 0 | 0 | 0 | 0 | 0 | 0 | 0 | 0 | 0 | 0 | 0 | 274
OR_Residential_LI - Single Family_Existing_Space Heating_Natural Gas_Furnace | OR | Residential | LI - Multi-Family | New | Space Heating | Natural Gas | Gas Furnace - Maintenance | A | ORM227 | Degraded efficiency 10% below nameplate | Restored to nameplate 80% AFUE | 3 | 0 | 0 | 0 | 76.12 | 0 | 0 | 0 | 0.30173 | 0.25 | household | 0% | 0% | Retrofit | RetroEven20 | 80.75% | TBD | 0% | 0 |  | 0 |  | 0 | IL TRM - 5.3.13 - RS-HVC-FTUN-V06-200101 | GFURN_MNT-Heating-MNTRM-v2.1-1 | IL TRM - 5.3.13 - RS-HVC-FTUN-V06-200101 | Degraded efficiency 10% below nameplate | Degraded efficiency 10% below nameplate | Degraded efficiency 10% below nameplate | Degraded efficiency 10% below nameplate | Degraded efficiency 10% below nameplate | Degraded efficiency 10% below nameplate | Degraded efficiency 10% below nameplate | Degraded efficiency 10% below nameplate | Degraded efficiency 10% below nameplate | Degraded efficiency 10% below nameplate | Degraded efficiency 10% below nameplate | Degraded efficiency 10% below nameplate | Degraded efficiency 10% below nameplate | Degraded efficiency 10% below nameplate | Degraded efficiency 10% below nameplate | Degraded efficiency 10% below nameplate | Degraded efficiency 10% below nameplate | Degraded efficiency 10% below nameplate | Degraded efficiency 10% below nameplate | Degraded efficiency 10% below nameplate | Degraded efficiency 10% below nameplate | Degraded efficiency 10% below nameplate | Degraded efficiency 10% below nameplate | Degraded efficiency 10% below nameplate | Degraded efficiency 10% below nameplate | Degraded efficiency 10% below nameplate | Degraded efficiency 10% below nameplate | Restored to nameplate 80% AFUE | Restored to nameplate 80% AFUE | Restored to nameplate 80% AFUE | Restored to nameplate 80% AFUE | Restored to nameplate 80% AFUE | Restored to nameplate 80% AFUE | Restored to nameplate 80% AFUE | Restored to nameplate 80% AFUE | Restored to nameplate 80% AFUE | Restored to nameplate 80% AFUE | Restored to nameplate 80% AFUE | Restored to nameplate 80% AFUE | Restored to nameplate 80% AFUE | Restored to nameplate 80% AFUE | Restored to nameplate 80% AFUE | Restored to nameplate 80% AFUE | Restored to nameplate 80% AFUE | Restored to nameplate 80% AFUE | Restored to nameplate 80% AFUE | Restored to nameplate 80% AFUE | Restored to nameplate 80% AFUE | Restored to nameplate 80% AFUE | Restored to nameplate 80% AFUE | Restored to nameplate 80% AFUE | Restored to nameplate 80% AFUE | Restored to nameplate 80% AFUE | Restored to nameplate 80% AFUE | 76.12 | 76.12 | 76.12 | 76.12 | 76.12 | 76.12 | 76.12 | 76.12 | 76.12 | 76.12 | 76.12 | 76.12 | 76.12 | 76.12 | 76.12 | 76.12 | 76.12 | 76.12 | 76.12 | 76.12 | 76.12 | 76.12 | 76.12 | 76.12 | 76.12 | 76.12 | 76.12 | 0 | 0 | 0 | 0 | 0 | 0 | 0 | 0 | 0 | 0 | 0 | 0 | 0 | 0 | 0 | 0 | 0 | 0 | 0 | 0 | 0 | 0 | 0 | 0 | 0 | 0 | 0 | 0 | 0 | 0 | 0 | 0 | 0 | 0 | 0 | 0 | 0 | 0 | 0 | 0 | 0 | 0 | 0 | 0 | 0 | 0 | 0 | 0 | 0 | 0 | 0 | 0 | 0 | 0 | 0 | 0 | 0 | 0 | 0 | 0 | 0 | 0 | 0 | 0 | 0 | 0 | 0 | 0 | 0 | 0 | 0 | 0 | 0 | 0 | 0 | 0 | 0 | 0 | 0 | 0 | 0 | 0 | 0 | 0 | 0 | 0 | 0 | 0 | 0 | 0 | 0 | 0 | 0 | 0 | 0 | 0 | 0 | 0 | 0 | 0 | 0 | 0 | 0 | 0 | 0 | 0 | 0 | 0 | 0 | 0 | 0 | 0 | 0 | 0 | 0 | 0 | 0 | 0 | 0 | 0 | 0 | 0 | 0 | 0 | 0 | 0 | 0 | 0 | 0 | 0 | 0 | 0 | 0 | 0 | 0 | 0 | 0 | 0 | 0 | 0 | 0 | 0 | 0 | 0 | 0 | 0 | 0 | 0 | 0 | 0 | 0 | 0 | 0 | 0 | 0 | 0 | 0 | 0 | 0 | 0 | 0 | 0 | 0 | 0 | 0 | 0 | 0 | 0 | 0 | 0 | 0 | 0 | 0 | 0 | 0 | 0 | 0 | 0 | 0 | 0 | 0 | 0 | 0 | 0 | 0 | 0 | 0 | 0 | 0 | 0 | 0 | 0 | 0 | 0 | 0 | 0 | 0 | 0 | 0 | 0 | 0 | 0 | 0 | 0 | 0 | 0 | 0 | 0 | 0 | 0 | 0 | 0 | 0 | 0 | 0 | 0 | 0 | 0 | 0 | 0 | 0 | 0 | 0 | 0 | 0 | 0 | 0 | 0 | 0 | 0 | 0 | 0 | 0 | 0 | 0 | 0 | 0 | 0 | 0 | 0 | 0 | 0 | 0 | 0 | 0 | 0 | 0 | 0 | 0 | 0 | 0 | 0 | 0 | 0 | 0 | 0 | 0 | 0 | 0 | 0 | 0 | 0 | 0 | 0 | 0 | 0 | 0 | 0 | 0 | 0 | 0 | 0 | 0 | 0 | 0 | 0 | 0 | 0 | 0 | 0 | 0 | 0 | 0 | 0 | 0 | 0 | 0 | 0 | 0 | 0 | 0 | 0 | 0 | 0 | 0 | 0 | 0 | 0 | 0 | 0 | 0 | 0 | 0 | 0 | 0 | 0 | 0 | 0 | 0 | 0 | 0 | 0 | 0 | 0 | 0 | 0 | 0 | 0 | 0 | 0 | 0 | 0 | 0 | 0 | 0 | 0 | 0 | 0 | 0 | 0 | 0 | 0 | 0 | 0 | 0 | 0 | 0 | 0 | 0 | 0 | 0 | 0 | 0 | 0 | 0 | 0 | 0 | 0 | 0 | 0 | 0 | 0 | 0 | 0 | 0 | 0 | 0 | 0 | 0 | 0 | 0 | 0 | 0 | 0 | 0 | 0 | 0 | 0 | 0 | 0 | 0 | 0 | 0 | 0 | 0 | 0 | 0 | 0 | 0 | 0 | 0 | 0 | 0 | 0 | 0 | 0 | 0 | 0 | 0 | 0 | 0 | 0 | 0 | 0 | 0 | 0 | 0 | 0 | 0 | 0 | 0 | 0 | 0 | 0 | 0 | 0 | 0 | 0 | 0 | 0 | 0 | 0 | 0 | 0 | 0 | 0 | 0 | 0 | 0 | 0 | 0 | 0 | 0 | 0 | 0 | 0 | 0 | 0 | 0 | 0 | 0 | 0 | 0 | 0 | 0 | 0 | 0 | 0 | 0 | 0 | 0 | 0 | 0 | 0 | 0 | 0 | 0 | 0 | 0 | 0 | 0 | 0 | 0 | 0 | 0 | 0 | 0 | 0 | 0 | 0 | 0 | 0 | 0 | 0 | 0 | 0 | 0 | 0 | 0 | 0 | 0 | 0 | 0 | 0 | 0 | 0 | 0 | 275
OR_Residential_LI - Single Family_Existing_Space Heating_Natural Gas_Furnace | OR | Residential | LI - Multi-Family | New | Space Heating | Natural Gas | Gas Boiler - Hot Water Reset | A | ORM228 | No reset controls | Reset control installed | 16 | 14.5821 | 0 | 0 | 676.33 | 0 | 0 | 0 | 0.30173 | 0.25 | household | 50% | 80% | Retrofit | Retro5Med | 81.71% | TBD | 0% | 0 |  | 0 |  | 0 | IL TRM - 5.3.14 - RS-HVC-BREC-V03-210101 | IL TRM - 5.3.14 - RS-HVC-BREC-V03-210101 | IL TRM - 5.3.14 - RS-HVC-BREC-V03-210101 | No reset controls | No reset controls | No reset controls | No reset controls | No reset controls | No reset controls | No reset controls | No reset controls | No reset controls | No reset controls | No reset controls | No reset controls | No reset controls | No reset controls | No reset controls | No reset controls | No reset controls | No reset controls | No reset controls | No reset controls | No reset controls | No reset controls | No reset controls | No reset controls | No reset controls | No reset controls | No reset controls | Reset control installed | Reset control installed | Reset control installed | Reset control installed | Reset control installed | Reset control installed | Reset control installed | Reset control installed | Reset control installed | Reset control installed | Reset control installed | Reset control installed | Reset control installed | Reset control installed | Reset control installed | Reset control installed | Reset control installed | Reset control installed | Reset control installed | Reset control installed | Reset control installed | Reset control installed | Reset control installed | Reset control installed | Reset control installed | Reset control installed | Reset control installed | 676.33 | 676.33 | 676.33 | 676.33 | 676.33 | 676.33 | 676.33 | 676.33 | 676.33 | 676.33 | 676.33 | 676.33 | 676.33 | 676.33 | 676.33 | 676.33 | 676.33 | 676.33 | 676.33 | 676.33 | 676.33 | 676.33 | 676.33 | 676.33 | 676.33 | 676.33 | 676.33 | 0 | 0 | 0 | 0 | 0 | 0 | 0 | 0 | 0 | 0 | 0 | 0 | 0 | 0 | 0 | 0 | 0 | 0 | 0 | 0 | 0 | 0 | 0 | 0 | 0 | 0 | 0 | 0 | 0 | 0 | 0 | 0 | 0 | 0 | 0 | 0 | 0 | 0 | 0 | 0 | 0 | 0 | 0 | 0 | 0 | 0 | 0 | 0 | 0 | 0 | 0 | 0 | 0 | 0 | 0 | 0 | 0 | 0 | 0 | 0 | 0 | 0 | 0 | 0 | 0 | 0 | 0 | 0 | 0 | 0 | 0 | 0 | 0 | 0 | 0 | 0 | 0 | 0.0129 | 0.015839 | 0.019382 | 0.0225 | 0.025664 | 0.030004 | 0.032915 | 0.033625 | 0.031688 | 0.027238 | 0.021078 | 0.01395 | 0.0081 | 0.0039 | 0.00165 | 0.0006 | 0 | 0 | 0 | 0 | 0 | 0 | 0 | 0 | 0 | 0.0129 | 0.028739 | 0.048122 | 0.070622 | 0.096286 | 0.12629 | 0.15921 | 0.19283 | 0.22452 | 0.25176 | 0.27284 | 0.28679 | 0.29489 | 0.29879 | 0.30044 | 0.30104 | 0.30104 | 0.30104 | 0.30104 | 0.30104 | 0.30104 | 0.30104 | 0.30104 | 0.30104 | 0.30104 | 0 | 0 | 0 | 0 | 0 | 0 | 0 | 0 | 0 | 0 | 0 | 0 | 0 | 0 | 0 | 0 | 0 | 0 | 0 | 0 | 0 | 0 | 0 | 0 | 0 | 0 | 0 | 0 | 0 | 0 | 0 | 0 | 0 | 0 | 0 | 0 | 0 | 0 | 0 | 0 | 0 | 0 | 0 | 0 | 0 | 0 | 0 | 0 | 0 | 0 | 0.010965 | 0.013463 | 0.016475 | 0.019125 | 0.021814 | 0.025504 | 0.027978 | 0.028582 | 0.026935 | 0.023153 | 0.017916 | 0.011857 | 0.006885 | 0.003315 | 0.0014025 | 0.00051 | 0 | 0 | 0 | 0 | 0 | 0 | 0 | 0 | 0 | 0.010965 | 0.024428 | 0.040903 | 0.060028 | 0.081843 | 0.10735 | 0.13532 | 0.16391 | 0.19084 | 0.21399 | 0.23191 | 0.24377 | 0.25065 | 0.25397 | 0.25537 | 0.25588 | 0.25588 | 0.25588 | 0.25588 | 0.25588 | 0.25588 | 0.25588 | 0.25588 | 0.25588 | 0.25588 | 0 | 0 | 0 | 0 | 0 | 0 | 0 | 0 | 0 | 0 | 0 | 0 | 0 | 0 | 0 | 0 | 0 | 0 | 0 | 0 | 0 | 0 | 0 | 0 | 0 | 0 | 0 | 0 | 0 | 0 | 0 | 0 | 0 | 0 | 0 | 0 | 0 | 0 | 0 | 0 | 0 | 0 | 0 | 0 | 0 | 0 | 0 | 0 | 0 | 0 | 0 | 0 | 0 | 0 | 0 | 0 | 0 | 0 | 0 | 0 | 0 | 0 | 0 | 0 | 0 | 0 | 0 | 0 | 0 | 0 | 0 | 0 | 0 | 0 | 0 | 0 | 0 | 0 | 0 | 0 | 0 | 0 | 0 | 0 | 0 | 0 | 0 | 0 | 0 | 0 | 0 | 0 | 0 | 0 | 0 | 0 | 0 | 0 | 0 | 0 | 0 | 0 | 0 | 0 | 0 | 0 | 0 | 0 | 0 | 0 | 0 | 0 | 0 | 0 | 0 | 0 | 0 | 0 | 0 | 0 | 0 | 0 | 0 | 0 | 0 | 0 | 0 | 0 | 0 | 0 | 0 | 0 | 0 | 0 | 0 | 0 | 0 | 0 | 0 | 0 | 0 | 0 | 0 | 0 | 0 | 0 | 0 | 0 | 0 | 0 | 0 | 0 | 0 | 0 | 0 | 0 | 0 | 0 | 0 | 0 | 0 | 0 | 0 | 0 | 0 | 0 | 0 | 0 | 0 | 0 | 0 | 0 | 0 | 0 | 0 | 0 | 0 | 0 | 0 | 0 | 0 | 0 | 0 | 0 | 0 | 0 | 0 | 0 | 0 | 0 | 0 | 0 | 0 | 0 | 0 | 0 | 0 | 0 | 0 | 0 | 0 | 0 | 0 | 0 | 0 | 0 | 0 | 0 | 0 | 0 | 0 | 0 | 0 | 0 | 0 | 0 | 0 | 0 | 0 | 0 | 0 | 0 | 0 | 0 | 0 | 0 | 0 | 0 | 0 | 0 | 0 | 0 | 0 | 0 | 0 | 0 | 0 | 0 | 0 | 0 | 0 | 0 | 0 | 0 | 0 | 0 | 0 | 0 | 0 | 0 | 276
OR_Residential_LI - Single Family_Existing_Space Heating_Natural Gas_Furnace | OR | Residential | LI - Multi-Family | New | Space Heating | Natural Gas | Gas Boiler - Steam Trap Maintenance | A | ORM229 | Degraded system | Cleaned and restored | 6 | 0 | 0 | 0 | 318.73 | 0 | 0 | 0 | 0.30173 | 0.25 | perBldg | 0% | 0% | Retrofit | RetroEven20 | 80.75% | TBD | 0% | 0 |  | 0 |  | 0 | IL TRM - 4.4.16 - CI-HVC-STRE-V08-210101 | IL TRM - 4.4.16 - CI-HVC-STRE-V08-210101 | IL TRM - 4.4.16 - CI-HVC-STRE-V08-210101 | Degraded system | Degraded system | Degraded system | Degraded system | Degraded system | Degraded system | Degraded system | Degraded system | Degraded system | Degraded system | Degraded system | Degraded system | Degraded system | Degraded system | Degraded system | Degraded system | Degraded system | Degraded system | Degraded system | Degraded system | Degraded system | Degraded system | Degraded system | Degraded system | Degraded system | Degraded system | Degraded system | Cleaned and restored | Cleaned and restored | Cleaned and restored | Cleaned and restored | Cleaned and restored | Cleaned and restored | Cleaned and restored | Cleaned and restored | Cleaned and restored | Cleaned and restored | Cleaned and restored | Cleaned and restored | Cleaned and restored | Cleaned and restored | Cleaned and restored | Cleaned and restored | Cleaned and restored | Cleaned and restored | Cleaned and restored | Cleaned and restored | Cleaned and restored | Cleaned and restored | Cleaned and restored | Cleaned and restored | Cleaned and restored | Cleaned and restored | Cleaned and restored | 318.73 | 318.73 | 318.73 | 318.73 | 318.73 | 318.73 | 318.73 | 318.73 | 318.73 | 318.73 | 318.73 | 318.73 | 318.73 | 318.73 | 318.73 | 318.73 | 318.73 | 318.73 | 318.73 | 318.73 | 318.73 | 318.73 | 318.73 | 318.73 | 318.73 | 318.73 | 318.73 | 0 | 0 | 0 | 0 | 0 | 0 | 0 | 0 | 0 | 0 | 0 | 0 | 0 | 0 | 0 | 0 | 0 | 0 | 0 | 0 | 0 | 0 | 0 | 0 | 0 | 0 | 0 | 0 | 0 | 0 | 0 | 0 | 0 | 0 | 0 | 0 | 0 | 0 | 0 | 0 | 0 | 0 | 0 | 0 | 0 | 0 | 0 | 0 | 0 | 0 | 0 | 0 | 0 | 0 | 0 | 0 | 0 | 0 | 0 | 0 | 0 | 0 | 0 | 0 | 0 | 0 | 0 | 0 | 0 | 0 | 0 | 0 | 0 | 0 | 0 | 0 | 0 | 0 | 0 | 0 | 0 | 0 | 0 | 0 | 0 | 0 | 0 | 0 | 0 | 0 | 0 | 0 | 0 | 0 | 0 | 0 | 0 | 0 | 0 | 0 | 0 | 0 | 0 | 0 | 0 | 0 | 0 | 0 | 0 | 0 | 0 | 0 | 0 | 0 | 0 | 0 | 0 | 0 | 0 | 0 | 0 | 0 | 0 | 0 | 0 | 0 | 0 | 0 | 0 | 0 | 0 | 0 | 0 | 0 | 0 | 0 | 0 | 0 | 0 | 0 | 0 | 0 | 0 | 0 | 0 | 0 | 0 | 0 | 0 | 0 | 0 | 0 | 0 | 0 | 0 | 0 | 0 | 0 | 0 | 0 | 0 | 0 | 0 | 0 | 0 | 0 | 0 | 0 | 0 | 0 | 0 | 0 | 0 | 0 | 0 | 0 | 0 | 0 | 0 | 0 | 0 | 0 | 0 | 0 | 0 | 0 | 0 | 0 | 0 | 0 | 0 | 0 | 0 | 0 | 0 | 0 | 0 | 0 | 0 | 0 | 0 | 0 | 0 | 0 | 0 | 0 | 0 | 0 | 0 | 0 | 0 | 0 | 0 | 0 | 0 | 0 | 0 | 0 | 0 | 0 | 0 | 0 | 0 | 0 | 0 | 0 | 0 | 0 | 0 | 0 | 0 | 0 | 0 | 0 | 0 | 0 | 0 | 0 | 0 | 0 | 0 | 0 | 0 | 0 | 0 | 0 | 0 | 0 | 0 | 0 | 0 | 0 | 0 | 0 | 0 | 0 | 0 | 0 | 0 | 0 | 0 | 0 | 0 | 0 | 0 | 0 | 0 | 0 | 0 | 0 | 0 | 0 | 0 | 0 | 0 | 0 | 0 | 0 | 0 | 0 | 0 | 0 | 0 | 0 | 0 | 0 | 0 | 0 | 0 | 0 | 0 | 0 | 0 | 0 | 0 | 0 | 0 | 0 | 0 | 0 | 0 | 0 | 0 | 0 | 0 | 0 | 0 | 0 | 0 | 0 | 0 | 0 | 0 | 0 | 0 | 0 | 0 | 0 | 0 | 0 | 0 | 0 | 0 | 0 | 0 | 0 | 0 | 0 | 0 | 0 | 0 | 0 | 0 | 0 | 0 | 0 | 0 | 0 | 0 | 0 | 0 | 0 | 0 | 0 | 0 | 0 | 0 | 0 | 0 | 0 | 0 | 0 | 0 | 0 | 0 | 0 | 0 | 0 | 0 | 0 | 0 | 0 | 0 | 0 | 0 | 0 | 0 | 0 | 0 | 0 | 0 | 0 | 0 | 0 | 0 | 0 | 0 | 0 | 0 | 0 | 0 | 0 | 0 | 0 | 0 | 0 | 0 | 0 | 0 | 0 | 0 | 0 | 0 | 0 | 0 | 0 | 0 | 0 | 0 | 0 | 0 | 0 | 0 | 0 | 0 | 0 | 0 | 0 | 0 | 0 | 0 | 0 | 0 | 0 | 0 | 0 | 0 | 0 | 0 | 0 | 0 | 0 | 0 | 0 | 0 | 0 | 0 | 0 | 0 | 0 | 0 | 0 | 0 | 0 | 0 | 0 | 0 | 0 | 0 | 0 | 0 | 0 | 0 | 0 | 0 | 0 | 0 | 0 | 0 | 0 | 0 | 0 | 0 | 0 | 0 | 0 | 0 | 0 | 0 | 0 | 0 | 0 | 0 | 0 | 0 | 0 | 0 | 0 | 0 | 0 | 0 | 0 | 0 | 0 | 0 | 0 | 0 | 277
OR_Residential_LI - Single Family_Existing_Space Heating_Natural Gas_Furnace | OR | Residential | LI - Multi-Family | New | Space Heating | Natural Gas | Gas Boiler - Maintenance | A | ORM230 | Degraded efficiency 10% below nameplate | Restored to nameplate 80% AFUE | 3 | 0 | 0 | 0 | 122.57 | 0 | 0 | 0 | 0.30173 | 0.25 | household | 0% | 0% | Retrofit | RetroEven20 | 80.75% | TBD | 0% | 0 |  | 0 |  | 0 | IL TRM - 5.3.13 - RS-HVC-FTUN-V06-210101 | RSMeans 2015 | BEST | Degraded efficiency 10% below nameplate | Degraded efficiency 10% below nameplate | Degraded efficiency 10% below nameplate | Degraded efficiency 10% below nameplate | Degraded efficiency 10% below nameplate | Degraded efficiency 10% below nameplate | Degraded efficiency 10% below nameplate | Degraded efficiency 10% below nameplate | Degraded efficiency 10% below nameplate | Degraded efficiency 10% below nameplate | Degraded efficiency 10% below nameplate | Degraded efficiency 10% below nameplate | Degraded efficiency 10% below nameplate | Degraded efficiency 10% below nameplate | Degraded efficiency 10% below nameplate | Degraded efficiency 10% below nameplate | Degraded efficiency 10% below nameplate | Degraded efficiency 10% below nameplate | Degraded efficiency 10% below nameplate | Degraded efficiency 10% below nameplate | Degraded efficiency 10% below nameplate | Degraded efficiency 10% below nameplate | Degraded efficiency 10% below nameplate | Degraded efficiency 10% below nameplate | Degraded efficiency 10% below nameplate | Degraded efficiency 10% below nameplate | Degraded efficiency 10% below nameplate | Restored to nameplate 80% AFUE | Restored to nameplate 80% AFUE | Restored to nameplate 80% AFUE | Restored to nameplate 80% AFUE | Restored to nameplate 80% AFUE | Restored to nameplate 80% AFUE | Restored to nameplate 80% AFUE | Restored to nameplate 80% AFUE | Restored to nameplate 80% AFUE | Restored to nameplate 80% AFUE | Restored to nameplate 80% AFUE | Restored to nameplate 80% AFUE | Restored to nameplate 80% AFUE | Restored to nameplate 80% AFUE | Restored to nameplate 80% AFUE | Restored to nameplate 80% AFUE | Restored to nameplate 80% AFUE | Restored to nameplate 80% AFUE | Restored to nameplate 80% AFUE | Restored to nameplate 80% AFUE | Restored to nameplate 80% AFUE | Restored to nameplate 80% AFUE | Restored to nameplate 80% AFUE | Restored to nameplate 80% AFUE | Restored to nameplate 80% AFUE | Restored to nameplate 80% AFUE | Restored to nameplate 80% AFUE | 122.57 | 122.57 | 122.57 | 122.57 | 122.57 | 122.57 | 122.57 | 122.57 | 122.57 | 122.57 | 122.57 | 122.57 | 122.57 | 122.57 | 122.57 | 122.57 | 122.57 | 122.57 | 122.57 | 122.57 | 122.57 | 122.57 | 122.57 | 122.57 | 122.57 | 122.57 | 122.57 | 0 | 0 | 0 | 0 | 0 | 0 | 0 | 0 | 0 | 0 | 0 | 0 | 0 | 0 | 0 | 0 | 0 | 0 | 0 | 0 | 0 | 0 | 0 | 0 | 0 | 0 | 0 | 0 | 0 | 0 | 0 | 0 | 0 | 0 | 0 | 0 | 0 | 0 | 0 | 0 | 0 | 0 | 0 | 0 | 0 | 0 | 0 | 0 | 0 | 0 | 0 | 0 | 0 | 0 | 0 | 0 | 0 | 0 | 0 | 0 | 0 | 0 | 0 | 0 | 0 | 0 | 0 | 0 | 0 | 0 | 0 | 0 | 0 | 0 | 0 | 0 | 0 | 0 | 0 | 0 | 0 | 0 | 0 | 0 | 0 | 0 | 0 | 0 | 0 | 0 | 0 | 0 | 0 | 0 | 0 | 0 | 0 | 0 | 0 | 0 | 0 | 0 | 0 | 0 | 0 | 0 | 0 | 0 | 0 | 0 | 0 | 0 | 0 | 0 | 0 | 0 | 0 | 0 | 0 | 0 | 0 | 0 | 0 | 0 | 0 | 0 | 0 | 0 | 0 | 0 | 0 | 0 | 0 | 0 | 0 | 0 | 0 | 0 | 0 | 0 | 0 | 0 | 0 | 0 | 0 | 0 | 0 | 0 | 0 | 0 | 0 | 0 | 0 | 0 | 0 | 0 | 0 | 0 | 0 | 0 | 0 | 0 | 0 | 0 | 0 | 0 | 0 | 0 | 0 | 0 | 0 | 0 | 0 | 0 | 0 | 0 | 0 | 0 | 0 | 0 | 0 | 0 | 0 | 0 | 0 | 0 | 0 | 0 | 0 | 0 | 0 | 0 | 0 | 0 | 0 | 0 | 0 | 0 | 0 | 0 | 0 | 0 | 0 | 0 | 0 | 0 | 0 | 0 | 0 | 0 | 0 | 0 | 0 | 0 | 0 | 0 | 0 | 0 | 0 | 0 | 0 | 0 | 0 | 0 | 0 | 0 | 0 | 0 | 0 | 0 | 0 | 0 | 0 | 0 | 0 | 0 | 0 | 0 | 0 | 0 | 0 | 0 | 0 | 0 | 0 | 0 | 0 | 0 | 0 | 0 | 0 | 0 | 0 | 0 | 0 | 0 | 0 | 0 | 0 | 0 | 0 | 0 | 0 | 0 | 0 | 0 | 0 | 0 | 0 | 0 | 0 | 0 | 0 | 0 | 0 | 0 | 0 | 0 | 0 | 0 | 0 | 0 | 0 | 0 | 0 | 0 | 0 | 0 | 0 | 0 | 0 | 0 | 0 | 0 | 0 | 0 | 0 | 0 | 0 | 0 | 0 | 0 | 0 | 0 | 0 | 0 | 0 | 0 | 0 | 0 | 0 | 0 | 0 | 0 | 0 | 0 | 0 | 0 | 0 | 0 | 0 | 0 | 0 | 0 | 0 | 0 | 0 | 0 | 0 | 0 | 0 | 0 | 0 | 0 | 0 | 0 | 0 | 0 | 0 | 0 | 0 | 0 | 0 | 0 | 0 | 0 | 0 | 0 | 0 | 0 | 0 | 0 | 0 | 0 | 0 | 0 | 0 | 0 | 0 | 0 | 0 | 0 | 0 | 0 | 0 | 0 | 0 | 0 | 0 | 0 | 0 | 0 | 0 | 0 | 0 | 0 | 0 | 0 | 0 | 0 | 0 | 0 | 0 | 0 | 0 | 0 | 0 | 0 | 0 | 0 | 0 | 0 | 0 | 0 | 0 | 0 | 0 | 0 | 0 | 0 | 0 | 0 | 0 | 0 | 0 | 0 | 0 | 0 | 0 | 0 | 0 | 0 | 0 | 0 | 0 | 0 | 0 | 0 | 0 | 0 | 0 | 0 | 0 | 0 | 0 | 0 | 0 | 0 | 0 | 0 | 0 | 0 | 0 | 0 | 0 | 0 | 0 | 0 | 0 | 0 | 0 | 0 | 0 | 0 | 0 | 0 | 0 | 0 | 0 | 0 | 0 | 0 | 0 | 0 | 0 | 0 | 0 | 0 | 0 | 0 | 0 | 0 | 0 | 0 | 0 | 0 | 0 | 0 | 0 | 0 | 0 | 0 | 0 | 0 | 0 | 0 | 0 | 278
OR_Residential_LI - Single Family_Existing_Space Heating_Natural Gas_Furnace | OR | Residential | LI - Multi-Family | New | Space Heating | Natural Gas | Gas Boiler - Pipe Insulation | A | ORM231 | No insulation | Pipe insulated throughout home | 15 | 0.3 | 0 | 0 | 3.06 | 0 | 0 | 0 | 0.30173 | 0.25 | boil pipe | 8% | 25% | Retrofit | Retro12Med | 75.44% | TBD | 0% | 0 |  | 0 |  | 0 | IL TRM - 5.3.2 - RS-HVC-PINS-V05-220101 | IL TRM - 5.3.2 - RS-HVC-PINS-V05-220101 | IL TRM - 5.3.2 - RS-HVC-PINS-V05-220101 | No insulation | No insulation | No insulation | No insulation | No insulation | No insulation | No insulation | No insulation | No insulation | No insulation | No insulation | No insulation | No insulation | No insulation | No insulation | No insulation | No insulation | No insulation | No insulation | No insulation | No insulation | No insulation | No insulation | No insulation | No insulation | No insulation | No insulation | Pipe insulated throughout home | Pipe insulated throughout home | Pipe insulated throughout home | Pipe insulated throughout home | Pipe insulated throughout home | Pipe insulated throughout home | Pipe insulated throughout home | Pipe insulated throughout home | Pipe insulated throughout home | Pipe insulated throughout home | Pipe insulated throughout home | Pipe insulated throughout home | Pipe insulated throughout home | Pipe insulated throughout home | Pipe insulated throughout home | Pipe insulated throughout home | Pipe insulated throughout home | Pipe insulated throughout home | Pipe insulated throughout home | Pipe insulated throughout home | Pipe insulated throughout home | Pipe insulated throughout home | Pipe insulated throughout home | Pipe insulated throughout home | Pipe insulated throughout home | Pipe insulated throughout home | Pipe insulated throughout home | 3.06 | 3.06 | 3.06 | 3.06 | 3.06 | 3.06 | 3.06 | 3.06 | 3.06 | 3.06 | 3.06 | 3.06 | 3.06 | 3.06 | 3.06 | 3.06 | 3.06 | 3.06 | 3.06 | 3.06 | 3.06 | 3.06 | 3.06 | 3.06 | 3.06 | 3.06 | 3.06 | 0 | 0 | 0 | 0 | 0 | 0 | 0 | 0 | 0 | 0 | 0 | 0 | 0 | 0 | 0 | 0 | 0 | 0 | 0 | 0 | 0 | 0 | 0 | 0 | 0 | 0 | 0 | 0 | 0 | 0 | 0 | 0 | 0 | 0 | 0 | 0 | 0 | 0 | 0 | 0 | 0 | 0 | 0 | 0 | 0 | 0 | 0 | 0 | 0 | 0 | 0 | 0 | 0 | 0 | 0 | 0 | 0 | 0 | 0 | 0 | 0 | 0 | 0 | 0 | 0 | 0 | 0 | 0 | 0 | 0 | 0 | 0 | 0 | 0 | 0 | 0 | 0 | 0.90218 | 0.90218 | 0.90218 | 0.90218 | 0.90218 | 0.81196 | 0.64957 | 0.51966 | 0.41572 | 0.33258 | 0.26606 | 0.21285 | 0.17028 | 0.13622 | 0.10898 | 0 | 0 | 0 | 0 | 0 | 0 | 0 | 0 | 0 | 0 | 0.90218 | 1.8044 | 2.7065 | 3.6087 | 4.5109 | 5.3229 | 5.9724 | 6.4921 | 6.9078 | 7.2404 | 7.5065 | 7.7193 | 7.8896 | 8.0258 | 8.1348 | 8.1348 | 8.1348 | 8.1348 | 8.1348 | 8.1348 | 8.1348 | 8.1348 | 8.1348 | 8.1348 | 8.1348 | 0 | 0 | 0 | 0 | 0 | 0 | 0 | 0 | 0 | 0 | 0 | 0 | 0 | 0 | 0 | 0 | 0 | 0 | 0 | 0 | 0 | 0 | 0 | 0 | 0 | 0 | 0 | 0 | 0 | 0 | 0 | 0 | 0 | 0 | 0 | 0 | 0 | 0 | 0 | 0 | 0 | 0 | 0 | 0 | 0 | 0 | 0 | 0 | 0 | 0 | 0.76685 | 0.76685 | 0.76685 | 0.76685 | 0.76685 | 0.69017 | 0.55213 | 0.44171 | 0.35337 | 0.28269 | 0.22615 | 0.18092 | 0.14474 | 0.11579 | 0.092633 | 0 | 0 | 0 | 0 | 0 | 0 | 0 | 0 | 0 | 0 | 0.76685 | 1.5337 | 2.3006 | 3.0674 | 3.8343 | 4.5244 | 5.0766 | 5.5183 | 5.8716 | 6.1543 | 6.3805 | 6.5614 | 6.7061 | 6.8219 | 6.9146 | 6.9146 | 6.9146 | 6.9146 | 6.9146 | 6.9146 | 6.9146 | 6.9146 | 6.9146 | 6.9146 | 6.9146 | 0 | 0 | 0 | 0 | 0 | 0 | 0 | 0 | 0 | 0 | 0 | 0 | 0 | 0 | 0 | 0 | 0 | 0 | 0 | 0 | 0 | 0 | 0 | 0 | 0 | 0 | 0 | 0 | 0 | 0 | 0 | 0 | 0 | 0 | 0 | 0 | 0 | 0 | 0 | 0 | 0 | 0 | 0 | 0 | 0 | 0 | 0 | 0 | 0 | 0 | 0 | 0 | 0 | 0 | 0 | 0 | 0 | 0 | 0 | 0 | 0 | 0 | 0 | 0 | 0 | 0 | 0 | 0 | 0 | 0 | 0 | 0 | 0 | 0 | 0 | 0 | 0 | 0 | 0 | 0 | 0 | 0 | 0 | 0 | 0 | 0 | 0 | 0 | 0 | 0 | 0 | 0 | 0 | 0 | 0 | 0 | 0 | 0 | 0 | 0 | 0 | 0 | 0 | 0 | 0 | 0 | 0 | 0 | 0 | 0 | 0 | 0 | 0 | 0 | 0 | 0 | 0 | 0 | 0 | 0 | 0 | 0 | 0 | 0 | 0 | 0 | 0 | 0 | 0 | 0 | 0 | 0 | 0 | 0 | 0 | 0 | 0 | 0 | 0 | 0 | 0 | 0 | 0 | 0 | 0 | 0 | 0 | 0 | 0 | 0 | 0 | 0 | 0 | 0 | 0 | 0 | 0 | 0 | 0 | 0 | 0 | 0 | 0 | 0 | 0 | 0 | 0 | 0 | 0 | 0 | 0 | 0 | 0 | 0 | 0 | 0 | 0 | 0 | 0 | 0 | 0 | 0 | 0 | 0 | 0 | 0 | 0 | 0 | 0 | 0 | 0 | 0 | 0 | 0 | 0 | 0 | 0 | 0 | 0 | 0 | 0 | 0 | 0 | 0 | 0 | 0 | 0 | 0 | 0 | 0 | 0 | 0 | 0 | 0 | 0 | 0 | 0 | 0 | 0 | 0 | 0 | 0 | 0 | 0 | 0 | 0 | 0 | 0 | 0 | 0 | 0 | 0 | 0 | 0 | 0 | 0 | 0 | 0 | 0 | 0 | 0 | 0 | 0 | 0 | 0 | 0 | 0 | 0 | 0 | 0 | 279
OR_Residential_LI - Single Family_Existing_Space Heating_Natural Gas_Furnace | OR | Residential | LI - Multi-Family | New | Space Heating | Natural Gas | Gas Boiler - Thermostatic Radiator Valves | A | ORM232 | None | Installed | 15 | 7.2911 | 0 | 0 | 43.19 | 0 | 0 | 0 | 0.30173 | 0.25 | radiator | 0% | 5% | Retrofit | Retro5Med | 65.35% | TBD | 0% | 0 |  | 0 |  | 0 | IL TRM - 5.3.19 - RS-HVC-TRVS-V01-210101 | AEG Cost Characterization, 2021 | IL TRM - 5.3.19 - RS-HVC-TRVS-V01-210101 | None | None | None | None | None | None | None | None | None | None | None | None | None | None | None | None | None | None | None | None | None | None | None | None | None | None | None | Installed | Installed | Installed | Installed | Installed | Installed | Installed | Installed | Installed | Installed | Installed | Installed | Installed | Installed | Installed | Installed | Installed | Installed | Installed | Installed | Installed | Installed | Installed | Installed | Installed | Installed | Installed | 43.19 | 43.19 | 43.19 | 43.19 | 43.19 | 43.19 | 43.19 | 43.19 | 43.19 | 43.19 | 43.19 | 43.19 | 43.19 | 43.19 | 43.19 | 43.19 | 43.19 | 43.19 | 43.19 | 43.19 | 43.19 | 43.19 | 43.19 | 43.19 | 43.19 | 43.19 | 43.19 | 0 | 0 | 0 | 0 | 0 | 0 | 0 | 0 | 0 | 0 | 0 | 0 | 0 | 0 | 0 | 0 | 0 | 0 | 0 | 0 | 0 | 0 | 0 | 0 | 0 | 0 | 0 | 0 | 0 | 0 | 0 | 0 | 0 | 0 | 0 | 0 | 0 | 0 | 0 | 0 | 0 | 0 | 0 | 0 | 0 | 0 | 0 | 0 | 0 | 0 | 0 | 0 | 0 | 0 | 0 | 0 | 0 | 0 | 0 | 0 | 0 | 0 | 0 | 0 | 0 | 0 | 0 | 0 | 0 | 0 | 0 | 0 | 0 | 0 | 0 | 0 | 0 | 0.0075 | 0.0085547 | 0.010001 | 0.010972 | 0.011208 | 0.010563 | 0.0090795 | 0.0070261 | 0.00465 | 0.0027 | 0.0013 | 0.00055 | 0.0002 | 6.2471e-05 | 1.3616e-05 | 0 | 0 | 0 | 0 | 0 | 0 | 0 | 0 | 0 | 0 | 0.0075 | 0.016055 | 0.026056 | 0.037028 | 0.048236 | 0.058799 | 0.067878 | 0.074905 | 0.079555 | 0.082255 | 0.083555 | 0.084105 | 0.084305 | 0.084367 | 0.084381 | 0.084381 | 0.084381 | 0.084381 | 0.084381 | 0.084381 | 0.084381 | 0.084381 | 0.084381 | 0.084381 | 0.084381 | 0 | 0 | 0 | 0 | 0 | 0 | 0 | 0 | 0 | 0 | 0 | 0 | 0 | 0 | 0 | 0 | 0 | 0 | 0 | 0 | 0 | 0 | 0 | 0 | 0 | 0 | 0 | 0 | 0 | 0 | 0 | 0 | 0 | 0 | 0 | 0 | 0 | 0 | 0 | 0 | 0 | 0 | 0 | 0 | 0 | 0 | 0 | 0 | 0 | 0 | 0.006375 | 0.0072715 | 0.0085013 | 0.009326 | 0.0095272 | 0.0089782 | 0.0077175 | 0.0059722 | 0.0039525 | 0.002295 | 0.001105 | 0.0004675 | 0.00017 | 5.31e-05 | 1.1573e-05 | 0 | 0 | 0 | 0 | 0 | 0 | 0 | 0 | 0 | 0 | 0.006375 | 0.013646 | 0.022148 | 0.031474 | 0.041001 | 0.049979 | 0.057697 | 0.063669 | 0.067621 | 0.069916 | 0.071021 | 0.071489 | 0.071659 | 0.071712 | 0.071724 | 0.071724 | 0.071724 | 0.071724 | 0.071724 | 0.071724 | 0.071724 | 0.071724 | 0.071724 | 0.071724 | 0.071724 | 0 | 0 | 0 | 0 | 0 | 0 | 0 | 0 | 0 | 0 | 0 | 0 | 0 | 0 | 0 | 0 | 0 | 0 | 0 | 0 | 0 | 0 | 0 | 0 | 0 | 0 | 0 | 0 | 0 | 0 | 0 | 0 | 0 | 0 | 0 | 0 | 0 | 0 | 0 | 0 | 0 | 0 | 0 | 0 | 0 | 0 | 0 | 0 | 0 | 0 | 0 | 0 | 0 | 0 | 0 | 0 | 0 | 0 | 0 | 0 | 0 | 0 | 0 | 0 | 0 | 0 | 0 | 0 | 0 | 0 | 0 | 0 | 0 | 0 | 0 | 0 | 0 | 0 | 0 | 0 | 0 | 0 | 0 | 0 | 0 | 0 | 0 | 0 | 0 | 0 | 0 | 0 | 0 | 0 | 0 | 0 | 0 | 0 | 0 | 0 | 0 | 0 | 0 | 0 | 0 | 0 | 0 | 0 | 0 | 0 | 0 | 0 | 0 | 0 | 0 | 0 | 0 | 0 | 0 | 0 | 0 | 0 | 0 | 0 | 0 | 0 | 0 | 0 | 0 | 0 | 0 | 0 | 0 | 0 | 0 | 0 | 0 | 0 | 0 | 0 | 0 | 0 | 0 | 0 | 0 | 0 | 0 | 0 | 0 | 0 | 0 | 0 | 0 | 0 | 0 | 0 | 0 | 0 | 0 | 0 | 0 | 0 | 0 | 0 | 0 | 0 | 0 | 0 | 0 | 0 | 0 | 0 | 0 | 0 | 0 | 0 | 0 | 0 | 0 | 0 | 0 | 0 | 0 | 0 | 0 | 0 | 0 | 0 | 0 | 0 | 0 | 0 | 0 | 0 | 0 | 0 | 0 | 0 | 0 | 0 | 0 | 0 | 0 | 0 | 0 | 0 | 0 | 0 | 0 | 0 | 0 | 0 | 0 | 0 | 0 | 0 | 0 | 0 | 0 | 0 | 0 | 0 | 0 | 0 | 0 | 0 | 0 | 0 | 0 | 0 | 0 | 0 | 0 | 0 | 0 | 0 | 0 | 0 | 0 | 0 | 0 | 0 | 0 | 0 | 0 | 0 | 0 | 0 | 0 | 0 | 280
OR_Residential_LI - Single Family_Existing_Space Heating_Natural Gas_Furnace | OR | Residential | LI - Multi-Family | New | Space Heating | Natural Gas | Ceiling Fan - ENERGY STAR | A | ORM233 | Standard ceiling fan | Energy Star certified ceiling fan | 10 | 0 | 0 | 0 | 33.93 | 0 | 0 | 0 | 0.30173 | 0.45 | ceiling fans | 10.8% | 40% | Retrofit | Retro1Slow | 82.35% | TBD | 0% | 0 |  | 0 |  | 0 | IL TRM - RS-HVC-CFAN-V03-200101 | IL TRM - RS-HVC-CFAN-V03-200101 | IL TRM - RS-HVC-CFAN-V03-200101 | Standard ceiling fan | Standard ceiling fan | Standard ceiling fan | Standard ceiling fan | Standard ceiling fan | Standard ceiling fan | Standard ceiling fan | Standard ceiling fan | Standard ceiling fan | Standard ceiling fan | Standard ceiling fan | Standard ceiling fan | Standard ceiling fan | Standard ceiling fan | Standard ceiling fan | Standard ceiling fan | Standard ceiling fan | Standard ceiling fan | Standard ceiling fan | Standard ceiling fan | Standard ceiling fan | Standard ceiling fan | Standard ceiling fan | Standard ceiling fan | Standard ceiling fan | Standard ceiling fan | Standard ceiling fan | Energy Star certified ceiling fan | Energy Star certified ceiling fan | Energy Star certified ceiling fan | Energy Star certified ceiling fan | Energy Star certified ceiling fan | Energy Star certified ceiling fan | Energy Star certified ceiling fan | Energy Star certified ceiling fan | Energy Star certified ceiling fan | Energy Star certified ceiling fan | Energy Star certified ceiling fan | Energy Star certified ceiling fan | Energy Star certified ceiling fan | Energy Star certified ceiling fan | Energy Star certified ceiling fan | Energy Star certified ceiling fan | Energy Star certified ceiling fan | Energy Star certified ceiling fan | Energy Star certified ceiling fan | Energy Star certified ceiling fan | Energy Star certified ceiling fan | Energy Star certified ceiling fan | Energy Star certified ceiling fan | Energy Star certified ceiling fan | Energy Star certified ceiling fan | Energy Star certified ceiling fan | Energy Star certified ceiling fan | 33.93 | 33.93 | 33.93 | 33.93 | 33.93 | 33.93 | 33.93 | 33.93 | 33.93 | 33.93 | 33.93 | 33.93 | 33.93 | 33.93 | 33.93 | 33.93 | 33.93 | 33.93 | 33.93 | 33.93 | 33.93 | 33.93 | 33.93 | 33.93 | 33.93 | 33.93 | 33.93 | 0 | 0 | 0 | 0 | 0 | 0 | 0 | 0 | 0 | 0 | 0 | 0 | 0 | 0 | 0 | 0 | 0 | 0 | 0 | 0 | 0 | 0 | 0 | 0 | 0 | 0 | 0 | 0 | 0 | 0 | 0 | 0 | 0 | 0 | 0 | 0 | 0 | 0 | 0 | 0 | 0 | 0 | 0 | 0 | 0 | 0 | 0 | 0 | 0 | 0 | 0 | 0 | 0 | 0 | 0 | 0 | 0 | 0 | 0 | 0 | 0 | 0 | 0 | 0 | 0 | 0 | 0 | 0 | 0 | 0 | 0 | 0 | 0 | 0 | 0 | 0 | 0 | 0.36942 | 0.84156 | 1.6331 | 2.8153 | 4.4363 | 6.4959 | 8.8937 | 11.4126 | 13.7223 | 15.4248 | 15.7775 | 14.8179 | 12.5696 | 9.0372 | 4.4798 | 0 | 0 | 0 | 0 | 0 | 0 | 0 | 0 | 0 | 0 | 0.36942 | 1.211 | 2.8441 | 5.6594 | 10.0957 | 16.5915 | 25.4852 | 36.8979 | 50.6201 | 66.0449 | 81.8224 | 96.6403 | 109.2099 | 118.2471 | 122.7269 | 122.7269 | 122.7269 | 122.7269 | 122.7269 | 122.7269 | 122.7269 | 122.7269 | 122.7269 | 122.7269 | 122.7269 | 0 | 0 | 0 | 0 | 0 | 0 | 0 | 0 | 0 | 0 | 0 | 0 | 0 | 0 | 0 | 0 | 0 | 0 | 0 | 0 | 0 | 0 | 0 | 0 | 0 | 0 | 0 | 0 | 0 | 0 | 0 | 0 | 0 | 0 | 0 | 0 | 0 | 0 | 0 | 0 | 0 | 0 | 0 | 0 | 0 | 0 | 0 | 0 | 0 | 0 | 0.31401 | 0.71533 | 1.3882 | 2.393 | 3.7708 | 5.5215 | 7.5596 | 9.7007 | 11.6639 | 13.1111 | 13.4109 | 12.5952 | 10.6842 | 7.6816 | 3.8078 | 0 | 0 | 0 | 0 | 0 | 0 | 0 | 0 | 0 | 0 | 0.31401 | 1.0293 | 2.4175 | 4.8105 | 8.5813 | 14.1028 | 21.6624 | 31.3632 | 43.0271 | 56.1382 | 69.549 | 82.1443 | 92.8284 | 100.51 | 104.3178 | 104.3178 | 104.3178 | 104.3178 | 104.3178 | 104.3178 | 104.3178 | 104.3178 | 104.3178 | 104.3178 | 104.3178 | 0 | 0 | 0 | 0 | 0 | 0 | 0 | 0 | 0 | 0 | 0 | 0 | 0 | 0 | 0 | 0 | 0 | 0 | 0 | 0 | 0 | 0 | 0 | 0 | 0 | 0 | 0 | 0 | 0 | 0 | 0 | 0 | 0 | 0 | 0 | 0 | 0 | 0 | 0 | 0 | 0 | 0 | 0 | 0 | 0 | 0 | 0 | 0 | 0 | 0 | 0 | 0 | 0 | 0 | 0 | 0 | 0 | 0 | 0 | 0 | 0 | 0 | 0 | 0 | 0 | 0 | 0 | 0 | 0 | 0 | 0 | 0 | 0 | 0 | 0 | 0 | 0 | 0 | 0 | 0 | 0 | 0 | 0 | 0 | 0 | 0 | 0 | 0 | 0 | 0 | 0 | 0 | 0 | 0 | 0 | 0 | 0 | 0 | 0 | 0 | 0 | 0 | 0 | 0 | 0 | 0 | 0 | 0 | 0 | 0 | 0 | 0 | 0 | 0 | 0 | 0 | 0 | 0 | 0 | 0 | 0 | 0 | 0 | 0 | 0 | 0 | 0 | 0 | 0 | 0 | 0 | 0 | 0 | 0 | 0 | 0 | 0 | 0 | 0 | 0 | 0 | 0 | 0 | 0 | 0 | 0 | 0 | 0 | 0 | 0 | 0 | 0 | 0 | 0 | 0 | 0 | 0 | 0 | 0 | 0 | 0 | 0 | 0 | 0 | 0 | 0 | 0 | 0 | 0 | 0 | 0 | 0 | 0 | 0 | 0 | 0 | 0 | 0 | 0 | 0 | 0 | 0 | 0 | 0 | 0 | 0 | 0 | 0 | 0 | 0 | 0 | 0 | 0 | 0 | 0 | 0 | 0 | 0 | 0 | 0 | 0 | 0 | 0 | 0 | 0 | 0 | 0 | 0 | 0 | 0 | 0 | 0 | 0 | 0 | 0 | 0 | 0 | 0 | 0 | 0 | 0 | 0 | 0 | 0 | 0 | 0 | 0 | 0 | 0 | 0 | 0 | 0 | 0 | 0 | 0 | 0 | 0 | 0 | 0 | 0 | 0 | 0 | 0 | 0 | 0 | 0 | 0 | 0 | 0 | 0 | 281
OR_Residential_LI - Single Family_Existing_Space Heating_Natural Gas_Furnace | OR | Residential | LI - Multi-Family | New | Water Heating | Natural Gas | Water Heater - Drain Water Heat Recovery | A | ORM234 | None | Installed | 30 | 57.7381 | 0 | 0 | 808.79 | 0 | 0 | 0 | 0.30173 | 0.25 | household | 0% | 0% | Retrofit | Retro1Slow | 82.35% | TBD | 0% | 1164.3524 |  | 513.9261 |  | 0 | NWPCC 2021 Power Plan - Res-GFX-2021P_v2 | NWPCC 2021 Power Plan - Res-GFX-2021P_v2 | NWPCC 2021 Power Plan - Res-GFX-2021P_v2 | None | None | None | None | None | None | None | None | None | None | None | None | None | None | None | None | None | None | None | None | None | None | None | None | None | None | None | Installed | Installed | Installed | Installed | Installed | Installed | Installed | Installed | Installed | Installed | Installed | Installed | Installed | Installed | Installed | Installed | Installed | Installed | Installed | Installed | Installed | Installed | Installed | Installed | Installed | Installed | Installed | 808.79 | 808.79 | 808.79 | 808.79 | 808.79 | 808.79 | 808.79 | 808.79 | 808.79 | 808.79 | 808.79 | 808.79 | 808.79 | 808.79 | 808.79 | 808.79 | 808.79 | 808.79 | 808.79 | 808.79 | 808.79 | 808.79 | 808.79 | 808.79 | 808.79 | 808.79 | 808.79 | 0 | 0 | 57.729 | 57.7098 | 57.6557 | 57.5586 | 57.4087 | 57.2075 | 56.9606 | 56.6802 | 56.3834 | 56.0893 | 55.82 | 55.5895 | 55.4149 | 55.3072 | 55.2746 | 55.3195 | 55.3968 | 55.5042 | 55.6311 | 55.7455 | 55.8494 | 55.9442 | 56.0312 | 56.1115 | 56.1856 | 0 | 0 | 0 | 0 | 0 | 0 | 0 | 0 | 0 | 0 | 0 | 0 | 0 | 0 | 0 | 0 | 0 | 0 | 0 | 0 | 0 | 0 | 0 | 0 | 0 | 0 | 0 | 0 | 0 | 0 | 0 | 0 | 0 | 0 | 0 | 0 | 0 | 0 | 0 | 0 | 0 | 0 | 0 | 0 | 0 | 0 | 0 | 0 | 0 | 0 | 0 | 0 | 0 | 0 | 0 | 0 | 0 | 0 | 0 | 0 | 0 | 0 | 0 | 0 | 0 | 0 | 0 | 0 | 0 | 0 | 0 | 0 | 0 | 0 | 0 | 0 | 0 | 0 | 0 | 0 | 0 | 0 | 0 | 0 | 0 | 0 | 0 | 0 | 0 | 0 | 0 | 0 | 0 | 0 | 0 | 0 | 0 | 0 | 0 | 0 | 0 | 0 | 0 | 0 | 0 | 0 | 0 | 0 | 0 | 0 | 0 | 0 | 0 | 0 | 0 | 0 | 0 | 0 | 0 | 0 | 0 | 0 | 0 | 0 | 0 | 0 | 0 | 0 | 0 | 0 | 0 | 0 | 0 | 0 | 0 | 0 | 0 | 0 | 0 | 0 | 0 | 0 | 0 | 0 | 0 | 0 | 0 | 0 | 0 | 0 | 0 | 0 | 0 | 0 | 0 | 0 | 0 | 0 | 0 | 0 | 0 | 0 | 0 | 0 | 0 | 0 | 0 | 0 | 0 | 0 | 0 | 0 | 0 | 0 | 0 | 0 | 0 | 0 | 0 | 0 | 0 | 0 | 0 | 0 | 0 | 0 | 0 | 0 | 0 | 0 | 0 | 0 | 0 | 0 | 0 | 0 | 0 | 0 | 0 | 0 | 0 | 0 | 0 | 0 | 0 | 0 | 0 | 0 | 0 | 0 | 0 | 0 | 0 | 0 | 0 | 0 | 0 | 0 | 0 | 0 | 0 | 0 | 0 | 0 | 0 | 0 | 0 | 0 | 0 | 0 | 0 | 0 | 0 | 0 | 0 | 0 | 0 | 0 | 0 | 0 | 0 | 0 | 0 | 0 | 0 | 0 | 0 | 0 | 0 | 0 | 0 | 0 | 0 | 0 | 0 | 0 | 0 | 0 | 0 | 0 | 0 | 0 | 0 | 0 | 0 | 0 | 0 | 0 | 0 | 0 | 0 | 0 | 0 | 0 | 0 | 0 | 0 | 0 | 0 | 0 | 0 | 0 | 0 | 0 | 0 | 0 | 0 | 0 | 0 | 0 | 0 | 0 | 0 | 0 | 0 | 0 | 0 | 0 | 0 | 0 | 0 | 0 | 0 | 0 | 0 | 0 | 0 | 0 | 0 | 0 | 0 | 0 | 0 | 0 | 0 | 0 | 0 | 0 | 0 | 0 | 0 | 0 | 0 | 0 | 0 | 0 | 0 | 0 | 0 | 0 | 0 | 0 | 0 | 0 | 0 | 0 | 0 | 0 | 0 | 0 | 0 | 0 | 0 | 0 | 0 | 0 | 0 | 0 | 0 | 0 | 0 | 0 | 0 | 0 | 0 | 0 | 0 | 0 | 0 | 0 | 0 | 0 | 0 | 0 | 0 | 0 | 0 | 0 | 0 | 0 | 0 | 0 | 0 | 0 | 0 | 0 | 0 | 0 | 0 | 0 | 0 | 0 | 0 | 0 | 0 | 0 | 0 | 0 | 0 | 0 | 0 | 0 | 0 | 0 | 0 | 0 | 0 | 0 | 0 | 0 | 1165.9722 | 1165.4926 | 1165.1334 | 1164.842 | 1164.6597 | 1164.5281 | 1164.4286 | 1164.3508 | 1164.2883 | 1164.2369 | 1164.1577 | 1164.0796 | 1164.0114 | 1163.9552 | 1163.9117 | 1163.8775 | 1163.8503 | 1163.783 | 1163.7538 | 1163.7409 | 1163.7361 | 1163.737 | 1163.737 | 1163.737 | 1163.737 | 514.6411 | 514.4294 | 514.2708 | 514.1422 | 514.0618 | 514.0037 | 513.9598 | 513.9254 | 513.8978 | 513.8751 | 513.8402 | 513.8057 | 513.7756 | 513.7508 | 513.7316 | 513.7165 | 513.7045 | 513.6748 | 513.6619 | 513.6562 | 513.6541 | 513.6545 | 513.6545 | 513.6545 | 513.6545 | 282
OR_Residential_LI - Single Family_Existing_Space Heating_Natural Gas_Furnace | OR | Residential | LI - Multi-Family | New | Water Heating | Natural Gas | Water Heater - Faucet Aerators | A | ORM235 | None | Installed | 10 | 1.9264 | 0 | 0 | 5.2 | 0 | 0 | 0 | 0.30173 | 0.25 | aerators | 85% | 85% | Retrofit | Retro12Med | 47.55% | TBD | 0% | 440.6397 |  | 194.4912 |  | 0 | RTF Wkbk - Aerators_v1_1 | RTF Wkbk - Aerators_v1_1 | RTF Wkbk - Aerators_v1_1 | None | None | None | None | None | None | None | None | None | None | None | None | None | None | None | None | None | None | None | None | None | None | None | None | None | None | None | Installed | Installed | Installed | Installed | Installed | Installed | Installed | Installed | Installed | Installed | Installed | Installed | Installed | Installed | Installed | Installed | Installed | Installed | Installed | Installed | Installed | Installed | Installed | Installed | Installed | Installed | Installed | 5.2 | 5.2 | 5.2 | 5.2 | 5.2 | 5.2 | 5.2 | 5.2 | 5.2 | 5.2 | 5.2 | 5.2 | 5.2 | 5.2 | 5.2 | 5.2 | 5.2 | 5.2 | 5.2 | 5.2 | 5.2 | 5.2 | 5.2 | 5.2 | 5.2 | 5.2 | 5.2 | 0 | 0 | 1.9267 | 1.9269 | 1.9266 | 1.9261 | 1.9252 | 1.9243 | 1.9233 | 1.9225 | 1.9219 | 1.9216 | 1.9215 | 1.9216 | 1.9219 | 1.9223 | 1.9227 | 1.9232 | 1.9237 | 1.9242 | 1.9246 | 1.9249 | 1.9252 | 1.9255 | 1.9257 | 1.926 | 1.9262 | 0 | 0 | 0 | 0 | 0 | 0 | 0 | 0 | 0 | 0 | 0 | 0 | 0 | 0 | 0 | 0 | 0 | 0 | 0 | 0 | 0 | 0 | 0 | 0 | 0 | 0 | 0 | 0 | 0 | 0 | 0 | 0 | 0 | 0 | 0 | 0 | 0 | 0 | 0 | 0 | 0 | 0 | 0 | 0 | 0 | 0 | 0 | 0 | 0 | 0 | 0 | 0 | 0 | 0 | 0 | 0 | 0 | 0 | 0 | 0 | 0 | 0 | 0 | 0 | 0 | 0 | 0 | 0 | 0 | 0 | 0 | 0 | 0 | 0 | 0 | 0 | 0 | 0 | 0 | 0 | 0 | 0 | 0 | 0 | 0 | 0 | 0 | 0 | 0 | 0 | 0 | 0 | 0 | 0 | 0 | 0 | 0 | 0 | 0 | 0 | 0 | 0 | 0 | 0 | 0 | 0 | 0 | 0 | 0 | 0 | 0 | 0 | 0 | 0 | 0 | 0 | 0 | 0 | 0 | 0 | 0 | 0 | 0 | 0 | 0 | 0 | 0 | 0 | 0 | 0 | 0 | 0 | 0 | 0 | 0 | 0 | 0 | 0 | 0 | 0 | 0 | 0 | 0 | 0 | 0 | 0 | 0 | 0 | 0 | 0 | 0 | 0 | 0 | 0 | 0 | 0 | 0 | 0 | 0 | 0 | 0 | 0 | 0 | 0 | 0 | 0 | 0 | 0 | 0 | 0 | 0 | 0 | 0 | 0 | 0 | 0 | 0 | 0 | 0 | 0 | 0 | 0 | 0 | 0 | 0 | 0 | 0 | 0 | 0 | 0 | 0 | 0 | 0 | 0 | 0 | 0 | 0 | 0 | 0 | 0 | 0 | 0 | 0 | 0 | 0 | 0 | 0 | 0 | 0 | 0 | 0 | 0 | 0 | 0 | 0 | 0 | 0 | 0 | 0 | 0 | 0 | 0 | 0 | 0 | 0 | 0 | 0 | 0 | 0 | 0 | 0 | 0 | 0 | 0 | 0 | 0 | 0 | 0 | 0 | 0 | 0 | 0 | 0 | 0 | 0 | 0 | 0 | 0 | 0 | 0 | 0 | 0 | 0 | 0 | 0 | 0 | 0 | 0 | 0 | 0 | 0 | 0 | 0 | 0 | 0 | 0 | 0 | 0 | 0 | 0 | 0 | 0 | 0 | 0 | 0 | 0 | 0 | 0 | 0 | 0 | 0 | 0 | 0 | 0 | 0 | 0 | 0 | 0 | 0 | 0 | 0 | 0 | 0 | 0 | 0 | 0 | 0 | 0 | 0 | 0 | 0 | 0 | 0 | 0 | 0 | 0 | 0 | 0 | 0 | 0 | 0 | 0 | 0 | 0 | 0 | 0 | 0 | 0 | 0 | 0 | 0 | 0 | 0 | 0 | 0 | 0 | 0 | 0 | 0 | 0 | 0 | 0 | 0 | 0 | 0 | 0 | 0 | 0 | 0 | 0 | 0 | 0 | 0 | 0 | 0 | 0 | 0 | 0 | 0 | 0 | 0 | 0 | 0 | 0 | 0 | 0 | 0 | 0 | 0 | 0 | 0 | 0 | 0 | 0 | 0 | 0 | 0 | 0 | 0 | 0 | 0 | 0 | 0 | 0 | 0 | 0 | 0 | 0 | 0 | 0 | 0 | 0 | 0 | 0 | 0 | 0 | 0 | 0 | 0 | 0 | 0 | 0 | 0 | 0 | 0 | 0 | 0 | 0 | 0 | 0 | 441.2527 | 441.0712 | 440.9353 | 440.825 | 440.756 | 440.7062 | 440.6686 | 440.6391 | 440.6155 | 440.596 | 440.566 | 440.5365 | 440.5107 | 440.4894 | 440.473 | 440.46 | 440.4497 | 440.4243 | 440.4132 | 440.4083 | 440.4065 | 440.4068 | 440.4068 | 440.4068 | 440.4068 | 194.7617 | 194.6816 | 194.6216 | 194.573 | 194.5425 | 194.5205 | 194.5039 | 194.4909 | 194.4805 | 194.4719 | 194.4586 | 194.4456 | 194.4342 | 194.4248 | 194.4176 | 194.4118 | 194.4073 | 194.3961 | 194.3912 | 194.389 | 194.3882 | 194.3884 | 194.3884 | 194.3884 | 194.3884 | 283
OR_Residential_LI - Single Family_Existing_Space Heating_Natural Gas_Furnace | OR | Residential | LI - Multi-Family | New | Water Heating | Natural Gas | Water Heater - Low-Flow Showerheads | A | ORM236 | None | Installed | 10 | 19.2497 | 0 | 0 | 19.72 | 0 | 0 | 0 | 0.30173 | 0.25 | showerheads | 95% | 95% | Retrofit | Retro12Med | 47.55% | TBD | 0% | 167.2295 |  | 73.8124 |  | 0 | RTF: Showerheads_v3.1 | RTF: Showerheads_v3.1 | RTF: Showerheads_v3.1 | None | None | None | None | None | None | None | None | None | None | None | None | None | None | None | None | None | None | None | None | None | None | None | None | None | None | None | Installed | Installed | Installed | Installed | Installed | Installed | Installed | Installed | Installed | Installed | Installed | Installed | Installed | Installed | Installed | Installed | Installed | Installed | Installed | Installed | Installed | Installed | Installed | Installed | Installed | Installed | Installed | 19.72 | 19.72 | 19.72 | 19.72 | 19.72 | 19.72 | 19.72 | 19.72 | 19.72 | 19.72 | 19.72 | 19.72 | 19.72 | 19.72 | 19.72 | 19.72 | 19.72 | 19.72 | 19.72 | 19.72 | 19.72 | 19.72 | 19.72 | 19.72 | 19.72 | 19.72 | 19.72 | 0 | 0 | 19.2576 | 19.2656 | 19.2715 | 19.2763 | 19.2793 | 19.2815 | 19.2832 | 19.2844 | 19.2855 | 19.2863 | 19.2876 | 19.2889 | 19.2901 | 19.291 | 19.2917 | 19.2923 | 19.2927 | 19.2939 | 19.2943 | 19.2946 | 19.2946 | 19.2946 | 19.2946 | 19.2946 | 19.2946 | 0 | 0 | 0 | 0 | 0 | 0 | 0 | 0 | 0 | 0 | 0 | 0 | 0 | 0 | 0 | 0 | 0 | 0 | 0 | 0 | 0 | 0 | 0 | 0 | 0 | 0 | 0 | 0 | 0 | 0 | 0 | 0 | 0 | 0 | 0 | 0 | 0 | 0 | 0 | 0 | 0 | 0 | 0 | 0 | 0 | 0 | 0 | 0 | 0 | 0 | 0 | 0 | 0 | 0 | 0 | 0 | 0 | 0 | 0 | 0 | 0 | 0 | 0 | 0 | 0 | 0 | 0 | 0 | 0 | 0 | 0 | 0 | 0 | 0 | 0 | 0 | 0 | 0 | 0 | 0 | 0 | 0 | 0 | 0 | 0 | 0 | 0 | 0 | 0 | 0 | 0 | 0 | 0 | 0 | 0 | 0 | 0 | 0 | 0 | 0 | 0 | 0 | 0 | 0 | 0 | 0 | 0 | 0 | 0 | 0 | 0 | 0 | 0 | 0 | 0 | 0 | 0 | 0 | 0 | 0 | 0 | 0 | 0 | 0 | 0 | 0 | 0 | 0 | 0 | 0 | 0 | 0 | 0 | 0 | 0 | 0 | 0 | 0 | 0 | 0 | 0 | 0 | 0 | 0 | 0 | 0 | 0 | 0 | 0 | 0 | 0 | 0 | 0 | 0 | 0 | 0 | 0 | 0 | 0 | 0 | 0 | 0 | 0 | 0 | 0 | 0 | 0 | 0 | 0 | 0 | 0 | 0 | 0 | 0 | 0 | 0 | 0 | 0 | 0 | 0 | 0 | 0 | 0 | 0 | 0 | 0 | 0 | 0 | 0 | 0 | 0 | 0 | 0 | 0 | 0 | 0 | 0 | 0 | 0 | 0 | 0 | 0 | 0 | 0 | 0 | 0 | 0 | 0 | 0 | 0 | 0 | 0 | 0 | 0 | 0 | 0 | 0 | 0 | 0 | 0 | 0 | 0 | 0 | 0 | 0 | 0 | 0 | 0 | 0 | 0 | 0 | 0 | 0 | 0 | 0 | 0 | 0 | 0 | 0 | 0 | 0 | 0 | 0 | 0 | 0 | 0 | 0 | 0 | 0 | 0 | 0 | 0 | 0 | 0 | 0 | 0 | 0 | 0 | 0 | 0 | 0 | 0 | 0 | 0 | 0 | 0 | 0 | 0 | 0 | 0 | 0 | 0 | 0 | 0 | 0 | 0 | 0 | 0 | 0 | 0 | 0 | 0 | 0 | 0 | 0 | 0 | 0 | 0 | 0 | 0 | 0 | 0 | 0 | 0 | 0 | 0 | 0 | 0 | 0 | 0 | 0 | 0 | 0 | 0 | 0 | 0 | 0 | 0 | 0 | 0 | 0 | 0 | 0 | 0 | 0 | 0 | 0 | 0 | 0 | 0 | 0 | 0 | 0 | 0 | 0 | 0 | 0 | 0 | 0 | 0 | 0 | 0 | 0 | 0 | 0 | 0 | 0 | 0 | 0 | 0 | 0 | 0 | 0 | 0 | 0 | 0 | 0 | 0 | 0 | 0 | 0 | 0 | 0 | 0 | 0 | 0 | 0 | 0 | 0 | 0 | 0 | 0 | 0 | 0 | 0 | 0 | 0 | 0 | 0 | 0 | 0 | 0 | 0 | 0 | 0 | 0 | 0 | 0 | 0 | 0 | 0 | 0 | 0 | 0 | 0 | 0 | 0 | 0 | 0 | 0 | 0 | 0 | 0 | 0 | 0 | 0 | 0 | 0 | 0 | 0 | 167.4622 | 167.3933 | 167.3417 | 167.2998 | 167.2737 | 167.2548 | 167.2405 | 167.2293 | 167.2203 | 167.2129 | 167.2016 | 167.1903 | 167.1806 | 167.1725 | 167.1662 | 167.1613 | 167.1574 | 167.1477 | 167.1435 | 167.1417 | 167.141 | 167.1411 | 167.1411 | 167.1411 | 167.1411 | 73.9151 | 73.8847 | 73.8619 | 73.8434 | 73.8319 | 73.8235 | 73.8172 | 73.8123 | 73.8083 | 73.8051 | 73.8 | 73.7951 | 73.7908 | 73.7872 | 73.7844 | 73.7823 | 73.7805 | 73.7763 | 73.7744 | 73.7736 | 73.7733 | 73.7734 | 73.7734 | 73.7734 | 73.7734 | 284
OR_Residential_LI - Single Family_Existing_Space Heating_Natural Gas_Furnace | OR | Residential | LI - Multi-Family | New | Water Heating | Natural Gas | Water Heater - Shower Timer | A | ORM237 | None | Installed | 2 | 3.6178 | 0 | 0 | 20 | 7.36 | 0 | 0 | 0.30173 | 0.25 | household | 0% | 10% | Retrofit | Retro3Slow | 79.36% | TBD | 0% | 1689.8401 |  | 1642.287 |  | 0.0010623 | Il TRM - 5.4.9 - RS-DHW-SHTM-V04-220101 | Il TRM - 5.4.9 - RS-DHW-SHTM-V04-220101 | Il TRM - 5.4.9 - RS-DHW-SHTM-V04-220101 | None | None | None | None | None | None | None | None | None | None | None | None | None | None | None | None | None | None | None | None | None | None | None | None | None | None | None | Installed | Installed | Installed | Installed | Installed | Installed | Installed | Installed | Installed | Installed | Installed | Installed | Installed | Installed | Installed | Installed | Installed | Installed | Installed | Installed | Installed | Installed | Installed | Installed | Installed | Installed | Installed | 20 | 20 | 20 | 20 | 20 | 20 | 20 | 20 | 20 | 20 | 20 | 20 | 20 | 20 | 20 | 20 | 20 | 20 | 20 | 20 | 20 | 20 | 20 | 20 | 20 | 20 | 20 | 0 | 0 | 3.5967 | 3.5765 | 3.5536 | 3.5264 | 3.4934 | 3.455 | 3.412 | 3.3646 | 3.3139 | 3.2616 | 3.2078 | 3.1547 | 3.1039 | 3.0567 | 3.0139 | 2.9766 | 2.9417 | 2.9066 | 2.8748 | 2.8436 | 2.8134 | 2.7842 | 2.756 | 2.7288 | 2.7026 | 0.0012486 | 0.0028553 | 0.0040678 | 0.0055435 | 0.0063563 | 0.0061794 | 0.0037467 | 0.0001507 | 0 | 0 | 0 | 0 | 0 | 0 | 0 | 0 | 0 | 0 | 0 | 0 | 0 | 0 | 0 | 0 | 0 | 0.0012486 | 0.0040969 | 0.0081385 | 0.01362 | 0.019849 | 0.02581 | 0.029235 | 0.028979 | 0.028543 | 0.028093 | 0.027629 | 0.027172 | 0.026734 | 0.026328 | 0.025959 | 0.025638 | 0.025337 | 0.025035 | 0.024761 | 0.024492 | 0.024232 | 0.023981 | 0.023738 | 0.023503 | 0.023278 | 0.34714 | 0.79835 | 1.1447 | 1.572 | 1.8195 | 1.7885 | 1.0981 | 0.044791 | 0 | 0 | 0 | 0 | 0 | 0 | 0 | 0 | 0 | 0 | 0 | 0 | 0 | 0 | 0 | 0 | 0 | 0.34714 | 1.1455 | 2.2902 | 3.8622 | 5.6817 | 7.4702 | 8.5683 | 8.6131 | 8.6131 | 8.6131 | 8.6131 | 8.6131 | 8.6131 | 8.6131 | 8.6131 | 8.6131 | 8.6131 | 8.6131 | 8.6131 | 8.6131 | 8.6131 | 8.6131 | 8.6131 | 8.6131 | 8.6131 | 0.0010623 | 0.0024315 | 0.0034675 | 0.0047309 | 0.0054322 | 0.0052898 | 0.0032134 | 0.00012952 | 0 | 0 | 0 | 0 | 0 | 0 | 0 | 0 | 0 | 0 | 0 | 0 | 0 | 0 | 0 | 0 | 0 | 0.0010623 | 0.0034887 | 0.0069374 | 0.011623 | 0.016963 | 0.022094 | 0.025073 | 0.024906 | 0.024588 | 0.024258 | 0.023919 | 0.023584 | 0.023263 | 0.022964 | 0.022692 | 0.022455 | 0.022234 | 0.022011 | 0.021809 | 0.02161 | 0.021418 | 0.021233 | 0.021053 | 0.02088 | 0.020713 | 0.29507 | 0.6786 | 0.97301 | 1.3362 | 1.5466 | 1.5203 | 0.9334 | 0.038073 | 0 | 0 | 0 | 0 | 0 | 0 | 0 | 0 | 0 | 0 | 0 | 0 | 0 | 0 | 0 | 0 | 0 | 0.29507 | 0.97367 | 1.9467 | 3.2829 | 4.8294 | 6.3497 | 7.2831 | 7.3211 | 7.3211 | 7.3211 | 7.3211 | 7.3211 | 7.3211 | 7.3211 | 7.3211 | 7.3211 | 7.3211 | 7.3211 | 7.3211 | 7.3211 | 7.3211 | 7.3211 | 7.3211 | 7.3211 | 7.3211 | 0 | 0 | 0 | 0.0072349 | 0.010064 | 0.0054047 | 0.0043362 | 0.0025083 | 0.00034326 | 0 | 0 | 0 | 0 | 0 | 0 | 0 | 0 | 0 | 0 | 0 | 0 | 0 | 0 | 0 | 0 | 0 | 0 | 0 | 0.0072349 | 0.017268 | 0.022574 | 0.026749 | 0.029032 | 0.029098 | 0.0288 | 0.028494 | 0.028188 | 0.027896 | 0.027626 | 0.027383 | 0.027173 | 0.026978 | 0.026798 | 0.026628 | 0.026457 | 0.026287 | 0.026119 | 0.025955 | 0.025794 | 0.025639 | 0 | 0 | 0 | 2.0148 | 2.8146 | 1.5203 | 1.2285 | 0.71667 | 0.09902 | 0 | 0 | 0 | 0 | 0 | 0 | 0 | 0 | 0 | 0 | 0 | 0 | 0 | 0 | 0 | 0 | 0 | 0 | 0 | 2.0148 | 4.8294 | 6.3497 | 7.5781 | 8.2948 | 8.3938 | 8.3938 | 8.3938 | 8.3938 | 8.3938 | 8.3938 | 8.3938 | 8.3938 | 8.3938 | 8.3938 | 8.3938 | 8.3938 | 8.3938 | 8.3938 | 8.3938 | 8.3938 | 8.3938 | 0 | 0 | 0 | 0 | 0.0099946 | 0.01247 | 0.0043005 | 0.002487 | 0.00034032 | 0 | 0 | 0 | 0 | 0 | 0 | 0 | 0 | 0 | 0 | 0 | 0 | 0 | 0 | 0 | 0 | 0 | 0 | 0 | 0 | 0.0099946 | 0.022399 | 0.026529 | 0.028785 | 0.028849 | 0.028554 | 0.028254 | 0.027957 | 0.027673 | 0.027412 | 0.027179 | 0.026983 | 0.0268 | 0.026631 | 0.026471 | 0.026309 | 0.026147 | 0.025987 | 0.025829 | 0.025675 | 0.025526 | 0 | 0 | 0 | 0 | 2.8146 | 3.535 | 1.2285 | 0.71667 | 0.09902 | 0 | 0 | 0 | 0 | 0 | 0 | 0 | 0 | 0 | 0 | 0 | 0 | 0 | 0 | 0 | 0 | 0 | 0 | 0 | 0 | 2.8146 | 6.3497 | 7.5781 | 8.2948 | 8.3938 | 8.3938 | 8.3938 | 8.3938 | 8.3938 | 8.3938 | 8.3938 | 8.3938 | 8.3938 | 8.3938 | 8.3938 | 8.3938 | 8.3938 | 8.3938 | 8.3938 | 8.3938 | 8.3938 | 1692.191 | 1691.4949 | 1690.9735 | 1690.5507 | 1690.2861 | 1690.0951 | 1689.9507 | 1689.8378 | 1689.747 | 1689.6725 | 1689.5575 | 1689.4442 | 1689.3453 | 1689.2636 | 1689.2005 | 1689.1508 | 1689.1114 | 1689.0138 | 1688.9713 | 1688.9526 | 1688.9456 | 1688.947 | 1688.947 | 1688.947 | 1688.947 | 1644.5718 | 1643.8952 | 1643.3886 | 1642.9777 | 1642.7205 | 1642.5349 | 1642.3946 | 1642.2848 | 1642.1966 | 1642.1241 | 1642.0124 | 1641.9023 | 1641.8061 | 1641.7268 | 1641.6655 | 1641.6171 | 1641.5788 | 1641.484 | 1641.4428 | 1641.4246 | 1641.4177 | 1641.4191 | 1641.4191 | 1641.4191 | 1641.4191 | 285
OR_Residential_LI - Single Family_Existing_Space Heating_Natural Gas_Furnace | OR | Residential | LI - Multi-Family | New | Water Heating | Natural Gas | Water Heater - Pipe Insulation | A | ORM238 | Uninsulated Pipe | R-4 Insulation Installed | 15 | 1.0842 | 0 | 0 | 3.06 | 0 | 0 | 0 | 0.30173 | 0.25 | feet pipe | 8% | 25% | Retrofit | Retro3Slow | 79.36% | TBD | 0% | 344.1232 |  | 151.8904 |  | 0.0027203 | IL TRM - 5.4.1 - RS-HWE-PINS-V05-220101 | IL TRM - 5.4.1 - RS-HWE-PINS-V05-220101 | IL TRM - 5.4.1 - RS-HWE-PINS-V05-220101 | Uninsulated Pipe | Uninsulated Pipe | Uninsulated Pipe | Uninsulated Pipe | Uninsulated Pipe | Uninsulated Pipe | Uninsulated Pipe | Uninsulated Pipe | Uninsulated Pipe | Uninsulated Pipe | Uninsulated Pipe | Uninsulated Pipe | Uninsulated Pipe | Uninsulated Pipe | Uninsulated Pipe | Uninsulated Pipe | Uninsulated Pipe | Uninsulated Pipe | Uninsulated Pipe | Uninsulated Pipe | Uninsulated Pipe | Uninsulated Pipe | Uninsulated Pipe | Uninsulated Pipe | Uninsulated Pipe | Uninsulated Pipe | Uninsulated Pipe | R-4 Insulation Installed | R-4 Insulation Installed | R-4 Insulation Installed | R-4 Insulation Installed | R-4 Insulation Installed | R-4 Insulation Installed | R-4 Insulation Installed | R-4 Insulation Installed | R-4 Insulation Installed | R-4 Insulation Installed | R-4 Insulation Installed | R-4 Insulation Installed | R-4 Insulation Installed | R-4 Insulation Installed | R-4 Insulation Installed | R-4 Insulation Installed | R-4 Insulation Installed | R-4 Insulation Installed | R-4 Insulation Installed | R-4 Insulation Installed | R-4 Insulation Installed | R-4 Insulation Installed | R-4 Insulation Installed | R-4 Insulation Installed | R-4 Insulation Installed | R-4 Insulation Installed | R-4 Insulation Installed | 3.06 | 3.06 | 3.06 | 3.06 | 3.06 | 3.06 | 3.06 | 3.06 | 3.06 | 3.06 | 3.06 | 3.06 | 3.06 | 3.06 | 3.06 | 3.06 | 3.06 | 3.06 | 3.06 | 3.06 | 3.06 | 3.06 | 3.06 | 3.06 | 3.06 | 3.06 | 3.06 | 0 | 0 | 1.0846 | 1.0851 | 1.0854 | 1.0857 | 1.0858 | 1.086 | 1.086 | 1.0861 | 1.0862 | 1.0862 | 1.0863 | 1.0864 | 1.0864 | 1.0865 | 1.0865 | 1.0866 | 1.0866 | 1.0866 | 1.0867 | 1.0867 | 1.0867 | 1.0867 | 1.0867 | 1.0867 | 1.0867 | 0.0032003 | 0.0073632 | 0.013764 | 0.021874 | 0.030562 | 0.038389 | 0.04391 | 0.046179 | 0.044991 | 0.040858 | 0.034766 | 0.027837 | 0.021053 | 0.015089 | 0.010278 | 0.0034655 | 0 | 0 | 0 | 0 | 0 | 0 | 0 | 0 | 0 | 0.0032003 | 0.010565 | 0.024332 | 0.046211 | 0.076781 | 0.11518 | 0.1591 | 0.20529 | 0.25029 | 0.29116 | 0.32594 | 0.3538 | 0.37488 | 0.38999 | 0.40028 | 0.40376 | 0.40376 | 0.40379 | 0.4038 | 0.4038 | 0.4038 | 0.4038 | 0.4038 | 0.4038 | 0.4038 | 2.9507 | 6.786 | 12.6808 | 20.1478 | 28.1464 | 35.3504 | 40.431 | 42.5171 | 41.4213 | 37.6151 | 32.0041 | 25.6239 | 19.3782 | 13.888 | 9.4599 | 3.1894 | 0 | 0 | 0 | 0 | 0 | 0 | 0 | 0 | 0 | 2.9507 | 9.7367 | 22.4174 | 42.5653 | 70.7117 | 106.062 | 146.4931 | 189.0102 | 230.4314 | 268.0465 | 300.0506 | 325.6745 | 345.0528 | 358.9408 | 368.4007 | 371.5901 | 371.5901 | 371.5901 | 371.5901 | 371.5901 | 371.5901 | 371.5901 | 371.5901 | 371.5901 | 371.5901 | 0.0027203 | 0.0062587 | 0.011699 | 0.018593 | 0.025978 | 0.032631 | 0.037324 | 0.039252 | 0.038242 | 0.03473 | 0.029551 | 0.023662 | 0.017895 | 0.012826 | 0.0087367 | 0.0029457 | 0 | 0 | 0 | 0 | 0 | 0 | 0 | 0 | 0 | 0.0027203 | 0.0089801 | 0.020682 | 0.03928 | 0.065264 | 0.097902 | 0.13523 | 0.17449 | 0.21275 | 0.24749 | 0.27705 | 0.30073 | 0.31865 | 0.33149 | 0.34024 | 0.34319 | 0.3432 | 0.34322 | 0.34323 | 0.34323 | 0.34323 | 0.34323 | 0.34323 | 0.34323 | 0.34323 | 2.5081 | 5.7681 | 10.7786 | 17.1256 | 23.9244 | 30.0478 | 34.3664 | 36.1395 | 35.2081 | 31.9728 | 27.2035 | 21.7803 | 16.4715 | 11.8048 | 8.0409 | 2.711 | 0 | 0 | 0 | 0 | 0 | 0 | 0 | 0 | 0 | 2.5081 | 8.2762 | 19.0548 | 36.1805 | 60.1049 | 90.1527 | 124.5191 | 160.6587 | 195.8667 | 227.8395 | 255.043 | 276.8234 | 293.2949 | 305.0997 | 313.1406 | 315.8516 | 315.8516 | 315.8516 | 315.8516 | 315.8516 | 315.8516 | 315.8516 | 315.8516 | 315.8516 | 315.8516 | 0.0027203 | 0.0062587 | 0.011699 | 0.018593 | 0.025978 | 0.032631 | 0.037324 | 0.039252 | 0.038242 | 0.03473 | 0.029551 | 0.023662 | 0.017895 | 0.012826 | 0.0087367 | 0.0029457 | 0 | 0 | 0 | 0 | 0 | 0 | 0 | 0 | 0 | 0.0027203 | 0.0089801 | 0.020682 | 0.03928 | 0.065264 | 0.097902 | 0.13523 | 0.17449 | 0.21275 | 0.24749 | 0.27705 | 0.30073 | 0.31865 | 0.33149 | 0.34024 | 0.34319 | 0.3432 | 0.34322 | 0.34323 | 0.34323 | 0.34323 | 0.34323 | 0.34323 | 0.34323 | 0.34323 | 2.5081 | 5.7681 | 10.7786 | 17.1256 | 23.9244 | 30.0478 | 34.3664 | 36.1395 | 35.2081 | 31.9728 | 27.2035 | 21.7803 | 16.4715 | 11.8048 | 8.0409 | 2.711 | 0 | 0 | 0 | 0 | 0 | 0 | 0 | 0 | 0 | 2.5081 | 8.2762 | 19.0548 | 36.1805 | 60.1049 | 90.1527 | 124.5191 | 160.6587 | 195.8667 | 227.8395 | 255.043 | 276.8234 | 293.2949 | 305.0997 | 313.1406 | 315.8516 | 315.8516 | 315.8516 | 315.8516 | 315.8516 | 315.8516 | 315.8516 | 315.8516 | 315.8516 | 315.8516 | 0.0027203 | 0.0062587 | 0.011699 | 0.018593 | 0.025978 | 0.032631 | 0.037324 | 0.039252 | 0.038242 | 0.03473 | 0.029551 | 0.023662 | 0.017895 | 0.012826 | 0.0087367 | 0.0029457 | 0 | 0 | 0 | 0 | 0 | 0 | 0 | 0 | 0 | 0.0027203 | 0.0089801 | 0.020682 | 0.03928 | 0.065264 | 0.097902 | 0.13523 | 0.17449 | 0.21275 | 0.24749 | 0.27705 | 0.30073 | 0.31865 | 0.33149 | 0.34024 | 0.34319 | 0.3432 | 0.34322 | 0.34323 | 0.34323 | 0.34323 | 0.34323 | 0.34323 | 0.34323 | 0.34323 | 2.5081 | 5.7681 | 10.7786 | 17.1256 | 23.9244 | 30.0478 | 34.3664 | 36.1395 | 35.2081 | 31.9728 | 27.2035 | 21.7803 | 16.4715 | 11.8048 | 8.0409 | 2.711 | 0 | 0 | 0 | 0 | 0 | 0 | 0 | 0 | 0 | 2.5081 | 8.2762 | 19.0548 | 36.1805 | 60.1049 | 90.1527 | 124.5191 | 160.6587 | 195.8667 | 227.8395 | 255.043 | 276.8234 | 293.2949 | 305.0997 | 313.1406 | 315.8516 | 315.8516 | 315.8516 | 315.8516 | 315.8516 | 315.8516 | 315.8516 | 315.8516 | 315.8516 | 315.8516 | 344.602 | 344.4602 | 344.354 | 344.2679 | 344.2141 | 344.1752 | 344.1458 | 344.1228 | 344.1043 | 344.0891 | 344.0657 | 344.0426 | 344.0225 | 344.0058 | 343.993 | 343.9829 | 343.9748 | 343.955 | 343.9463 | 343.9425 | 343.9411 | 343.9414 | 343.9414 | 343.9414 | 343.9414 | 152.1017 | 152.0391 | 151.9922 | 151.9542 | 151.9305 | 151.9133 | 151.9003 | 151.8902 | 151.882 | 151.8753 | 151.865 | 151.8548 | 151.8459 | 151.8386 | 151.8329 | 151.8284 | 151.8249 | 151.8161 | 151.8123 | 151.8106 | 151.81 | 151.8101 | 151.8101 | 151.8101 | 151.8101 | 286
OR_Residential_LI - Single Family_Existing_Space Heating_Natural Gas_Furnace | OR | Residential | LI - Multi-Family | New | Water Heating | Natural Gas | Water Heater - Desuperheater | A | ORM239 | None | Installed | 20 | 71.1116 | 0 | 0 | 1449.47 | 0 | 0 | 0 | 0.30173 | 0.25 | household | 0% | 0% | Retrofit | Retro3Slow | 79.36% | TBD | 0% | 2077.2936 |  | 916.8834 |  | 0 | RTF WKbk - ResGSHP_v2_7 | RTF WKbk - ResGSHP_v2_7 | RTF WKbk - ResGSHP_v2_7 | None | None | None | None | None | None | None | None | None | None | None | None | None | None | None | None | None | None | None | None | None | None | None | None | None | None | None | Installed | Installed | Installed | Installed | Installed | Installed | Installed | Installed | Installed | Installed | Installed | Installed | Installed | Installed | Installed | Installed | Installed | Installed | Installed | Installed | Installed | Installed | Installed | Installed | Installed | Installed | Installed | 1449.47 | 1449.47 | 1449.47 | 1449.47 | 1449.47 | 1449.47 | 1449.47 | 1449.47 | 1449.47 | 1449.47 | 1449.47 | 1449.47 | 1449.47 | 1449.47 | 1449.47 | 1449.47 | 1449.47 | 1449.47 | 1449.47 | 1449.47 | 1449.47 | 1449.47 | 1449.47 | 1449.47 | 1449.47 | 1449.47 | 1449.47 | 0 | 0 | 71.0955 | 71.0607 | 70.97 | 70.803 | 70.5358 | 70.1571 | 69.6626 | 69.0601 | 68.3688 | 67.6162 | 66.8382 | 66.0632 | 65.3239 | 64.6449 | 64.0446 | 63.532 | 63.0597 | 62.6278 | 62.2258 | 61.8176 | 61.4058 | 60.9951 | 60.5875 | 60.1862 | 59.7956 | 0 | 0 | 0 | 0 | 0 | 0 | 0 | 0 | 0 | 0 | 0 | 0 | 0 | 0 | 0 | 0 | 0 | 0 | 0 | 0 | 0 | 0 | 0 | 0 | 0 | 0 | 0 | 0 | 0 | 0 | 0 | 0 | 0 | 0 | 0 | 0 | 0 | 0 | 0 | 0 | 0 | 0 | 0 | 0 | 0 | 0 | 0 | 0 | 0 | 0 | 0 | 0 | 0 | 0 | 0 | 0 | 0 | 0 | 0 | 0 | 0 | 0 | 0 | 0 | 0 | 0 | 0 | 0 | 0 | 0 | 0 | 0 | 0 | 0 | 0 | 0 | 0 | 0 | 0 | 0 | 0 | 0 | 0 | 0 | 0 | 0 | 0 | 0 | 0 | 0 | 0 | 0 | 0 | 0 | 0 | 0 | 0 | 0 | 0 | 0 | 0 | 0 | 0 | 0 | 0 | 0 | 0 | 0 | 0 | 0 | 0 | 0 | 0 | 0 | 0 | 0 | 0 | 0 | 0 | 0 | 0 | 0 | 0 | 0 | 0 | 0 | 0 | 0 | 0 | 0 | 0 | 0 | 0 | 0 | 0 | 0 | 0 | 0 | 0 | 0 | 0 | 0 | 0 | 0 | 0 | 0 | 0 | 0 | 0 | 0 | 0 | 0 | 0 | 0 | 0 | 0 | 0 | 0 | 0 | 0 | 0 | 0 | 0 | 0 | 0 | 0 | 0 | 0 | 0 | 0 | 0 | 0 | 0 | 0 | 0 | 0 | 0 | 0 | 0 | 0 | 0 | 0 | 0 | 0 | 0 | 0 | 0 | 0 | 0 | 0 | 0 | 0 | 0 | 0 | 0 | 0 | 0 | 0 | 0 | 0 | 0 | 0 | 0 | 0 | 0 | 0 | 0 | 0 | 0 | 0 | 0 | 0 | 0 | 0 | 0 | 0 | 0 | 0 | 0 | 0 | 0 | 0 | 0 | 0 | 0 | 0 | 0 | 0 | 0 | 0 | 0 | 0 | 0 | 0 | 0 | 0 | 0 | 0 | 0 | 0 | 0 | 0 | 0 | 0 | 0 | 0 | 0 | 0 | 0 | 0 | 0 | 0 | 0 | 0 | 0 | 0 | 0 | 0 | 0 | 0 | 0 | 0 | 0 | 0 | 0 | 0 | 0 | 0 | 0 | 0 | 0 | 0 | 0 | 0 | 0 | 0 | 0 | 0 | 0 | 0 | 0 | 0 | 0 | 0 | 0 | 0 | 0 | 0 | 0 | 0 | 0 | 0 | 0 | 0 | 0 | 0 | 0 | 0 | 0 | 0 | 0 | 0 | 0 | 0 | 0 | 0 | 0 | 0 | 0 | 0 | 0 | 0 | 0 | 0 | 0 | 0 | 0 | 0 | 0 | 0 | 0 | 0 | 0 | 0 | 0 | 0 | 0 | 0 | 0 | 0 | 0 | 0 | 0 | 0 | 0 | 0 | 0 | 0 | 0 | 0 | 0 | 0 | 0 | 0 | 0 | 0 | 0 | 0 | 0 | 0 | 0 | 0 | 0 | 0 | 0 | 0 | 0 | 0 | 0 | 0 | 0 | 0 | 0 | 0 | 0 | 0 | 0 | 0 | 0 | 0 | 0 | 0 | 0 | 0 | 0 | 0 | 0 | 0 | 0 | 0 | 0 | 0 | 0 | 0 | 0 | 0 | 0 | 0 | 0 | 0 | 0 | 0 | 0 | 0 | 0 | 0 | 0 | 0 | 0 | 0 | 2080.1835 | 2079.3278 | 2078.6869 | 2078.1672 | 2077.8419 | 2077.6071 | 2077.4296 | 2077.2908 | 2077.1792 | 2077.0875 | 2076.9462 | 2076.807 | 2076.6853 | 2076.585 | 2076.5074 | 2076.4463 | 2076.3978 | 2076.2778 | 2076.2257 | 2076.2026 | 2076.194 | 2076.1957 | 2076.1957 | 2076.1957 | 2076.1957 | 918.159 | 917.7813 | 917.4984 | 917.269 | 917.1254 | 917.0218 | 916.9435 | 916.8822 | 916.8329 | 916.7925 | 916.7301 | 916.6686 | 916.6149 | 916.5706 | 916.5364 | 916.5094 | 916.488 | 916.4351 | 916.4121 | 916.4019 | 916.3981 | 916.3988 | 916.3988 | 916.3988 | 916.3988 | 287
OR_Residential_LI - Single Family_Existing_Space Heating_Natural Gas_Furnace | OR | Residential | LI - Multi-Family | New | Water Heating | Natural Gas | Water Heater - Temperature Setback | A | ORM240 | Water Set at 135°F | Water Set at 120°F | 2 | 4.1 | 0 | 0 | 5.09 | 0 | 0 | 0 | 0.30173 | 0.25 | household | 85% | 85% | Retrofit | Retro3Slow | 84.16% | TBD | 0% | 835.5565 |  | 368.801 |  | 0 | IL TRM - 5.4.6 - RS-HWE-TMPS-V08-210101 | IL TRM - 5.4.6 - RS-HWE-TMPS-V08-210101 | IL TRM - 5.4.6 - RS-HWE-TMPS-V08-210101 | Water Set at 135°F | Water Set at 135°F | Water Set at 135°F | Water Set at 135°F | Water Set at 135°F | Water Set at 135°F | Water Set at 135°F | Water Set at 135°F | Water Set at 135°F | Water Set at 135°F | Water Set at 135°F | Water Set at 135°F | Water Set at 135°F | Water Set at 135°F | Water Set at 135°F | Water Set at 135°F | Water Set at 135°F | Water Set at 135°F | Water Set at 135°F | Water Set at 135°F | Water Set at 135°F | Water Set at 135°F | Water Set at 135°F | Water Set at 135°F | Water Set at 135°F | Water Set at 135°F | Water Set at 135°F | Water Set at 120°F | Water Set at 120°F | Water Set at 120°F | Water Set at 120°F | Water Set at 120°F | Water Set at 120°F | Water Set at 120°F | Water Set at 120°F | Water Set at 120°F | Water Set at 120°F | Water Set at 120°F | Water Set at 120°F | Water Set at 120°F | Water Set at 120°F | Water Set at 120°F | Water Set at 120°F | Water Set at 120°F | Water Set at 120°F | Water Set at 120°F | Water Set at 120°F | Water Set at 120°F | Water Set at 120°F | Water Set at 120°F | Water Set at 120°F | Water Set at 120°F | Water Set at 120°F | Water Set at 120°F | 5.09 | 5.09 | 5.09 | 5.09 | 5.09 | 5.09 | 5.09 | 5.09 | 5.09 | 5.09 | 5.09 | 5.09 | 5.09 | 5.09 | 5.09 | 5.09 | 5.09 | 5.09 | 5.09 | 5.09 | 5.09 | 5.09 | 5.09 | 5.09 | 5.09 | 5.09 | 5.09 | 0 | 0 | 4.0991 | 4.0971 | 4.0918 | 4.0822 | 4.0668 | 4.045 | 4.0165 | 3.9817 | 3.9419 | 3.8985 | 3.8536 | 3.8089 | 3.7663 | 3.7272 | 3.6925 | 3.663 | 3.6358 | 3.6109 | 3.5877 | 3.5641 | 3.5404 | 3.5167 | 3.4932 | 3.4701 | 3.4476 | 0 | 0 | 0 | 0 | 0 | 0 | 0 | 0 | 0 | 0 | 0 | 0 | 0 | 0 | 0 | 0 | 0 | 0 | 0 | 0 | 0 | 0 | 0 | 0 | 0 | 0 | 0 | 0 | 0 | 0 | 0 | 0 | 0 | 0 | 0 | 0 | 0 | 0 | 0 | 0 | 0 | 0 | 0 | 0 | 0 | 0 | 0 | 0 | 0 | 0 | 0 | 0 | 0 | 0 | 0 | 0 | 0 | 0 | 0 | 0 | 0 | 0 | 0 | 0 | 0 | 0 | 0 | 0 | 0 | 0 | 0 | 0 | 0 | 0 | 0 | 0 | 0 | 0 | 0 | 0 | 0 | 0 | 0 | 0 | 0 | 0 | 0 | 0 | 0 | 0 | 0 | 0 | 0 | 0 | 0 | 0 | 0 | 0 | 0 | 0 | 0 | 0 | 0 | 0 | 0 | 0 | 0 | 0 | 0 | 0 | 0 | 0 | 0 | 0 | 0 | 0 | 0 | 0 | 0 | 0 | 0 | 0 | 0 | 0 | 0 | 0 | 0 | 0 | 0 | 0 | 0 | 0 | 0 | 0 | 0 | 0 | 0 | 0 | 0 | 0 | 0 | 0 | 0 | 0 | 0 | 0 | 0 | 0 | 0 | 0 | 0 | 0 | 0 | 0 | 0 | 0 | 0 | 0 | 0 | 0 | 0 | 0 | 0 | 0 | 0 | 0 | 0 | 0 | 0 | 0 | 0 | 0 | 0 | 0 | 0 | 0 | 0 | 0 | 0 | 0 | 0 | 0 | 0 | 0 | 0 | 0 | 0 | 0 | 0 | 0 | 0 | 0 | 0 | 0 | 0 | 0 | 0 | 0 | 0 | 0 | 0 | 0 | 0 | 0 | 0 | 0 | 0 | 0 | 0 | 0 | 0 | 0 | 0 | 0 | 0 | 0 | 0 | 0 | 0 | 0 | 0 | 0 | 0 | 0 | 0 | 0 | 0 | 0 | 0 | 0 | 0 | 0 | 0 | 0 | 0 | 0 | 0 | 0 | 0 | 0 | 0 | 0 | 0 | 0 | 0 | 0 | 0 | 0 | 0 | 0 | 0 | 0 | 0 | 0 | 0 | 0 | 0 | 0 | 0 | 0 | 0 | 0 | 0 | 0 | 0 | 0 | 0 | 0 | 0 | 0 | 0 | 0 | 0 | 0 | 0 | 0 | 0 | 0 | 0 | 0 | 0 | 0 | 0 | 0 | 0 | 0 | 0 | 0 | 0 | 0 | 0 | 0 | 0 | 0 | 0 | 0 | 0 | 0 | 0 | 0 | 0 | 0 | 0 | 0 | 0 | 0 | 0 | 0 | 0 | 0 | 0 | 0 | 0 | 0 | 0 | 0 | 0 | 0 | 0 | 0 | 0 | 0 | 0 | 0 | 0 | 0 | 0 | 0 | 0 | 0 | 0 | 0 | 0 | 0 | 0 | 0 | 0 | 0 | 0 | 0 | 0 | 0 | 0 | 0 | 0 | 0 | 0 | 0 | 0 | 0 | 0 | 0 | 0 | 0 | 0 | 0 | 0 | 0 | 0 | 0 | 0 | 0 | 0 | 0 | 0 | 0 | 0 | 0 | 0 | 0 | 0 | 0 | 0 | 0 | 0 | 0 | 0 | 0 | 0 | 0 | 0 | 0 | 0 | 0 | 0 | 0 | 0 | 0 | 0 | 0 | 0 | 0 | 0 | 0 | 0 | 0 | 0 | 0 | 0 | 0 | 836.719 | 836.3748 | 836.117 | 835.9079 | 835.7771 | 835.6826 | 835.6113 | 835.5554 | 835.5105 | 835.4737 | 835.4168 | 835.3608 | 835.3119 | 835.2715 | 835.2403 | 835.2157 | 835.1962 | 835.148 | 835.127 | 835.1177 | 835.1143 | 835.115 | 835.115 | 835.115 | 835.115 | 369.3141 | 369.1621 | 369.0484 | 368.9561 | 368.8983 | 368.8567 | 368.8251 | 368.8005 | 368.7807 | 368.7644 | 368.7393 | 368.7146 | 368.693 | 368.6752 | 368.6614 | 368.6506 | 368.642 | 368.6207 | 368.6114 | 368.6073 | 368.6058 | 368.6061 | 368.6061 | 368.6061 | 368.6061 | 288
OR_Residential_LI - Single Family_Existing_Space Heating_Natural Gas_Furnace | OR | Residential | LI - Multi-Family | New | Water Heating | Natural Gas | Water Heater - Tank Blanket/Insulation | A | ORM241 | None | Installed | 5 | 0 | 0 | 0 | 38.68 | 0 | 0 | 0 | 0.30173 | 0.25 | household | 95% | 95% | Retrofit | Retro3Slow | 84.16% | TBD | 0% | 0 |  | 0 |  | 0 | IL TRM - 5.4.7 - RS-HWE-TMPS-V07-200101 | IL TRM - 5.4.7 - RS-HWE-TMPS-V07-200101 | IL TRM - 5.4.7 - RS-HWE-TMPS-V07-200101 | None | None | None | None | None | None | None | None | None | None | None | None | None | None | None | None | None | None | None | None | None | None | None | None | None | None | None | Installed | Installed | Installed | Installed | Installed | Installed | Installed | Installed | Installed | Installed | Installed | Installed | Installed | Installed | Installed | Installed | Installed | Installed | Installed | Installed | Installed | Installed | Installed | Installed | Installed | Installed | Installed | 38.68 | 38.68 | 38.68 | 38.68 | 38.68 | 38.68 | 38.68 | 38.68 | 38.68 | 38.68 | 38.68 | 38.68 | 38.68 | 38.68 | 38.68 | 38.68 | 38.68 | 38.68 | 38.68 | 38.68 | 38.68 | 38.68 | 38.68 | 38.68 | 38.68 | 38.68 | 38.68 | 0 | 0 | 0 | 0 | 0 | 0 | 0 | 0 | 0 | 0 | 0 | 0 | 0 | 0 | 0 | 0 | 0 | 0 | 0 | 0 | 0 | 0 | 0 | 0 | 0 | 0 | 0 | 0 | 0 | 0 | 0 | 0 | 0 | 0 | 0 | 0 | 0 | 0 | 0 | 0 | 0 | 0 | 0 | 0 | 0 | 0 | 0 | 0 | 0 | 0 | 0 | 0 | 0 | 0 | 0 | 0 | 0 | 0 | 0 | 0 | 0 | 0 | 0 | 0 | 0 | 0 | 0 | 0 | 0 | 0 | 0 | 0 | 0 | 0 | 0 | 0 | 0 | 0 | 0 | 0 | 0 | 0 | 0 | 0 | 0 | 0 | 0 | 0 | 0 | 0 | 0 | 0 | 0 | 0 | 0 | 0 | 0 | 0 | 0 | 0 | 0 | 0 | 0 | 0 | 0 | 0 | 0 | 0 | 0 | 0 | 0 | 0 | 0 | 0 | 0 | 0 | 0 | 0 | 0 | 0 | 0 | 0 | 0 | 0 | 0 | 0 | 0 | 0 | 0 | 0 | 0 | 0 | 0 | 0 | 0 | 0 | 0 | 0 | 0 | 0 | 0 | 0 | 0 | 0 | 0 | 0 | 0 | 0 | 0 | 0 | 0 | 0 | 0 | 0 | 0 | 0 | 0 | 0 | 0 | 0 | 0 | 0 | 0 | 0 | 0 | 0 | 0 | 0 | 0 | 0 | 0 | 0 | 0 | 0 | 0 | 0 | 0 | 0 | 0 | 0 | 0 | 0 | 0 | 0 | 0 | 0 | 0 | 0 | 0 | 0 | 0 | 0 | 0 | 0 | 0 | 0 | 0 | 0 | 0 | 0 | 0 | 0 | 0 | 0 | 0 | 0 | 0 | 0 | 0 | 0 | 0 | 0 | 0 | 0 | 0 | 0 | 0 | 0 | 0 | 0 | 0 | 0 | 0 | 0 | 0 | 0 | 0 | 0 | 0 | 0 | 0 | 0 | 0 | 0 | 0 | 0 | 0 | 0 | 0 | 0 | 0 | 0 | 0 | 0 | 0 | 0 | 0 | 0 | 0 | 0 | 0 | 0 | 0 | 0 | 0 | 0 | 0 | 0 | 0 | 0 | 0 | 0 | 0 | 0 | 0 | 0 | 0 | 0 | 0 | 0 | 0 | 0 | 0 | 0 | 0 | 0 | 0 | 0 | 0 | 0 | 0 | 0 | 0 | 0 | 0 | 0 | 0 | 0 | 0 | 0 | 0 | 0 | 0 | 0 | 0 | 0 | 0 | 0 | 0 | 0 | 0 | 0 | 0 | 0 | 0 | 0 | 0 | 0 | 0 | 0 | 0 | 0 | 0 | 0 | 0 | 0 | 0 | 0 | 0 | 0 | 0 | 0 | 0 | 0 | 0 | 0 | 0 | 0 | 0 | 0 | 0 | 0 | 0 | 0 | 0 | 0 | 0 | 0 | 0 | 0 | 0 | 0 | 0 | 0 | 0 | 0 | 0 | 0 | 0 | 0 | 0 | 0 | 0 | 0 | 0 | 0 | 0 | 0 | 0 | 0 | 0 | 0 | 0 | 0 | 0 | 0 | 0 | 0 | 0 | 0 | 0 | 0 | 0 | 0 | 0 | 0 | 0 | 0 | 0 | 0 | 0 | 0 | 0 | 0 | 0 | 0 | 0 | 0 | 0 | 0 | 0 | 0 | 0 | 0 | 0 | 0 | 0 | 0 | 0 | 0 | 0 | 0 | 0 | 0 | 0 | 0 | 0 | 0 | 0 | 0 | 0 | 0 | 0 | 0 | 0 | 0 | 0 | 0 | 0 | 0 | 0 | 0 | 0 | 0 | 0 | 0 | 0 | 0 | 0 | 0 | 0 | 0 | 0 | 0 | 0 | 0 | 0 | 0 | 0 | 0 | 0 | 0 | 0 | 0 | 0 | 0 | 0 | 0 | 0 | 0 | 0 | 0 | 0 | 0 | 0 | 0 | 0 | 0 | 0 | 0 | 0 | 0 | 0 | 0 | 0 | 0 | 0 | 0 | 0 | 0 | 0 | 0 | 0 | 0 | 0 | 0 | 0 | 289
OR_Residential_LI - Single Family_Existing_Space Heating_Natural Gas_Furnace | OR | Residential | LI - Multi-Family | New | Water Heating | Natural Gas | Water Heater - Thermostatic Shower Restriction Valve | A | ORM242 | None | Installed | 10 | 3.5212 | 0 | 0 | 24.46 | 0 | 0 | 0 | 0.30173 | 0.25 | showerheads | 1% | 95% | Retrofit | Retro3Slow | 84.16% | TBD | 0% | 1133.9375 |  | 500.5015 |  | 0.0023081 | RTF Workbook - ThermostaticShowerRestrictionValve_v4_1 | RTF Workbook - ThermostaticShowerRestrictionValve_v4_1 | RTF Workbook - ThermostaticShowerRestrictionValve_v4_1 | None | None | None | None | None | None | None | None | None | None | None | None | None | None | None | None | None | None | None | None | None | None | None | None | None | None | None | Installed | Installed | Installed | Installed | Installed | Installed | Installed | Installed | Installed | Installed | Installed | Installed | Installed | Installed | Installed | Installed | Installed | Installed | Installed | Installed | Installed | Installed | Installed | Installed | Installed | Installed | Installed | 24.46 | 24.46 | 24.46 | 24.46 | 24.46 | 24.46 | 24.46 | 24.46 | 24.46 | 24.46 | 24.46 | 24.46 | 24.46 | 24.46 | 24.46 | 24.46 | 24.46 | 24.46 | 24.46 | 24.46 | 24.46 | 24.46 | 24.46 | 24.46 | 24.46 | 24.46 | 24.46 | 0 | 0 | 3.5215 | 3.5213 | 3.52 | 3.5177 | 3.5141 | 3.5094 | 3.5037 | 3.4972 | 3.4899 | 3.482 | 3.474 | 3.4661 | 3.459 | 3.4531 | 3.4491 | 3.4472 | 3.4476 | 3.4503 | 3.4546 | 3.4585 | 3.462 | 3.4652 | 3.4681 | 3.4708 | 3.4733 | 0.0027152 | 0.0063098 | 0.016838 | 0.036761 | 0.068403 | 0.11153 | 0.16209 | 0.21267 | 0.25447 | 0.27998 | 0.28252 | 0.26433 | 0.22366 | 0.16442 | 0.090816 | 0.008278 | 0 | 0 | 0 | 0 | 0 | 0 | 0 | 0 | 0 | 0.0027152 | 0.0090249 | 0.02586 | 0.062604 | 0.13094 | 0.2423 | 0.404 | 0.61592 | 0.86911 | 1.1471 | 1.427 | 1.6881 | 1.9083 | 2.0695 | 2.1579 | 2.165 | 2.1652 | 2.1669 | 2.1696 | 2.1721 | 2.1743 | 2.1763 | 2.1781 | 2.1798 | 2.1813 | 0.77105 | 1.7919 | 4.7835 | 10.4504 | 19.4655 | 31.7819 | 46.2632 | 60.8127 | 72.9173 | 80.4064 | 81.3237 | 76.2609 | 64.6611 | 47.6143 | 26.3304 | 2.4014 | 0 | 0 | 0 | 0 | 0 | 0 | 0 | 0 | 0 | 0.77105 | 2.5629 | 7.3464 | 17.7968 | 37.2623 | 69.0441 | 115.3074 | 176.1201 | 249.0374 | 329.4438 | 410.7675 | 487.0284 | 551.6895 | 599.3037 | 625.6342 | 628.0355 | 628.0355 | 628.0355 | 628.0355 | 628.0355 | 628.0355 | 628.0355 | 628.0355 | 628.0355 | 628.0355 | 0.0023081 | 0.005364 | 0.014316 | 0.031258 | 0.058174 | 0.094876 | 0.13792 | 0.18101 | 0.21665 | 0.23845 | 0.2407 | 0.22529 | 0.19069 | 0.14021 | 0.077461 | 0.0070613 | 0 | 0 | 0 | 0 | 0 | 0 | 0 | 0 | 0 | 0.0023081 | 0.0076721 | 0.021986 | 0.053232 | 0.11136 | 0.20611 | 0.34375 | 0.52422 | 0.73994 | 0.97699 | 1.2158 | 1.4388 | 1.6269 | 1.7648 | 1.8405 | 1.8468 | 1.8469 | 1.8482 | 1.8502 | 1.8519 | 1.8535 | 1.855 | 1.8563 | 1.8575 | 1.8586 | 0.65539 | 1.5231 | 4.066 | 8.8828 | 16.5457 | 27.0146 | 39.3237 | 51.6908 | 61.9797 | 68.3454 | 69.1251 | 64.8218 | 54.9619 | 40.4721 | 22.3808 | 2.0412 | 0 | 0 | 0 | 0 | 0 | 0 | 0 | 0 | 0 | 0.65539 | 2.1785 | 6.2445 | 15.1273 | 31.6729 | 58.6875 | 98.0113 | 149.7021 | 211.6818 | 280.0272 | 349.1523 | 413.9741 | 468.936 | 509.4082 | 531.789 | 533.8302 | 533.8302 | 533.8302 | 533.8302 | 533.8302 | 533.8302 | 533.8302 | 533.8302 | 533.8302 | 533.8302 | 0.0023081 | 0.005364 | 0.014316 | 0.031258 | 0.058174 | 0.094876 | 0.13792 | 0.18101 | 0.21665 | 0.23845 | 0.2407 | 0.22529 | 0.19069 | 0.14021 | 0.077461 | 0.0070613 | 0 | 0 | 0 | 0 | 0 | 0 | 0 | 0 | 0 | 0.0023081 | 0.0076721 | 0.021986 | 0.053232 | 0.11136 | 0.20611 | 0.34375 | 0.52422 | 0.73994 | 0.97699 | 1.2158 | 1.4388 | 1.6269 | 1.7648 | 1.8405 | 1.8468 | 1.8469 | 1.8482 | 1.8502 | 1.8519 | 1.8535 | 1.855 | 1.8563 | 1.8575 | 1.8586 | 0.65539 | 1.5231 | 4.066 | 8.8828 | 16.5457 | 27.0146 | 39.3237 | 51.6908 | 61.9797 | 68.3454 | 69.1251 | 64.8218 | 54.9619 | 40.4721 | 22.3808 | 2.0412 | 0 | 0 | 0 | 0 | 0 | 0 | 0 | 0 | 0 | 0.65539 | 2.1785 | 6.2445 | 15.1273 | 31.6729 | 58.6875 | 98.0113 | 149.7021 | 211.6818 | 280.0272 | 349.1523 | 413.9741 | 468.936 | 509.4082 | 531.789 | 533.8302 | 533.8302 | 533.8302 | 533.8302 | 533.8302 | 533.8302 | 533.8302 | 533.8302 | 533.8302 | 533.8302 | 0.0023081 | 0.005364 | 0.014316 | 0.031258 | 0.058174 | 0.094876 | 0.13792 | 0.18101 | 0.21665 | 0.23845 | 0.2407 | 0.22529 | 0.19069 | 0.14021 | 0.077461 | 0.0070613 | 0 | 0 | 0 | 0 | 0 | 0 | 0 | 0 | 0 | 0.0023081 | 0.0076721 | 0.021986 | 0.053232 | 0.11136 | 0.20611 | 0.34375 | 0.52422 | 0.73994 | 0.97699 | 1.2158 | 1.4388 | 1.6269 | 1.7648 | 1.8405 | 1.8468 | 1.8469 | 1.8482 | 1.8502 | 1.8519 | 1.8535 | 1.855 | 1.8563 | 1.8575 | 1.8586 | 0.65539 | 1.5231 | 4.066 | 8.8828 | 16.5457 | 27.0146 | 39.3237 | 51.6908 | 61.9797 | 68.3454 | 69.1251 | 64.8218 | 54.9619 | 40.4721 | 22.3808 | 2.0412 | 0 | 0 | 0 | 0 | 0 | 0 | 0 | 0 | 0 | 0.65539 | 2.1785 | 6.2445 | 15.1273 | 31.6729 | 58.6875 | 98.0113 | 149.7021 | 211.6818 | 280.0272 | 349.1523 | 413.9741 | 468.936 | 509.4082 | 531.789 | 533.8302 | 533.8302 | 533.8302 | 533.8302 | 533.8302 | 533.8302 | 533.8302 | 533.8302 | 533.8302 | 533.8302 | 1135.515 | 1135.0479 | 1134.698 | 1134.4143 | 1134.2368 | 1134.1086 | 1134.0117 | 1133.9359 | 1133.875 | 1133.825 | 1133.7479 | 1133.6718 | 1133.6054 | 1133.5507 | 1133.5083 | 1133.4749 | 1133.4485 | 1133.383 | 1133.3545 | 1133.342 | 1133.3372 | 1133.3382 | 1133.3382 | 1133.3382 | 1133.3382 | 501.1978 | 500.9916 | 500.8372 | 500.7119 | 500.6336 | 500.577 | 500.5342 | 500.5008 | 500.4739 | 500.4518 | 500.4178 | 500.3842 | 500.3549 | 500.3307 | 500.312 | 500.2973 | 500.2856 | 500.2567 | 500.2442 | 500.2386 | 500.2365 | 500.2369 | 500.2369 | 500.2369 | 500.2369 | 290
OR_Residential_LI - Single Family_Existing_Space Heating_Natural Gas_Furnace | OR | Residential | LI - Multi-Family | New | Water Heating | Natural Gas | Water Heater - Timer | A | ORM243 | None | Installed | 7 | 6.4 | 0 | 0 | 139.02 | 0 | 0 | 0 | 0.30173 | 0.25 | household | 0% | 10% | Retrofit | Retro3Slow | 84.16% | TBD | 0% | 4719.714 |  | 2083.2046 |  | 0.0003422 | DHW_TIM-Water Heating-AEG-2 | DHW_TIM-Water Heating-AEG-2 | DHW_TIM-Water Heating-AEG-2 | None | None | None | None | None | None | None | None | None | None | None | None | None | None | None | None | None | None | None | None | None | None | None | None | None | None | None | Installed | Installed | Installed | Installed | Installed | Installed | Installed | Installed | Installed | Installed | Installed | Installed | Installed | Installed | Installed | Installed | Installed | Installed | Installed | Installed | Installed | Installed | Installed | Installed | Installed | Installed | Installed | 139.02 | 139.02 | 139.02 | 139.02 | 139.02 | 139.02 | 139.02 | 139.02 | 139.02 | 139.02 | 139.02 | 139.02 | 139.02 | 139.02 | 139.02 | 139.02 | 139.02 | 139.02 | 139.02 | 139.02 | 139.02 | 139.02 | 139.02 | 139.02 | 139.02 | 139.02 | 139.02 | 0 | 0 | 6.3766 | 6.3557 | 6.331 | 6.2998 | 6.2598 | 6.2116 | 6.156 | 6.093 | 6.0241 | 5.9515 | 5.8777 | 5.8045 | 5.7348 | 5.6706 | 5.6134 | 5.5653 | 5.5203 | 5.4786 | 5.4394 | 5.3993 | 5.3594 | 5.32 | 5.2812 | 5.2433 | 5.2065 | 0.00040235 | 0.00093198 | 0.0024783 | 0.0053875 | 0.0099714 | 0.016155 | 0.023306 | 0.029937 | 0.035063 | 0.036831 | 0.03446 | 0.027829 | 0.017675 | 0.0054764 | 0 | 0 | 0 | 0 | 0 | 0 | 0 | 0 | 0 | 0 | 0 | 0.00040235 | 0.001333 | 0.0038061 | 0.0091748 | 0.019088 | 0.035096 | 0.058088 | 0.08743 | 0.1215 | 0.15687 | 0.18938 | 0.21486 | 0.22995 | 0.23285 | 0.2305 | 0.22853 | 0.22668 | 0.22497 | 0.22336 | 0.22171 | 0.22008 | 0.21846 | 0.21686 | 0.21531 | 0.2138 | 0.063097 | 0.14664 | 0.39145 | 0.85518 | 1.5929 | 2.6008 | 3.7859 | 4.9134 | 5.8204 | 6.1885 | 5.8629 | 4.7944 | 3.0821 | 0.96575 | 0 | 0 | 0 | 0 | 0 | 0 | 0 | 0 | 0 | 0 | 0 | 0.063097 | 0.20973 | 0.60118 | 1.4564 | 3.0493 | 5.6501 | 9.436 | 14.3493 | 20.1698 | 26.3582 | 32.2211 | 37.0155 | 40.0975 | 41.0633 | 41.0633 | 41.0633 | 41.0633 | 41.0633 | 41.0633 | 41.0633 | 41.0633 | 41.0633 | 41.0633 | 41.0633 | 41.0633 | 0.0003422 | 0.0007931 | 0.0021103 | 0.004591 | 0.0085054 | 0.013796 | 0.019929 | 0.025639 | 0.03008 | 0.031656 | 0.029675 | 0.024012 | 0.015279 | 0.0047424 | 0 | 0 | 0 | 0 | 0 | 0 | 0 | 0 | 0 | 0 | 0 | 0.0003422 | 0.0011344 | 0.0032409 | 0.0078185 | 0.016282 | 0.029971 | 0.049671 | 0.074877 | 0.10424 | 0.13483 | 0.16309 | 0.18538 | 0.19878 | 0.20164 | 0.19993 | 0.19849 | 0.19714 | 0.1959 | 0.19473 | 0.19353 | 0.19234 | 0.19116 | 0.19 | 0.18887 | 0.18777 | 0.053632 | 0.12464 | 0.33273 | 0.72691 | 1.354 | 2.2107 | 3.218 | 4.1764 | 4.9473 | 5.2602 | 4.9834 | 4.0752 | 2.6197 | 0.82089 | 0 | 0 | 0 | 0 | 0 | 0 | 0 | 0 | 0 | 0 | 0 | 0.053632 | 0.17827 | 0.511 | 1.2379 | 2.5919 | 4.8026 | 8.0206 | 12.1969 | 17.1443 | 22.4045 | 27.3879 | 31.4631 | 34.0829 | 34.9038 | 34.9038 | 34.9038 | 34.9038 | 34.9038 | 34.9038 | 34.9038 | 34.9038 | 34.9038 | 34.9038 | 34.9038 | 34.9038 | 0 | 0 | 0 | 0 | 0 | 0 | 0 | 0 | 0 | 0 | 0 | 0 | 0 | 0 | 0 | 0 | 0 | 0 | 0 | 0 | 0 | 0 | 0 | 0 | 0 | 0 | 0 | 0 | 0 | 0 | 0 | 0 | 0 | 0 | 0 | 0 | 0 | 0 | 0 | 0 | 0 | 0 | 0 | 0 | 0 | 0 | 0 | 0 | 0 | 0 | 0 | 0 | 0 | 0 | 0 | 0 | 0 | 0 | 0 | 0 | 0 | 0 | 0 | 0 | 0 | 0 | 0 | 0 | 0 | 0 | 0 | 0 | 0 | 0 | 0 | 0 | 0 | 0 | 0 | 0 | 0 | 0 | 0 | 0 | 0 | 0 | 0 | 0 | 0 | 0 | 0 | 0 | 0 | 0 | 0 | 0 | 0 | 0 | 0 | 0 | 0 | 0 | 0 | 0 | 0 | 0 | 0 | 0 | 0 | 0 | 0 | 0 | 0 | 0 | 0 | 0 | 0 | 0 | 0 | 0 | 0 | 0 | 0 | 0 | 0 | 0 | 0 | 0 | 0 | 0 | 0 | 0 | 0 | 0 | 0 | 0 | 0 | 0 | 0 | 0 | 0 | 0 | 0 | 0 | 0 | 0 | 0 | 0 | 0 | 0 | 0 | 0 | 0 | 0 | 0 | 0 | 0 | 0 | 0 | 0 | 0 | 0 | 0 | 0 | 0 | 0 | 0 | 0 | 0 | 0 | 0 | 0 | 0 | 0 | 0 | 0 | 0 | 0 | 0 | 0 | 0 | 0 | 0 | 0 | 0 | 0 | 0 | 0 | 0 | 0 | 0 | 0 | 0 | 0 | 0 | 0 | 0 | 0 | 0 | 0 | 4726.2801 | 4724.3358 | 4722.8797 | 4721.6988 | 4720.9597 | 4720.4263 | 4720.0231 | 4719.7076 | 4719.4541 | 4719.2459 | 4718.9248 | 4718.6084 | 4718.332 | 4718.104 | 4717.9278 | 4717.7889 | 4717.6787 | 4717.4062 | 4717.2877 | 4717.2354 | 4717.2157 | 4717.2197 | 4717.2197 | 4717.2197 | 4717.2197 | 2086.1028 | 2085.2446 | 2084.6019 | 2084.0807 | 2083.7544 | 2083.519 | 2083.341 | 2083.2018 | 2083.0899 | 2082.998 | 2082.8562 | 2082.7166 | 2082.5946 | 2082.494 | 2082.4162 | 2082.3549 | 2082.3063 | 2082.186 | 2082.1337 | 2082.1106 | 2082.1019 | 2082.1036 | 2082.1036 | 2082.1036 | 2082.1036 | 291
OR_Residential_LI - Single Family_Existing_Space Heating_Natural Gas_Furnace | OR | Residential | LI - Multi-Family | New | Water Heating | Natural Gas | Water Heater - Solar System | A | ORM244 | None | Installed | 30 | 101.1542 | 0 | 0 | 7455.26 | 0 | 0 | 0 | 0.30173 | 0.25 | household | 0% | 30% | Lost Opportunity | LO3Slow | 85% | TBD | 0% | 6126.1759 |  | 2703.9939 |  | 0.0012938 | EIA 2018 Tech Forecast | EIA 2018 Tech Forecast | Michigan Energy Measure Database | None | None | None | None | None | None | None | None | None | None | None | None | None | None | None | None | None | None | None | None | None | None | None | None | None | None | None | Installed | Installed | Installed | Installed | Installed | Installed | Installed | Installed | Installed | Installed | Installed | Installed | Installed | Installed | Installed | Installed | Installed | Installed | Installed | Installed | Installed | Installed | Installed | Installed | Installed | Installed | Installed | 7455.26 | 7455.26 | 7455.26 | 7455.26 | 7455.26 | 7455.26 | 7455.26 | 7455.26 | 7455.26 | 7455.26 | 7455.26 | 7455.26 | 7455.26 | 7455.26 | 7455.26 | 7455.26 | 7455.26 | 7455.26 | 7455.26 | 7455.26 | 7455.26 | 7455.26 | 7455.26 | 7455.26 | 7455.26 | 7455.26 | 7455.26 | 0 | 0 | 100.7813 | 100.4464 | 100.0473 | 99.5397 | 98.885 | 98.0917 | 97.1741 | 96.1369 | 95.0069 | 93.8247 | 92.6327 | 91.465 | 90.3658 | 89.3667 | 88.4821 | 87.7382 | 87.0428 | 86.3971 | 85.7879 | 85.1661 | 84.5453 | 83.9311 | 83.3259 | 82.7334 | 82.1592 | 0.0015211 | 0.0042871 | 0.0098951 | 0.019286 | 0.033493 | 0.053798 | 0.079544 | 0.10939 | 0.14125 | 0.17277 | 0.23329 | 0.28491 | 0.33372 | 0.37688 | 0.41238 | 0.44093 | 0.46368 | 0.56961 | 0.55349 | 0.56273 | 0.56737 | 0.57235 | 0.58084 | 0.59307 | 0.60698 | 0.0015211 | 0.0058032 | 0.015675 | 0.034882 | 0.068146 | 0.1214 | 0.19981 | 0.30706 | 0.4447 | 0.61194 | 0.83745 | 1.1118 | 1.4322 | 1.7932 | 2.1878 | 2.6104 | 3.0534 | 3.6003 | 4.1284 | 4.6612 | 5.1946 | 5.7292 | 6.2688 | 6.8173 | 7.3769 | 0.015093 | 0.04268 | 0.098905 | 0.19375 | 0.33871 | 0.54845 | 0.81858 | 1.1378 | 1.4867 | 1.8414 | 2.5185 | 3.115 | 3.693 | 4.2172 | 4.6606 | 5.0256 | 5.3271 | 6.5929 | 6.4519 | 6.6074 | 6.7109 | 6.8193 | 6.9707 | 7.1685 | 7.3878 | 0.015093 | 0.057774 | 0.15668 | 0.35043 | 0.68914 | 1.2376 | 2.0562 | 3.194 | 4.6807 | 6.5221 | 9.0406 | 12.1556 | 15.8486 | 20.0657 | 24.7263 | 29.7519 | 35.079 | 41.6719 | 48.1237 | 54.7311 | 61.442 | 68.2613 | 75.232 | 82.4005 | 89.7883 | 0.0012938 | 0.0036483 | 0.008426 | 0.016436 | 0.028571 | 0.045947 | 0.068032 | 0.093708 | 0.12121 | 0.14855 | 0.20099 | 0.24594 | 0.28861 | 0.32651 | 0.35783 | 0.38312 | 0.40341 | 0.49617 | 0.4827 | 0.49134 | 0.49601 | 0.50097 | 0.50903 | 0.52038 | 0.53322 | 0.0012938 | 0.0049385 | 0.013348 | 0.029726 | 0.058131 | 0.10368 | 0.17089 | 0.26304 | 0.38163 | 0.52616 | 0.72148 | 0.95973 | 1.2386 | 1.5535 | 1.8984 | 2.2681 | 2.6565 | 3.1362 | 3.6004 | 4.07 | 4.5413 | 5.0148 | 5.4938 | 5.9817 | 6.4806 | 0.012829 | 0.036278 | 0.084069 | 0.16469 | 0.2879 | 0.46618 | 0.69579 | 0.96717 | 1.2637 | 1.5652 | 2.1407 | 2.6478 | 3.139 | 3.5846 | 3.9615 | 4.2717 | 4.528 | 5.604 | 5.4841 | 5.6163 | 5.7043 | 5.7964 | 5.9251 | 6.0932 | 6.2797 | 0.012829 | 0.049108 | 0.13318 | 0.29787 | 0.58577 | 1.0519 | 1.7477 | 2.7149 | 3.9786 | 5.5438 | 7.6845 | 10.3323 | 13.4713 | 17.0559 | 21.0174 | 25.2891 | 29.8171 | 35.4211 | 40.9052 | 46.5215 | 52.2257 | 58.0221 | 63.9472 | 70.0404 | 76.3201 | 0 | 0 | 0 | 0 | 0 | 0 | 0 | 0 | 0 | 0 | 0 | 0 | 0 | 0 | 0 | 0 | 0 | 0 | 0 | 0 | 0 | 0 | 0 | 0 | 0 | 0 | 0 | 0 | 0 | 0 | 0 | 0 | 0 | 0 | 0 | 0 | 0 | 0 | 0 | 0 | 0 | 0 | 0 | 0 | 0 | 0 | 0 | 0 | 0 | 0 | 0 | 0 | 0 | 0 | 0 | 0 | 0 | 0 | 0 | 0 | 0 | 0 | 0 | 0 | 0 | 0 | 0 | 0 | 0 | 0 | 0 | 0 | 0 | 0 | 0 | 0 | 0 | 0 | 0 | 0 | 0 | 0 | 0 | 0 | 0 | 0 | 0 | 0 | 0 | 0 | 0 | 0 | 0 | 0 | 0 | 0 | 0 | 0 | 0 | 0 | 0 | 0 | 0 | 0 | 0 | 0 | 0 | 0 | 0 | 0 | 0 | 0 | 0 | 0 | 0 | 0 | 0 | 0 | 0 | 0 | 0 | 0 | 0 | 0 | 0 | 0 | 0 | 0 | 0 | 0 | 0 | 0 | 0 | 0 | 0 | 0 | 0 | 0 | 0 | 0 | 0 | 0 | 0 | 0 | 0 | 0 | 0 | 0 | 0 | 0 | 0 | 0 | 0 | 0 | 0 | 0 | 0 | 0 | 0 | 0 | 0 | 0 | 0 | 0 | 0 | 0 | 0 | 0 | 0 | 0 | 0 | 0 | 0 | 0 | 0 | 0 | 0 | 0 | 0 | 0 | 0 | 0 | 0 | 0 | 0 | 0 | 0 | 0 | 0 | 0 | 0 | 0 | 0 | 0 | 0 | 0 | 0 | 0 | 0 | 0 | 6134.6987 | 6132.175 | 6130.2849 | 6128.7522 | 6127.7928 | 6127.1004 | 6126.5771 | 6126.1676 | 6125.8386 | 6125.5683 | 6125.1515 | 6124.7408 | 6124.382 | 6124.0861 | 6123.8574 | 6123.6771 | 6123.5341 | 6123.1804 | 6123.0265 | 6122.9586 | 6122.9331 | 6122.9382 | 6122.9382 | 6122.9382 | 6122.9382 | 2707.7557 | 2706.6418 | 2705.8075 | 2705.131 | 2704.7076 | 2704.4019 | 2704.1709 | 2703.9902 | 2703.845 | 2703.7257 | 2703.5417 | 2703.3604 | 2703.2021 | 2703.0715 | 2702.9705 | 2702.8909 | 2702.8278 | 2702.6717 | 2702.6038 | 2702.5738 | 2702.5626 | 2702.5648 | 2702.5648 | 2702.5648 | 2702.5648 | 292
OR_Residential_LI - Single Family_Existing_Space Heating_Natural Gas_Furnace | OR | Residential | LI - Multi-Family | New | Water Heating | Natural Gas | Water Heater - Intermittent Ignition System | A | ORM245 | None | Installed | 20 | 7.41 | 0 | 0 | 105 | 0 | 0 | 0 | 0.30173 | 0.25 | household | 82% | 100% | Lost Opportunity | LO3Slow | 85% | TBD | 0% | 1444.1099 |  | 637.4065 |  | 0.0007153 | NW Natural 2021 Energy Efficiency Plan | NW Natural 2021 Energy Efficiency Plan | NW Natural 2021 Energy Efficiency Plan | None | None | None | None | None | None | None | None | None | None | None | None | None | None | None | None | None | None | None | None | None | None | None | None | None | None | None | Installed | Installed | Installed | Installed | Installed | Installed | Installed | Installed | Installed | Installed | Installed | Installed | Installed | Installed | Installed | Installed | Installed | Installed | Installed | Installed | Installed | Installed | Installed | Installed | Installed | Installed | Installed | 105 | 105 | 105 | 105 | 105 | 105 | 105 | 105 | 105 | 105 | 105 | 105 | 105 | 105 | 105 | 105 | 105 | 105 | 105 | 105 | 105 | 105 | 105 | 105 | 105 | 105 | 105 | 0 | 0 | 7.4088 | 7.4064 | 7.3994 | 7.387 | 7.3677 | 7.3419 | 7.3102 | 7.2742 | 7.2361 | 7.1984 | 7.1638 | 7.1343 | 7.1118 | 7.098 | 7.0938 | 7.0996 | 7.1095 | 7.1233 | 7.1396 | 7.1543 | 7.1676 | 7.1798 | 7.191 | 7.2012 | 7.2108 | 0.00084146 | 0.0031985 | 0.0094789 | 0.023184 | 0.048814 | 0.0911 | 0.15356 | 0.23733 | 0.34058 | 0.45885 | 0.58617 | 0.71632 | 0.8442 | 0.96648 | 1.0818 | 1.1902 | 1.292 | 1.3887 | 1.4818 | 1.5736 | 1.6641 | 1.7474 | 1.8277 | 1.9015 | 1.9643 | 0.00084146 | 0.0040397 | 0.013515 | 0.036676 | 0.085395 | 0.1762 | 0.329 | 0.5647 | 0.90232 | 1.3565 | 1.9361 | 2.6445 | 3.4803 | 4.4401 | 5.5192 | 6.7139 | 8.0152 | 9.4195 | 10.9228 | 12.5189 | 14.2063 | 15.9778 | 17.8304 | 19.7575 | 21.7479 | 0.11357 | 0.43186 | 1.281 | 3.1386 | 6.6254 | 12.4083 | 21.0062 | 32.6256 | 47.066 | 63.7438 | 81.8235 | 100.4056 | 118.704 | 136.1624 | 152.492 | 167.6409 | 181.7252 | 194.951 | 207.5491 | 219.957 | 232.1631 | 243.3818 | 254.1715 | 264.0559 | 272.4152 | 0.11357 | 0.54543 | 1.8265 | 4.965 | 11.5905 | 23.9987 | 45.0049 | 77.6305 | 124.6965 | 188.4403 | 270.2638 | 370.6694 | 489.3734 | 625.5358 | 778.0278 | 945.6686 | 1127.3938 | 1322.3448 | 1529.8939 | 1749.8509 | 1982.014 | 2225.3958 | 2479.5673 | 2743.6232 | 3016.0384 | 0.0007153 | 0.0027193 | 0.0080602 | 0.01972 | 0.041538 | 0.077562 | 0.13083 | 0.20234 | 0.29061 | 0.39185 | 0.50094 | 0.61256 | 0.72227 | 0.82714 | 0.92588 | 1.0186 | 1.1055 | 1.1879 | 1.2671 | 1.3452 | 1.4221 | 1.4929 | 1.5612 | 1.6239 | 1.6771 | 0.0007153 | 0.0034344 | 0.011492 | 0.031196 | 0.072665 | 0.15001 | 0.28029 | 0.48147 | 0.76994 | 1.1584 | 1.6546 | 2.2614 | 2.9777 | 3.7999 | 4.7239 | 5.7458 | 6.858 | 8.0572 | 9.34 | 10.7014 | 12.1404 | 13.6508 | 15.23 | 16.8724 | 18.5684 | 0.096538 | 0.36708 | 1.0889 | 2.6678 | 5.6316 | 10.547 | 17.8553 | 27.7317 | 40.0061 | 54.1822 | 69.55 | 85.3448 | 100.8984 | 115.738 | 129.6182 | 142.4947 | 154.4664 | 165.7084 | 176.4168 | 186.9634 | 197.3387 | 206.8745 | 216.0457 | 224.4475 | 231.553 | 0.096538 | 0.46362 | 1.5525 | 4.2203 | 9.8519 | 20.3989 | 38.2542 | 65.9859 | 105.992 | 160.1742 | 229.7242 | 315.069 | 415.9674 | 531.7054 | 661.3236 | 803.8183 | 958.2847 | 1123.9931 | 1300.4099 | 1487.3733 | 1684.7119 | 1891.5865 | 2107.6322 | 2332.0797 | 2563.6326 | 0.0007153 | 0.0027193 | 0.0080602 | 0.01972 | 0.041538 | 0.077562 | 0.13083 | 0.20234 | 0.29061 | 0.39185 | 0.50094 | 0.61256 | 0.72227 | 0.82714 | 0.92588 | 1.0186 | 1.1055 | 1.1879 | 1.2671 | 1.3452 | 1.4221 | 1.4929 | 1.5612 | 1.6239 | 1.6771 | 0.0007153 | 0.0034344 | 0.011492 | 0.031196 | 0.072665 | 0.15001 | 0.28029 | 0.48147 | 0.76994 | 1.1584 | 1.6546 | 2.2614 | 2.9777 | 3.7999 | 4.7239 | 5.7458 | 6.858 | 8.0572 | 9.34 | 10.7014 | 12.1404 | 13.6508 | 15.23 | 16.8724 | 18.5684 | 0.096538 | 0.36708 | 1.0889 | 2.6678 | 5.6316 | 10.547 | 17.8553 | 27.7317 | 40.0061 | 54.1822 | 69.55 | 85.3448 | 100.8984 | 115.738 | 129.6182 | 142.4947 | 154.4664 | 165.7084 | 176.4168 | 186.9634 | 197.3387 | 206.8745 | 216.0457 | 224.4475 | 231.553 | 0.096538 | 0.46362 | 1.5525 | 4.2203 | 9.8519 | 20.3989 | 38.2542 | 65.9859 | 105.992 | 160.1742 | 229.7242 | 315.069 | 415.9674 | 531.7054 | 661.3236 | 803.8183 | 958.2847 | 1123.9931 | 1300.4099 | 1487.3733 | 1684.7119 | 1891.5865 | 2107.6322 | 2332.0797 | 2563.6326 | 0.0007153 | 0.0027193 | 0.0080602 | 0.01972 | 0.041538 | 0.077562 | 0.13083 | 0.20234 | 0.29061 | 0.39185 | 0.50094 | 0.61256 | 0.72227 | 0.82714 | 0.92588 | 1.0186 | 1.1055 | 1.1879 | 1.2671 | 1.3452 | 1.4221 | 1.4929 | 1.5612 | 1.6239 | 1.6771 | 0.0007153 | 0.0034344 | 0.011492 | 0.031196 | 0.072665 | 0.15001 | 0.28029 | 0.48147 | 0.76994 | 1.1584 | 1.6546 | 2.2614 | 2.9777 | 3.7999 | 4.7239 | 5.7458 | 6.858 | 8.0572 | 9.34 | 10.7014 | 12.1404 | 13.6508 | 15.23 | 16.8724 | 18.5684 | 0.096538 | 0.36708 | 1.0889 | 2.6678 | 5.6316 | 10.547 | 17.8553 | 27.7317 | 40.0061 | 54.1822 | 69.55 | 85.3448 | 100.8984 | 115.738 | 129.6182 | 142.4947 | 154.4664 | 165.7084 | 176.4168 | 186.9634 | 197.3387 | 206.8745 | 216.0457 | 224.4475 | 231.553 | 0.096538 | 0.46362 | 1.5525 | 4.2203 | 9.8519 | 20.3989 | 38.2542 | 65.9859 | 105.992 | 160.1742 | 229.7242 | 315.069 | 415.9674 | 531.7054 | 661.3236 | 803.8183 | 958.2847 | 1123.9931 | 1300.4099 | 1487.3733 | 1684.7119 | 1891.5865 | 2107.6322 | 2332.0797 | 2563.6326 | 1446.119 | 1445.5241 | 1445.0785 | 1444.7172 | 1444.4911 | 1444.3278 | 1444.2045 | 1444.108 | 1444.0304 | 1443.9667 | 1443.8684 | 1443.7716 | 1443.687 | 1443.6173 | 1443.5634 | 1443.5209 | 1443.4872 | 1443.4038 | 1443.3675 | 1443.3515 | 1443.3455 | 1443.3467 | 1443.3467 | 1443.3467 | 1443.3467 | 638.2933 | 638.0307 | 637.834 | 637.6746 | 637.5747 | 637.5027 | 637.4482 | 637.4056 | 637.3714 | 637.3433 | 637.2999 | 637.2572 | 637.2199 | 637.1891 | 637.1653 | 637.1465 | 637.1316 | 637.0948 | 637.0788 | 637.0718 | 637.0691 | 637.0696 | 637.0696 | 637.0696 | 637.0696 | 293
OR_Residential_LI - Single Family_Existing_Space Heating_Natural Gas_Furnace | OR | Residential | LI - Multi-Family | New | Space Heating | Natural Gas | Circulation Pump - High Efficiency | A | ORM246 | Standard circulation pump | High efficient circulation pump | 11.5 | 23.179 | 0 | 0 | 456.73 | 0 | 0 | 0 | 0.30173 | 0.45 | household | 1% | 5% | Retrofit | Retro1Slow | 84.81% | TBD | 0% | 0 |  | 0 |  | 0 | RTF Wkbk - ComResCirculatorPumps_3_0 | RTF Wkbk - ComResCirculatorPumps_3_0 | RTF Wkbk - ComResCirculatorPumps_3_0 | Standard circulation pump | Standard circulation pump | Standard circulation pump | Standard circulation pump | Standard circulation pump | Standard circulation pump | Standard circulation pump | Standard circulation pump | Standard circulation pump | Standard circulation pump | Standard circulation pump | Standard circulation pump | Standard circulation pump | Standard circulation pump | Standard circulation pump | Standard circulation pump | Standard circulation pump | Standard circulation pump | Standard circulation pump | Standard circulation pump | Standard circulation pump | Standard circulation pump | Standard circulation pump | Standard circulation pump | Standard circulation pump | Standard circulation pump | Standard circulation pump | High efficient circulation pump | High efficient circulation pump | High efficient circulation pump | High efficient circulation pump | High efficient circulation pump | High efficient circulation pump | High efficient circulation pump | High efficient circulation pump | High efficient circulation pump | High efficient circulation pump | High efficient circulation pump | High efficient circulation pump | High efficient circulation pump | High efficient circulation pump | High efficient circulation pump | High efficient circulation pump | High efficient circulation pump | High efficient circulation pump | High efficient circulation pump | High efficient circulation pump | High efficient circulation pump | High efficient circulation pump | High efficient circulation pump | High efficient circulation pump | High efficient circulation pump | High efficient circulation pump | High efficient circulation pump | 456.73 | 456.73 | 456.73 | 456.73 | 456.73 | 456.73 | 456.73 | 456.73 | 456.73 | 456.73 | 456.73 | 456.73 | 456.73 | 456.73 | 456.73 | 456.73 | 456.73 | 456.73 | 456.73 | 456.73 | 456.73 | 456.73 | 456.73 | 456.73 | 456.73 | 456.73 | 456.73 | 0 | 0 | 0 | 0 | 0 | 0 | 0 | 0 | 0 | 0 | 0 | 0 | 0 | 0 | 0 | 0 | 0 | 0 | 0 | 0 | 0 | 0 | 0 | 0 | 0 | 0 | 0 | 0 | 0 | 0 | 0 | 0 | 0 | 0 | 0 | 0 | 0 | 0 | 0 | 0 | 0 | 0 | 0 | 0 | 0 | 0 | 0 | 0 | 0 | 0 | 0 | 0 | 0 | 0 | 0 | 0 | 0 | 0 | 0 | 0 | 0 | 0 | 0 | 0 | 0 | 0 | 0 | 0 | 0 | 0 | 0 | 0 | 0 | 0 | 0 | 0 | 0 | 0.00010258 | 0.00020504 | 0.00036406 | 0.0005922 | 0.00089887 | 0.0012874 | 0.0017512 | 0.0022702 | 0.0028078 | 0.0033111 | 0.0037148 | 0.0039519 | 0.0037633 | 0.0033768 | 0.0026968 | 0.0018211 | 0.00079262 | 0 | 0 | 0 | 0 | 0 | 0 | 0 | 0 | 0.00010258 | 0.00030762 | 0.00067168 | 0.0012639 | 0.0021627 | 0.0034501 | 0.0052013 | 0.0074715 | 0.010279 | 0.01359 | 0.017305 | 0.021257 | 0.02502 | 0.028397 | 0.031094 | 0.032915 | 0.033708 | 0.033708 | 0.033708 | 0.033708 | 0.033708 | 0.033708 | 0.033708 | 0.033708 | 0.033708 | 0 | 0 | 0 | 0 | 0 | 0 | 0 | 0 | 0 | 0 | 0 | 0 | 0 | 0 | 0 | 0 | 0 | 0 | 0 | 0 | 0 | 0 | 0 | 0 | 0 | 0 | 0 | 0 | 0 | 0 | 0 | 0 | 0 | 0 | 0 | 0 | 0 | 0 | 0 | 0 | 0 | 0 | 0 | 0 | 0 | 0 | 0 | 0 | 0 | 0 | 8.719e-05 | 0.00017429 | 0.00030945 | 0.00050337 | 0.00076404 | 0.0010943 | 0.0014885 | 0.0019296 | 0.0023866 | 0.0028144 | 0.0031576 | 0.0033591 | 0.0031988 | 0.0028703 | 0.0022923 | 0.001548 | 0.00067373 | 0 | 0 | 0 | 0 | 0 | 0 | 0 | 0 | 8.719e-05 | 0.00026148 | 0.00057093 | 0.0010743 | 0.0018383 | 0.0029326 | 0.0044211 | 0.0063508 | 0.0087374 | 0.011552 | 0.014709 | 0.018068 | 0.021267 | 0.024138 | 0.02643 | 0.027978 | 0.028652 | 0.028652 | 0.028652 | 0.028652 | 0.028652 | 0.028652 | 0.028652 | 0.028652 | 0.028652 | 0 | 0 | 0 | 0 | 0 | 0 | 0 | 0 | 0 | 0 | 0 | 0 | 0 | 0 | 0 | 0 | 0 | 0 | 0 | 0 | 0 | 0 | 0 | 0 | 0 | 0 | 0 | 0 | 0 | 0 | 0 | 0 | 0 | 0 | 0 | 0 | 0 | 0 | 0 | 0 | 0 | 0 | 0 | 0 | 0 | 0 | 0 | 0 | 0 | 0 | 0 | 0 | 0 | 0 | 0 | 0 | 0 | 0 | 0 | 0 | 0 | 0 | 0 | 0 | 0 | 0 | 0 | 0 | 0 | 0 | 0 | 0 | 0 | 0 | 0 | 0 | 0 | 0 | 0 | 0 | 0 | 0 | 0 | 0 | 0 | 0 | 0 | 0 | 0 | 0 | 0 | 0 | 0 | 0 | 0 | 0 | 0 | 0 | 0 | 0 | 0 | 0 | 0 | 0 | 0 | 0 | 0 | 0 | 0 | 0 | 0 | 0 | 0 | 0 | 0 | 0 | 0 | 0 | 0 | 0 | 0 | 0 | 0 | 0 | 0 | 0 | 0 | 0 | 0 | 0 | 0 | 0 | 0 | 0 | 0 | 0 | 0 | 0 | 0 | 0 | 0 | 0 | 0 | 0 | 0 | 0 | 0 | 0 | 0 | 0 | 0 | 0 | 0 | 0 | 0 | 0 | 0 | 0 | 0 | 0 | 0 | 0 | 0 | 0 | 0 | 0 | 0 | 0 | 0 | 0 | 0 | 0 | 0 | 0 | 0 | 0 | 0 | 0 | 0 | 0 | 0 | 0 | 0 | 0 | 0 | 0 | 0 | 0 | 0 | 0 | 0 | 0 | 0 | 0 | 0 | 0 | 0 | 0 | 0 | 0 | 0 | 0 | 0 | 0 | 0 | 0 | 0 | 0 | 0 | 0 | 0 | 0 | 0 | 0 | 0 | 0 | 0 | 0 | 0 | 0 | 0 | 0 | 0 | 0 | 0 | 0 | 0 | 0 | 0 | 0 | 0 | 0 | 0 | 0 | 0 | 0 | 0 | 0 | 0 | 0 | 0 | 0 | 0 | 0 | 0 | 0 | 0 | 0 | 0 | 0 | 294
OR_Residential_LI - Single Family_Existing_Space Heating_Natural Gas_Furnace | OR | Residential | LI - Multi-Family | New | Water Heating | Natural Gas | Circulation Pump - High Efficiency | A | ORM247 | Standard circulation pump | High efficient circulation pump | 11.5 | 0 | 0 | 0 | 456.73 | 0 | 0 | 0 | 0.30173 | 0.45 | household | 1% | 5% | Retrofit | Retro1Slow | 84.81% | TBD | 0% | 0 |  | 0 |  | 0 | RTF Wkbk - ComResCirculatorPumps_3_0 | RTF Wkbk - ComResCirculatorPumps_3_0 | RTF Wkbk - ComResCirculatorPumps_3_0 | Standard circulation pump | Standard circulation pump | Standard circulation pump | Standard circulation pump | Standard circulation pump | Standard circulation pump | Standard circulation pump | Standard circulation pump | Standard circulation pump | Standard circulation pump | Standard circulation pump | Standard circulation pump | Standard circulation pump | Standard circulation pump | Standard circulation pump | Standard circulation pump | Standard circulation pump | Standard circulation pump | Standard circulation pump | Standard circulation pump | Standard circulation pump | Standard circulation pump | Standard circulation pump | Standard circulation pump | Standard circulation pump | Standard circulation pump | Standard circulation pump | High efficient circulation pump | High efficient circulation pump | High efficient circulation pump | High efficient circulation pump | High efficient circulation pump | High efficient circulation pump | High efficient circulation pump | High efficient circulation pump | High efficient circulation pump | High efficient circulation pump | High efficient circulation pump | High efficient circulation pump | High efficient circulation pump | High efficient circulation pump | High efficient circulation pump | High efficient circulation pump | High efficient circulation pump | High efficient circulation pump | High efficient circulation pump | High efficient circulation pump | High efficient circulation pump | High efficient circulation pump | High efficient circulation pump | High efficient circulation pump | High efficient circulation pump | High efficient circulation pump | High efficient circulation pump | 456.73 | 456.73 | 456.73 | 456.73 | 456.73 | 456.73 | 456.73 | 456.73 | 456.73 | 456.73 | 456.73 | 456.73 | 456.73 | 456.73 | 456.73 | 456.73 | 456.73 | 456.73 | 456.73 | 456.73 | 456.73 | 456.73 | 456.73 | 456.73 | 456.73 | 456.73 | 456.73 | 0 | 0 | 0 | 0 | 0 | 0 | 0 | 0 | 0 | 0 | 0 | 0 | 0 | 0 | 0 | 0 | 0 | 0 | 0 | 0 | 0 | 0 | 0 | 0 | 0 | 0 | 0 | 0 | 0 | 0 | 0 | 0 | 0 | 0 | 0 | 0 | 0 | 0 | 0 | 0 | 0 | 0 | 0 | 0 | 0 | 0 | 0 | 0 | 0 | 0 | 0 | 0 | 0 | 0 | 0 | 0 | 0 | 0 | 0 | 0 | 0 | 0 | 0 | 0 | 0 | 0 | 0 | 0 | 0 | 0 | 0 | 0 | 0 | 0 | 0 | 0 | 0 | 0.0117 | 0.034576 | 0.081942 | 0.1664 | 0.30243 | 0.50515 | 0.7859 | 1.1479 | 1.5808 | 2.0555 | 2.5228 | 2.9162 | 3.1291 | 3.1241 | 2.8508 | 2.3583 | 1.6572 | 0.80022 | 0 | 0 | 0 | 0 | 0 | 0 | 0 | 0.0117 | 0.046275 | 0.12822 | 0.29461 | 0.59704 | 1.1022 | 1.8881 | 3.036 | 4.6168 | 6.6723 | 9.1951 | 12.1113 | 15.2404 | 18.3645 | 21.2153 | 23.5736 | 25.2307 | 26.031 | 26.031 | 26.031 | 26.031 | 26.031 | 26.031 | 26.031 | 26.031 | 0 | 0 | 0 | 0 | 0 | 0 | 0 | 0 | 0 | 0 | 0 | 0 | 0 | 0 | 0 | 0 | 0 | 0 | 0 | 0 | 0 | 0 | 0 | 0 | 0 | 0 | 0 | 0 | 0 | 0 | 0 | 0 | 0 | 0 | 0 | 0 | 0 | 0 | 0 | 0 | 0 | 0 | 0 | 0 | 0 | 0 | 0 | 0 | 0 | 0 | 0.0099446 | 0.029389 | 0.069651 | 0.14144 | 0.25707 | 0.42938 | 0.66801 | 0.97572 | 1.3436 | 1.7472 | 2.1444 | 2.4787 | 2.6597 | 2.6555 | 2.4232 | 2.0045 | 1.4086 | 0.68018 | 0 | 0 | 0 | 0 | 0 | 0 | 0 | 0.0099446 | 0.039334 | 0.10898 | 0.25042 | 0.50749 | 0.93686 | 1.6049 | 2.5806 | 3.9242 | 5.6715 | 7.8158 | 10.2946 | 12.9543 | 15.6098 | 18.033 | 20.0376 | 21.4461 | 22.1263 | 22.1263 | 22.1263 | 22.1263 | 22.1263 | 22.1263 | 22.1263 | 22.1263 | 0 | 0 | 0 | 0 | 0 | 0 | 0 | 0 | 0 | 0 | 0 | 0 | 0 | 0 | 0 | 0 | 0 | 0 | 0 | 0 | 0 | 0 | 0 | 0 | 0 | 0 | 0 | 0 | 0 | 0 | 0 | 0 | 0 | 0 | 0 | 0 | 0 | 0 | 0 | 0 | 0 | 0 | 0 | 0 | 0 | 0 | 0 | 0 | 0 | 0 | 0 | 0 | 0 | 0 | 0 | 0 | 0 | 0 | 0 | 0 | 0 | 0 | 0 | 0 | 0 | 0 | 0 | 0 | 0 | 0 | 0 | 0 | 0 | 0 | 0 | 0 | 0 | 0 | 0 | 0 | 0 | 0 | 0 | 0 | 0 | 0 | 0 | 0 | 0 | 0 | 0 | 0 | 0 | 0 | 0 | 0 | 0 | 0 | 0 | 0 | 0 | 0 | 0 | 0 | 0 | 0 | 0 | 0 | 0 | 0 | 0 | 0 | 0 | 0 | 0 | 0 | 0 | 0 | 0 | 0 | 0 | 0 | 0 | 0 | 0 | 0 | 0 | 0 | 0 | 0 | 0 | 0 | 0 | 0 | 0 | 0 | 0 | 0 | 0 | 0 | 0 | 0 | 0 | 0 | 0 | 0 | 0 | 0 | 0 | 0 | 0 | 0 | 0 | 0 | 0 | 0 | 0 | 0 | 0 | 0 | 0 | 0 | 0 | 0 | 0 | 0 | 0 | 0 | 0 | 0 | 0 | 0 | 0 | 0 | 0 | 0 | 0 | 0 | 0 | 0 | 0 | 0 | 0 | 0 | 0 | 0 | 0 | 0 | 0 | 0 | 0 | 0 | 0 | 0 | 0 | 0 | 0 | 0 | 0 | 0 | 0 | 0 | 0 | 0 | 0 | 0 | 0 | 0 | 0 | 0 | 0 | 0 | 0 | 0 | 0 | 0 | 0 | 0 | 0 | 0 | 0 | 0 | 0 | 0 | 0 | 0 | 0 | 0 | 0 | 0 | 0 | 0 | 0 | 0 | 0 | 0 | 0 | 0 | 0 | 0 | 0 | 0 | 0 | 0 | 0 | 0 | 0 | 0 | 0 | 0 | 295
OR_Residential_LI - Single Family_Existing_Space Heating_Natural Gas_Furnace | OR | Residential | LI - Multi-Family | New | Space Heating | Natural Gas | Circulation Pump - Timer | A | ORM248 | Without controls | Controls added | 11.5 | 0 | 0 | 0 | 1074.28 | 0 | 0 | 0 | 0.30173 | 0.45 | complex | 0% | 10% | Retrofit | Retro1Slow | 84.81% | TBD | 0% | 670.7014 |  | 347.7145 |  | 0 | RTF Wkbk - ComResCirculatorPumps_3_0 | RTF Wkbk - ComResCirculatorPumps_3_0 | RTF Wkbk - ComResCirculatorPumps_3_0 | Without controls | Without controls | Without controls | Without controls | Without controls | Without controls | Without controls | Without controls | Without controls | Without controls | Without controls | Without controls | Without controls | Without controls | Without controls | Without controls | Without controls | Without controls | Without controls | Without controls | Without controls | Without controls | Without controls | Without controls | Without controls | Without controls | Without controls | Controls added | Controls added | Controls added | Controls added | Controls added | Controls added | Controls added | Controls added | Controls added | Controls added | Controls added | Controls added | Controls added | Controls added | Controls added | Controls added | Controls added | Controls added | Controls added | Controls added | Controls added | Controls added | Controls added | Controls added | Controls added | Controls added | Controls added | 1074.28 | 1074.28 | 1074.28 | 1074.28 | 1074.28 | 1074.28 | 1074.28 | 1074.28 | 1074.28 | 1074.28 | 1074.28 | 1074.28 | 1074.28 | 1074.28 | 1074.28 | 1074.28 | 1074.28 | 1074.28 | 1074.28 | 1074.28 | 1074.28 | 1074.28 | 1074.28 | 1074.28 | 1074.28 | 1074.28 | 1074.28 | 0 | 0 | 0 | 0 | 0 | 0 | 0 | 0 | 0 | 0 | 0 | 0 | 0 | 0 | 0 | 0 | 0 | 0 | 0 | 0 | 0 | 0 | 0 | 0 | 0 | 0 | 0 | 0 | 0 | 0 | 0 | 0 | 0 | 0 | 0 | 0 | 0 | 0 | 0 | 0 | 0 | 0 | 0 | 0 | 0 | 0 | 0 | 0 | 0 | 0 | 0 | 0 | 0 | 0 | 0 | 0 | 0 | 0 | 0 | 0 | 0 | 0 | 0 | 0 | 0 | 0 | 0 | 0 | 0 | 0 | 0 | 0 | 0 | 0 | 0 | 0 | 0 | 3.2055e-05 | 6.4076e-05 | 0.00011377 | 0.00018506 | 0.0002809 | 0.00040231 | 0.00054725 | 0.00070943 | 0.00087744 | 0.0010347 | 0.0011609 | 0.001235 | 0.001176 | 0.0010552 | 0.00084276 | 0.0005691 | 0.00024769 | 0 | 0 | 0 | 0 | 0 | 0 | 0 | 0 | 3.2055e-05 | 9.6131e-05 | 0.0002099 | 0.00039496 | 0.00067586 | 0.0010782 | 0.0016254 | 0.0023348 | 0.0032123 | 0.004247 | 0.0054079 | 0.0066428 | 0.0078189 | 0.0088741 | 0.0097169 | 0.010286 | 0.010534 | 0.010534 | 0.010534 | 0.010534 | 0.010534 | 0.010534 | 0.010534 | 0.010534 | 0.010534 | 0 | 0 | 0 | 0 | 0 | 0 | 0 | 0 | 0 | 0 | 0 | 0 | 0 | 0 | 0 | 0 | 0 | 0 | 0 | 0 | 0 | 0 | 0 | 0 | 0 | 0 | 0 | 0 | 0 | 0 | 0 | 0 | 0 | 0 | 0 | 0 | 0 | 0 | 0 | 0 | 0 | 0 | 0 | 0 | 0 | 0 | 0 | 0 | 0 | 0 | 2.7247e-05 | 5.4464e-05 | 9.6704e-05 | 0.0001573 | 0.00023876 | 0.00034196 | 0.00046516 | 0.00060301 | 0.00074582 | 0.0008795 | 0.00098675 | 0.0010497 | 0.00099963 | 0.00089696 | 0.00071635 | 0.00048374 | 0.00021054 | 0 | 0 | 0 | 0 | 0 | 0 | 0 | 0 | 2.7247e-05 | 8.1711e-05 | 0.00017842 | 0.00033572 | 0.00057448 | 0.00091644 | 0.0013816 | 0.0019846 | 0.0027304 | 0.0036099 | 0.0045967 | 0.0056464 | 0.006646 | 0.007543 | 0.0082593 | 0.0087431 | 0.0089536 | 0.0089536 | 0.0089536 | 0.0089536 | 0.0089536 | 0.0089536 | 0.0089536 | 0.0089536 | 0.0089536 | 0 | 0 | 0 | 0 | 0 | 0 | 0 | 0 | 0 | 0 | 0 | 0 | 0 | 0 | 0 | 0 | 0 | 0 | 0 | 0 | 0 | 0 | 0 | 0 | 0 | 0 | 0 | 0 | 0 | 0 | 0 | 0 | 0 | 0 | 0 | 0 | 0 | 0 | 0 | 0 | 0 | 0 | 0 | 0 | 0 | 0 | 0 | 0 | 0 | 0 | 2.7247e-05 | 5.4464e-05 | 9.6704e-05 | 0.0001573 | 0.00023876 | 0.00034196 | 0.00046516 | 0.00060301 | 0.00074582 | 0.0008795 | 0.00098675 | 0.0010497 | 0.00099963 | 0.00089696 | 0.00071635 | 0.00048374 | 0.00021054 | 0 | 0 | 0 | 0 | 0 | 0 | 0 | 0 | 2.7247e-05 | 8.1711e-05 | 0.00017842 | 0.00033572 | 0.00057448 | 0.00091644 | 0.0013816 | 0.0019846 | 0.0027304 | 0.0036099 | 0.0045967 | 0.0056464 | 0.006646 | 0.007543 | 0.0082593 | 0.0087431 | 0.0089536 | 0.0089536 | 0.0089536 | 0.0089536 | 0.0089536 | 0.0089536 | 0.0089536 | 0.0089536 | 0.0089536 | 0 | 0 | 0 | 0 | 0 | 0 | 0 | 0 | 0 | 0 | 0 | 0 | 0 | 0 | 0 | 0 | 0 | 0 | 0 | 0 | 0 | 0 | 0 | 0 | 0 | 0 | 0 | 0 | 0 | 0 | 0 | 0 | 0 | 0 | 0 | 0 | 0 | 0 | 0 | 0 | 0 | 0 | 0 | 0 | 0 | 0 | 0 | 0 | 0 | 0 | 2.7247e-05 | 5.4464e-05 | 9.6704e-05 | 0.0001573 | 0.00023876 | 0.00034196 | 0.00046516 | 0.00060301 | 0.00074582 | 0.0008795 | 0.00098675 | 0.0010497 | 0.00099963 | 0.00089696 | 0.00071635 | 0.00048374 | 0.00021054 | 0 | 0 | 0 | 0 | 0 | 0 | 0 | 0 | 2.7247e-05 | 8.1711e-05 | 0.00017842 | 0.00033572 | 0.00057448 | 0.00091644 | 0.0013816 | 0.0019846 | 0.0027304 | 0.0036099 | 0.0045967 | 0.0056464 | 0.006646 | 0.007543 | 0.0082593 | 0.0087431 | 0.0089536 | 0.0089536 | 0.0089536 | 0.0089536 | 0.0089536 | 0.0089536 | 0.0089536 | 0.0089536 | 0.0089536 | 671.6345 | 671.3582 | 671.1513 | 670.9835 | 670.8784 | 670.8026 | 670.7453 | 670.7005 | 670.6645 | 670.6349 | 670.5892 | 670.5443 | 670.505 | 670.4726 | 670.4476 | 670.4278 | 670.4122 | 670.3734 | 670.3566 | 670.3492 | 670.3464 | 670.3469 | 670.3469 | 670.3469 | 670.3469 | 348.1983 | 348.055 | 347.9478 | 347.8608 | 347.8063 | 347.767 | 347.7373 | 347.7141 | 347.6954 | 347.68 | 347.6564 | 347.6331 | 347.6127 | 347.5959 | 347.5829 | 347.5727 | 347.5646 | 347.5445 | 347.5358 | 347.5319 | 347.5305 | 347.5308 | 347.5308 | 347.5308 | 347.5308 | 296
OR_Residential_LI - Single Family_Existing_Space Heating_Natural Gas_Furnace | OR | Residential | LI - Multi-Family | New | Water Heating | Natural Gas | Circulation Pump - Timer | A | ORM249 | Without controls | Controls added | 11.5 | 273.0375 | 0 | 0 | 1074.28 | 0 | 0 | 0 | 0.30173 | 0.45 | complex | 0% | 10% | Retrofit | Retro1Slow | 84.81% | TBD | 0% | 670.7014 |  | 347.7145 |  | 0.00084867 | RTF Wkbk - ComResCirculatorPumps_3_0 | RTF Wkbk - ComResCirculatorPumps_3_0 | RTF Wkbk - ComResCirculatorPumps_3_0 | Without controls | Without controls | Without controls | Without controls | Without controls | Without controls | Without controls | Without controls | Without controls | Without controls | Without controls | Without controls | Without controls | Without controls | Without controls | Without controls | Without controls | Without controls | Without controls | Without controls | Without controls | Without controls | Without controls | Without controls | Without controls | Without controls | Without controls | Controls added | Controls added | Controls added | Controls added | Controls added | Controls added | Controls added | Controls added | Controls added | Controls added | Controls added | Controls added | Controls added | Controls added | Controls added | Controls added | Controls added | Controls added | Controls added | Controls added | Controls added | Controls added | Controls added | Controls added | Controls added | Controls added | Controls added | 1074.28 | 1074.28 | 1074.28 | 1074.28 | 1074.28 | 1074.28 | 1074.28 | 1074.28 | 1074.28 | 1074.28 | 1074.28 | 1074.28 | 1074.28 | 1074.28 | 1074.28 | 1074.28 | 1074.28 | 1074.28 | 1074.28 | 1074.28 | 1074.28 | 1074.28 | 1074.28 | 1074.28 | 1074.28 | 1074.28 | 1074.28 | 0 | 0 | 273.0784 | 273.1018 | 273.0691 | 272.9924 | 272.8711 | 272.7339 | 272.6003 | 272.4861 | 272.4015 | 272.3507 | 272.3411 | 272.3607 | 272.4005 | 272.4528 | 272.5112 | 272.5799 | 272.649 | 272.7209 | 272.7784 | 272.8273 | 272.8701 | 272.908 | 272.943 | 272.9751 | 273.0049 | 0.0009984 | 0.0029508 | 0.0069925 | 0.014195 | 0.025789 | 0.043054 | 0.066949 | 0.097746 | 0.13456 | 0.17495 | 0.21471 | 0.2482 | 0.26637 | 0.26599 | 0.24278 | 0.20088 | 0.14119 | 0.068199 | 0 | 0 | 0 | 0 | 0 | 0 | 0 | 0.0009984 | 0.0039493 | 0.010941 | 0.025134 | 0.050911 | 0.093939 | 0.16084 | 0.25852 | 0.393 | 0.56788 | 0.78256 | 1.0308 | 1.2973 | 1.5636 | 1.8067 | 2.008 | 2.1497 | 2.2185 | 2.219 | 2.2194 | 2.2197 | 2.22 | 2.2203 | 2.2206 | 2.2208 | 0.0036561 | 0.010805 | 0.025607 | 0.051999 | 0.094509 | 0.15786 | 0.24559 | 0.35872 | 0.49399 | 0.64236 | 0.78837 | 0.9113 | 0.97785 | 0.97628 | 0.89089 | 0.73696 | 0.51786 | 0.25007 | 0 | 0 | 0 | 0 | 0 | 0 | 0 | 0.0036561 | 0.014461 | 0.040068 | 0.092067 | 0.18658 | 0.34444 | 0.59003 | 0.94875 | 1.4427 | 2.0851 | 2.8735 | 3.7848 | 4.7626 | 5.7389 | 6.6298 | 7.3667 | 7.8846 | 8.1347 | 8.1347 | 8.1347 | 8.1347 | 8.1347 | 8.1347 | 8.1347 | 8.1347 | 0.00084867 | 0.0025084 | 0.0059445 | 0.012069 | 0.021928 | 0.036611 | 0.056935 | 0.083132 | 0.11445 | 0.1488 | 0.18262 | 0.21112 | 0.22656 | 0.22624 | 0.20649 | 0.17085 | 0.12008 | 0.057999 | 0 | 0 | 0 | 0 | 0 | 0 | 0 | 0.00084867 | 0.0033572 | 0.0093015 | 0.021369 | 0.043289 | 0.079882 | 0.13678 | 0.21987 | 0.33426 | 0.48302 | 0.66563 | 0.87679 | 1.1035 | 1.3299 | 1.5366 | 1.7078 | 1.8283 | 1.8867 | 1.887 | 1.8873 | 1.8876 | 1.8878 | 1.888 | 1.8882 | 1.8884 | 0.0031077 | 0.0091842 | 0.021766 | 0.044199 | 0.080333 | 0.13418 | 0.20875 | 0.30491 | 0.41989 | 0.546 | 0.67012 | 0.77461 | 0.83117 | 0.82984 | 0.75725 | 0.62642 | 0.44018 | 0.21256 | 0 | 0 | 0 | 0 | 0 | 0 | 0 | 0.0031077 | 0.012292 | 0.034058 | 0.078257 | 0.15859 | 0.29277 | 0.50152 | 0.80644 | 1.2263 | 1.7723 | 2.4424 | 3.2171 | 4.0482 | 4.8781 | 5.6353 | 6.2617 | 6.7019 | 6.9145 | 6.9145 | 6.9145 | 6.9145 | 6.9145 | 6.9145 | 6.9145 | 6.9145 | 0.00084867 | 0.0025084 | 0.0059445 | 0.012069 | 0.021928 | 0.036611 | 0.056935 | 0.083132 | 0.11445 | 0.1488 | 0.18262 | 0.21112 | 0.22656 | 0.22624 | 0.20649 | 0.17085 | 0.12008 | 0.057999 | 0 | 0 | 0 | 0 | 0 | 0 | 0 | 0.00084867 | 0.0033572 | 0.0093015 | 0.021369 | 0.043289 | 0.079882 | 0.13678 | 0.21987 | 0.33426 | 0.48302 | 0.66563 | 0.87679 | 1.1035 | 1.3299 | 1.5366 | 1.7078 | 1.8283 | 1.8867 | 1.887 | 1.8873 | 1.8876 | 1.8878 | 1.888 | 1.8882 | 1.8884 | 0.0031077 | 0.0091842 | 0.021766 | 0.044199 | 0.080333 | 0.13418 | 0.20875 | 0.30491 | 0.41989 | 0.546 | 0.67012 | 0.77461 | 0.83117 | 0.82984 | 0.75725 | 0.62642 | 0.44018 | 0.21256 | 0 | 0 | 0 | 0 | 0 | 0 | 0 | 0.0031077 | 0.012292 | 0.034058 | 0.078257 | 0.15859 | 0.29277 | 0.50152 | 0.80644 | 1.2263 | 1.7723 | 2.4424 | 3.2171 | 4.0482 | 4.8781 | 5.6353 | 6.2617 | 6.7019 | 6.9145 | 6.9145 | 6.9145 | 6.9145 | 6.9145 | 6.9145 | 6.9145 | 6.9145 | 0.00084867 | 0.0025084 | 0.0059445 | 0.012069 | 0.021928 | 0.036611 | 0.056935 | 0.083132 | 0.11445 | 0.1488 | 0.18262 | 0.21112 | 0.22656 | 0.22624 | 0.20649 | 0.17085 | 0.12008 | 0.057999 | 0 | 0 | 0 | 0 | 0 | 0 | 0 | 0.00084867 | 0.0033572 | 0.0093015 | 0.021369 | 0.043289 | 0.079882 | 0.13678 | 0.21987 | 0.33426 | 0.48302 | 0.66563 | 0.87679 | 1.1035 | 1.3299 | 1.5366 | 1.7078 | 1.8283 | 1.8867 | 1.887 | 1.8873 | 1.8876 | 1.8878 | 1.888 | 1.8882 | 1.8884 | 0.0031077 | 0.0091842 | 0.021766 | 0.044199 | 0.080333 | 0.13418 | 0.20875 | 0.30491 | 0.41989 | 0.546 | 0.67012 | 0.77461 | 0.83117 | 0.82984 | 0.75725 | 0.62642 | 0.44018 | 0.21256 | 0 | 0 | 0 | 0 | 0 | 0 | 0 | 0.0031077 | 0.012292 | 0.034058 | 0.078257 | 0.15859 | 0.29277 | 0.50152 | 0.80644 | 1.2263 | 1.7723 | 2.4424 | 3.2171 | 4.0482 | 4.8781 | 5.6353 | 6.2617 | 6.7019 | 6.9145 | 6.9145 | 6.9145 | 6.9145 | 6.9145 | 6.9145 | 6.9145 | 6.9145 | 671.6345 | 671.3582 | 671.1513 | 670.9835 | 670.8784 | 670.8026 | 670.7453 | 670.7005 | 670.6645 | 670.6349 | 670.5892 | 670.5443 | 670.505 | 670.4726 | 670.4476 | 670.4278 | 670.4122 | 670.3734 | 670.3566 | 670.3492 | 670.3464 | 670.3469 | 670.3469 | 670.3469 | 670.3469 | 348.1983 | 348.055 | 347.9478 | 347.8608 | 347.8063 | 347.767 | 347.7373 | 347.7141 | 347.6954 | 347.68 | 347.6564 | 347.6331 | 347.6127 | 347.5959 | 347.5829 | 347.5727 | 347.5646 | 347.5445 | 347.5358 | 347.5319 | 347.5305 | 347.5308 | 347.5308 | 347.5308 | 347.5308 | 297
OR_Residential_LI - Single Family_Existing_Space Heating_Natural Gas_Furnace | OR | Residential | LI - Multi-Family | New | Water Heating | Natural Gas | Clothes Washer - ENERGY STAR (8.0) | A | ORM250 | MEF 1.87 | Energy Star Washer | 14.2 | 5.3271 | 0 | 0 | 63.39 | 0 | 0 | 0 | 0.30173 | 0.45 | household | 55% | 99% | Retrofit | Retro12Med | 75.44% | TBD | 0% | 1746.3625 |  | 905.374 |  | 0.024851 | RTF Workbook - ResClothesWashers_v8_0 | RTF Workbook - ResClothesWashers_v8_0 | RTF Workbook - ResClothesWashers_v8_0 | MEF 1.87 | MEF 1.87 | MEF 1.87 | MEF 1.87 | MEF 1.87 | MEF 1.87 | MEF 1.87 | MEF 1.87 | MEF 1.87 | MEF 1.87 | MEF 1.87 | MEF 1.87 | MEF 1.87 | MEF 1.87 | MEF 1.87 | MEF 1.87 | MEF 1.87 | MEF 1.87 | MEF 1.87 | MEF 1.87 | MEF 1.87 | MEF 1.87 | MEF 1.87 | MEF 1.87 | MEF 1.87 | MEF 1.87 | MEF 1.87 | Energy Star Washer | Energy Star Washer | Energy Star Washer | Energy Star Washer | Energy Star Washer | Energy Star Washer | Energy Star Washer | Energy Star Washer | Energy Star Washer | Energy Star Washer | Energy Star Washer | Energy Star Washer | Energy Star Washer | Energy Star Washer | Energy Star Washer | Energy Star Washer | Energy Star Washer | Energy Star Washer | Energy Star Washer | Energy Star Washer | Energy Star Washer | Energy Star Washer | Energy Star Washer | Energy Star Washer | Energy Star Washer | Energy Star Washer | Energy Star Washer | 63.39 | 63.39 | 63.39 | 63.39 | 63.39 | 63.39 | 63.39 | 63.39 | 63.39 | 63.39 | 63.39 | 63.39 | 63.39 | 63.39 | 63.39 | 63.39 | 63.39 | 63.39 | 63.39 | 63.39 | 63.39 | 63.39 | 63.39 | 63.39 | 63.39 | 63.39 | 63.39 | 0 | 0 | 5.3259 | 5.3233 | 5.3165 | 5.304 | 5.284 | 5.2556 | 5.2186 | 5.1734 | 5.1216 | 5.0653 | 5.007 | 4.9489 | 4.8935 | 4.8427 | 4.7977 | 4.7593 | 4.7239 | 4.6916 | 4.6615 | 4.6309 | 4.6 | 4.5693 | 4.5387 | 4.5087 | 4.4794 | 0.029234 | 0.043199 | 0.057587 | 0.071722 | 0.085557 | 0.08932 | 0.08115 | 0.072513 | 0.063942 | 0.055787 | 0.048259 | 0.041464 | 0.035436 | 0.030159 | 0.025586 | 0 | 0 | 0 | 0 | 0 | 0 | 0 | 0 | 0 | 0 | 0.029234 | 0.072419 | 0.12991 | 0.20133 | 0.28613 | 0.37391 | 0.45242 | 0.52102 | 0.57975 | 0.62916 | 0.67018 | 0.70387 | 0.73143 | 0.75399 | 0.77257 | 0.76639 | 0.76069 | 0.75548 | 0.75063 | 0.74571 | 0.74074 | 0.73578 | 0.73087 | 0.72603 | 0.72131 | 5.489 | 8.1152 | 10.8318 | 13.5222 | 16.1918 | 16.9952 | 15.5502 | 14.0165 | 12.4847 | 11.0136 | 9.6385 | 8.3784 | 7.2414 | 6.2278 | 5.3329 | 0 | 0 | 0 | 0 | 0 | 0 | 0 | 0 | 0 | 0 | 5.489 | 13.6042 | 24.436 | 37.9582 | 54.15 | 71.1452 | 86.6954 | 100.7119 | 113.1966 | 124.2102 | 133.8487 | 142.2271 | 149.4685 | 155.6963 | 161.0291 | 161.0291 | 161.0291 | 161.0291 | 161.0291 | 161.0291 | 161.0291 | 161.0291 | 161.0291 | 161.0291 | 161.0291 | 0.024851 | 0.036728 | 0.048972 | 0.061016 | 0.072829 | 0.076095 | 0.069209 | 0.061925 | 0.05469 | 0.047795 | 0.041419 | 0.035651 | 0.030522 | 0.026019 | 0.022106 | 0 | 0 | 0 | 0 | 0 | 0 | 0 | 0 | 0 | 0 | 0.024851 | 0.06157 | 0.11048 | 0.17128 | 0.24356 | 0.31855 | 0.38585 | 0.44495 | 0.49586 | 0.53903 | 0.57519 | 0.6052 | 0.62999 | 0.65048 | 0.66749 | 0.663 | 0.65887 | 0.65509 | 0.65159 | 0.64802 | 0.64443 | 0.64085 | 0.63729 | 0.63379 | 0.63039 | 4.6656 | 6.8979 | 9.207 | 11.4939 | 13.7631 | 14.4459 | 13.2177 | 11.914 | 10.612 | 9.3616 | 8.1927 | 7.1217 | 6.1552 | 5.2936 | 4.5329 | 0 | 0 | 0 | 0 | 0 | 0 | 0 | 0 | 0 | 0 | 4.6656 | 11.5635 | 20.7706 | 32.2645 | 46.0275 | 60.4734 | 73.6911 | 85.6051 | 96.2171 | 105.5787 | 113.7714 | 120.893 | 127.0482 | 132.3418 | 136.8748 | 136.8748 | 136.8748 | 136.8748 | 136.8748 | 136.8748 | 136.8748 | 136.8748 | 136.8748 | 136.8748 | 136.8748 | 0 | 0 | 0 | 0 | 0 | 0 | 0 | 0 | 0 | 0 | 0 | 0 | 0 | 0 | 0 | 0 | 0 | 0 | 0 | 0 | 0 | 0 | 0 | 0 | 0 | 0 | 0 | 0 | 0 | 0 | 0 | 0 | 0 | 0 | 0 | 0 | 0 | 0 | 0 | 0 | 0 | 0 | 0 | 0 | 0 | 0 | 0 | 0 | 0 | 0 | 0 | 0 | 0 | 0 | 0 | 0 | 0 | 0 | 0 | 0 | 0 | 0 | 0 | 0 | 0 | 0 | 0 | 0 | 0 | 0 | 0 | 0 | 0 | 0 | 0 | 0 | 0 | 0 | 0 | 0 | 0 | 0 | 0 | 0 | 0 | 0 | 0 | 0 | 0 | 0 | 0 | 0 | 0 | 0 | 0 | 0 | 0 | 0 | 0 | 0 | 0.024851 | 0.036728 | 0.048972 | 0.061016 | 0.072829 | 0.076095 | 0.069209 | 0.061925 | 0.05469 | 0.047795 | 0.041419 | 0.035651 | 0.030522 | 0.026019 | 0.022106 | 0 | 0 | 0 | 0 | 0 | 0 | 0 | 0 | 0 | 0 | 0.024851 | 0.06157 | 0.11048 | 0.17128 | 0.24356 | 0.31855 | 0.38585 | 0.44495 | 0.49586 | 0.53903 | 0.57519 | 0.6052 | 0.62999 | 0.65048 | 0.66749 | 0.663 | 0.65887 | 0.65509 | 0.65159 | 0.64802 | 0.64443 | 0.64085 | 0.63729 | 0.63379 | 0.63039 | 4.6656 | 6.8979 | 9.207 | 11.4939 | 13.7631 | 14.4459 | 13.2177 | 11.914 | 10.612 | 9.3616 | 8.1927 | 7.1217 | 6.1552 | 5.2936 | 4.5329 | 0 | 0 | 0 | 0 | 0 | 0 | 0 | 0 | 0 | 0 | 4.6656 | 11.5635 | 20.7706 | 32.2645 | 46.0275 | 60.4734 | 73.6911 | 85.6051 | 96.2171 | 105.5787 | 113.7714 | 120.893 | 127.0482 | 132.3418 | 136.8748 | 136.8748 | 136.8748 | 136.8748 | 136.8748 | 136.8748 | 136.8748 | 136.8748 | 136.8748 | 136.8748 | 136.8748 | 1748.7921 | 1748.0726 | 1747.5338 | 1747.0969 | 1746.8234 | 1746.626 | 1746.4769 | 1746.3601 | 1746.2663 | 1746.1893 | 1746.0705 | 1745.9534 | 1745.8511 | 1745.7668 | 1745.7016 | 1745.6502 | 1745.6094 | 1745.5086 | 1745.4647 | 1745.4454 | 1745.4381 | 1745.4396 | 1745.4396 | 1745.4396 | 1745.4396 | 906.6336 | 906.2606 | 905.9813 | 905.7548 | 905.613 | 905.5106 | 905.4333 | 905.3728 | 905.3242 | 905.2842 | 905.2226 | 905.1619 | 905.1089 | 905.0652 | 905.0314 | 905.0047 | 904.9836 | 904.9313 | 904.9086 | 904.8985 | 904.8948 | 904.8955 | 904.8955 | 904.8955 | 904.8955 | 298
OR_Residential_LI - Single Family_Existing_Space Heating_Natural Gas_Furnace | OR | Residential | LI - Multi-Family | New | Appliances | Natural Gas | Clothes Washer - ENERGY STAR (8.0) | A | ORM251 | MEF 1.87 | Energy Star Washer | 14.2 | 2.4017 | 0 | 0 | 63.39 | 0 | 0 | 0 | 0.30173 | 0.45 | household | 55% | 99% | Retrofit | Retro12Med | 75.44% | TBD | 0% | 1746.3625 |  | 905.374 |  | 0 | RTF Workbook - ResClothesWashers_v8_0 | RTF Workbook - ResClothesWashers_v8_0 | RTF Workbook - ResClothesWashers_v8_0 | MEF 1.87 | MEF 1.87 | MEF 1.87 | MEF 1.87 | MEF 1.87 | MEF 1.87 | MEF 1.87 | MEF 1.87 | MEF 1.87 | MEF 1.87 | MEF 1.87 | MEF 1.87 | MEF 1.87 | MEF 1.87 | MEF 1.87 | MEF 1.87 | MEF 1.87 | MEF 1.87 | MEF 1.87 | MEF 1.87 | MEF 1.87 | MEF 1.87 | MEF 1.87 | MEF 1.87 | MEF 1.87 | MEF 1.87 | MEF 1.87 | Energy Star Washer | Energy Star Washer | Energy Star Washer | Energy Star Washer | Energy Star Washer | Energy Star Washer | Energy Star Washer | Energy Star Washer | Energy Star Washer | Energy Star Washer | Energy Star Washer | Energy Star Washer | Energy Star Washer | Energy Star Washer | Energy Star Washer | Energy Star Washer | Energy Star Washer | Energy Star Washer | Energy Star Washer | Energy Star Washer | Energy Star Washer | Energy Star Washer | Energy Star Washer | Energy Star Washer | Energy Star Washer | Energy Star Washer | Energy Star Washer | 63.39 | 63.39 | 63.39 | 63.39 | 63.39 | 63.39 | 63.39 | 63.39 | 63.39 | 63.39 | 63.39 | 63.39 | 63.39 | 63.39 | 63.39 | 63.39 | 63.39 | 63.39 | 63.39 | 63.39 | 63.39 | 63.39 | 63.39 | 63.39 | 63.39 | 63.39 | 63.39 | 0 | 0 | 0 | 0 | 0 | 0 | 0 | 0 | 0 | 0 | 0 | 0 | 0 | 0 | 0 | 0 | 0 | 0 | 0 | 0 | 0 | 0 | 0 | 0 | 0 | 0 | 0 | 0 | 0 | 0 | 0 | 0 | 0 | 0 | 0 | 0 | 0 | 0 | 0 | 0 | 0 | 0 | 0 | 0 | 0 | 0 | 0 | 0 | 0 | 0 | 0 | 0 | 0 | 0 | 0 | 0 | 0 | 0 | 0 | 0 | 0 | 0 | 0 | 0 | 0 | 0 | 0 | 0 | 0 | 0 | 0 | 0 | 0 | 0 | 0 | 0 | 0 | 0.048125 | 0.048125 | 0.048125 | 0.048125 | 0.048125 | 0.043312 | 0.03465 | 0.02772 | 0.022176 | 0.017741 | 0.014193 | 0.011354 | 0.0090833 | 0.0072666 | 0.0058133 | 0 | 0 | 0 | 0 | 0 | 0 | 0 | 0 | 0 | 0 | 0.048125 | 0.09625 | 0.14437 | 0.1925 | 0.24062 | 0.28394 | 0.31859 | 0.34631 | 0.36848 | 0.38622 | 0.40042 | 0.41177 | 0.42085 | 0.42812 | 0.43393 | 0.43393 | 0.43393 | 0.43393 | 0.43393 | 0.43393 | 0.43393 | 0.43393 | 0.43393 | 0.43393 | 0.43393 | 0 | 0 | 0 | 0 | 0 | 0 | 0 | 0 | 0 | 0 | 0 | 0 | 0 | 0 | 0 | 0 | 0 | 0 | 0 | 0 | 0 | 0 | 0 | 0 | 0 | 0 | 0 | 0 | 0 | 0 | 0 | 0 | 0 | 0 | 0 | 0 | 0 | 0 | 0 | 0 | 0 | 0 | 0 | 0 | 0 | 0 | 0 | 0 | 0 | 0 | 0.040906 | 0.040906 | 0.040906 | 0.040906 | 0.040906 | 0.036815 | 0.029452 | 0.023562 | 0.01885 | 0.01508 | 0.012064 | 0.009651 | 0.0077208 | 0.0061766 | 0.0049413 | 0 | 0 | 0 | 0 | 0 | 0 | 0 | 0 | 0 | 0 | 0.040906 | 0.081812 | 0.12272 | 0.16362 | 0.20453 | 0.24135 | 0.2708 | 0.29436 | 0.31321 | 0.32829 | 0.34035 | 0.35 | 0.35772 | 0.3639 | 0.36884 | 0.36884 | 0.36884 | 0.36884 | 0.36884 | 0.36884 | 0.36884 | 0.36884 | 0.36884 | 0.36884 | 0.36884 | 0 | 0 | 0 | 0 | 0 | 0 | 0 | 0 | 0 | 0 | 0 | 0 | 0 | 0 | 0 | 0 | 0 | 0 | 0 | 0 | 0 | 0 | 0 | 0 | 0 | 0 | 0 | 0 | 0 | 0 | 0 | 0 | 0 | 0 | 0 | 0 | 0 | 0 | 0 | 0 | 0 | 0 | 0 | 0 | 0 | 0 | 0 | 0 | 0 | 0 | 0 | 0 | 0 | 0 | 0 | 0 | 0 | 0 | 0 | 0 | 0 | 0 | 0 | 0 | 0 | 0 | 0 | 0 | 0 | 0 | 0 | 0 | 0 | 0 | 0 | 0 | 0 | 0 | 0 | 0 | 0 | 0 | 0 | 0 | 0 | 0 | 0 | 0 | 0 | 0 | 0 | 0 | 0 | 0 | 0 | 0 | 0 | 0 | 0 | 0 | 0 | 0 | 0 | 0 | 0 | 0 | 0 | 0 | 0 | 0 | 0 | 0 | 0 | 0 | 0 | 0 | 0 | 0 | 0 | 0 | 0 | 0 | 0 | 0 | 0 | 0 | 0 | 0 | 0 | 0 | 0 | 0 | 0 | 0 | 0 | 0 | 0 | 0 | 0 | 0 | 0 | 0 | 0 | 0 | 0 | 0 | 0 | 0 | 0 | 0 | 0.040906 | 0.040906 | 0.040906 | 0.040906 | 0.040906 | 0.036815 | 0.029452 | 0.023562 | 0.01885 | 0.01508 | 0.012064 | 0.009651 | 0.0077208 | 0.0061766 | 0.0049413 | 0 | 0 | 0 | 0 | 0 | 0 | 0 | 0 | 0 | 0 | 0.040906 | 0.081812 | 0.12272 | 0.16362 | 0.20453 | 0.24135 | 0.2708 | 0.29436 | 0.31321 | 0.32829 | 0.34035 | 0.35 | 0.35772 | 0.3639 | 0.36884 | 0.36884 | 0.36884 | 0.36884 | 0.36884 | 0.36884 | 0.36884 | 0.36884 | 0.36884 | 0.36884 | 0.36884 | 1748.7921 | 1748.0726 | 1747.5338 | 1747.0969 | 1746.8234 | 1746.626 | 1746.4769 | 1746.3601 | 1746.2663 | 1746.1893 | 1746.0705 | 1745.9534 | 1745.8511 | 1745.7668 | 1745.7016 | 1745.6502 | 1745.6094 | 1745.5086 | 1745.4647 | 1745.4454 | 1745.4381 | 1745.4396 | 1745.4396 | 1745.4396 | 1745.4396 | 906.6336 | 906.2606 | 905.9813 | 905.7548 | 905.613 | 905.5106 | 905.4333 | 905.3728 | 905.3242 | 905.2842 | 905.2226 | 905.1619 | 905.1089 | 905.0652 | 905.0314 | 905.0047 | 904.9836 | 904.9313 | 904.9086 | 904.8985 | 904.8948 | 904.8955 | 904.8955 | 904.8955 | 904.8955 | 299
OR_Residential_LI - Single Family_Existing_Space Heating_Natural Gas_Furnace | OR | Residential | LI - Multi-Family | New | Water Heating | Natural Gas | Dishwasher ENERGY STAR (6.0) | A | ORM252 | Standard efficiency dishwasher | Dishwasher meeting ENERGY STAR (6.0) specification | 11 | 0.89078 | 0 | 0 | 80.44 | 0 | 0 | 0 | 0.30173 | 0.45 | household | 55% | 99% | Retrofit | Retro12Med | 75.44% | TBD | 0% | 15909.2611 |  | 8247.9048 |  | 0.0041428 | IL TRM - 5.1.4 - RS-APL-ESDI-V07-220101 | IL TRM - 5.1.4 - RS-APL-ESDI-V07-220101 | IL TRM - 5.1.4 - RS-APL-ESDI-V07-220101 | Standard efficiency dishwasher | Standard efficiency dishwasher | Standard efficiency dishwasher | Standard efficiency dishwasher | Standard efficiency dishwasher | Standard efficiency dishwasher | Standard efficiency dishwasher | Standard efficiency dishwasher | Standard efficiency dishwasher | Standard efficiency dishwasher | Standard efficiency dishwasher | Standard efficiency dishwasher | Standard efficiency dishwasher | Standard efficiency dishwasher | Standard efficiency dishwasher | Standard efficiency dishwasher | Standard efficiency dishwasher | Standard efficiency dishwasher | Standard efficiency dishwasher | Standard efficiency dishwasher | Standard efficiency dishwasher | Standard efficiency dishwasher | Standard efficiency dishwasher | Standard efficiency dishwasher | Standard efficiency dishwasher | Standard efficiency dishwasher | Standard efficiency dishwasher | Dishwasher meeting ENERGY STAR (6.0) specification | Dishwasher meeting ENERGY STAR (6.0) specification | Dishwasher meeting ENERGY STAR (6.0) specification | Dishwasher meeting ENERGY STAR (6.0) specification | Dishwasher meeting ENERGY STAR (6.0) specification | Dishwasher meeting ENERGY STAR (6.0) specification | Dishwasher meeting ENERGY STAR (6.0) specification | Dishwasher meeting ENERGY STAR (6.0) specification | Dishwasher meeting ENERGY STAR (6.0) specification | Dishwasher meeting ENERGY STAR (6.0) specification | Dishwasher meeting ENERGY STAR (6.0) specification | Dishwasher meeting ENERGY STAR (6.0) specification | Dishwasher meeting ENERGY STAR (6.0) specification | Dishwasher meeting ENERGY STAR (6.0) specification | Dishwasher meeting ENERGY STAR (6.0) specification | Dishwasher meeting ENERGY STAR (6.0) specification | Dishwasher meeting ENERGY STAR (6.0) specification | Dishwasher meeting ENERGY STAR (6.0) specification | Dishwasher meeting ENERGY STAR (6.0) specification | Dishwasher meeting ENERGY STAR (6.0) specification | Dishwasher meeting ENERGY STAR (6.0) specification | Dishwasher meeting ENERGY STAR (6.0) specification | Dishwasher meeting ENERGY STAR (6.0) specification | Dishwasher meeting ENERGY STAR (6.0) specification | Dishwasher meeting ENERGY STAR (6.0) specification | Dishwasher meeting ENERGY STAR (6.0) specification | Dishwasher meeting ENERGY STAR (6.0) specification | 80.44 | 80.44 | 80.44 | 80.44 | 80.44 | 80.44 | 80.44 | 80.44 | 80.44 | 80.44 | 80.44 | 80.44 | 80.44 | 80.44 | 80.44 | 80.44 | 80.44 | 80.44 | 80.44 | 80.44 | 80.44 | 80.44 | 80.44 | 80.44 | 80.44 | 80.44 | 80.44 | 0 | 0 | 0.88738 | 0.88426 | 0.88045 | 0.87552 | 0.86909 | 0.86121 | 0.85199 | 0.84149 | 0.83001 | 0.81796 | 0.80538 | 0.7928 | 0.78069 | 0.76941 | 0.75916 | 0.75023 | 0.74185 | 0.73338 | 0.72568 | 0.71808 | 0.71072 | 0.70359 | 0.69669 | 0.69 | 0.68355 | 0.0048708 | 0.0071759 | 0.0095368 | 0.011839 | 0.014072 | 0.014636 | 0.013249 | 0.011795 | 0.010362 | 0.0090086 | 0.0077626 | 0.0022908 | 0 | 0 | 0 | 0 | 0 | 0 | 0 | 0 | 0 | 0 | 0 | 0 | 0 | 0.0048708 | 0.01203 | 0.021515 | 0.033233 | 0.047061 | 0.061271 | 0.073864 | 0.084748 | 0.093954 | 0.1016 | 0.1078 | 0.10841 | 0.10675 | 0.10521 | 0.10381 | 0.10258 | 0.10144 | 0.10028 | 0.099227 | 0.098189 | 0.097182 | 0.096208 | 0.095264 | 0.094349 | 0.093467 | 5.489 | 8.1152 | 10.8318 | 13.5222 | 16.1918 | 16.9952 | 15.5502 | 14.0165 | 12.4847 | 11.0136 | 9.6385 | 2.8894 | 0 | 0 | 0 | 0 | 0 | 0 | 0 | 0 | 0 | 0 | 0 | 0 | 0 | 5.489 | 13.6042 | 24.436 | 37.9582 | 54.15 | 71.1452 | 86.6954 | 100.7119 | 113.1966 | 124.2102 | 133.8487 | 136.7381 | 136.7381 | 136.7381 | 136.7381 | 136.7381 | 136.7381 | 136.7381 | 136.7381 | 136.7381 | 136.7381 | 136.7381 | 136.7381 | 136.7381 | 136.7381 | 0.0041428 | 0.0061069 | 0.0081217 | 0.010091 | 0.012008 | 0.012506 | 0.011339 | 0.010113 | 0.0089035 | 0.0077576 | 0.0067006 | 0.0019821 | 0 | 0 | 0 | 0 | 0 | 0 | 0 | 0 | 0 | 0 | 0 | 0 | 0 | 0.0041428 | 0.010238 | 0.018322 | 0.028326 | 0.040157 | 0.052354 | 0.063215 | 0.072665 | 0.080726 | 0.087489 | 0.09305 | 0.093802 | 0.092589 | 0.091458 | 0.09043 | 0.089534 | 0.088693 | 0.087842 | 0.087069 | 0.086305 | 0.085565 | 0.084848 | 0.084153 | 0.08348 | 0.08283 | 4.6656 | 6.8979 | 9.207 | 11.4939 | 13.7631 | 14.4459 | 13.2177 | 11.914 | 10.612 | 9.3616 | 8.1927 | 2.456 | 0 | 0 | 0 | 0 | 0 | 0 | 0 | 0 | 0 | 0 | 0 | 0 | 0 | 4.6656 | 11.5635 | 20.7706 | 32.2645 | 46.0275 | 60.4734 | 73.6911 | 85.6051 | 96.2171 | 105.5787 | 113.7714 | 116.2274 | 116.2274 | 116.2274 | 116.2274 | 116.2274 | 116.2274 | 116.2274 | 116.2274 | 116.2274 | 116.2274 | 116.2274 | 116.2274 | 116.2274 | 116.2274 | 0 | 0 | 0 | 0 | 0 | 0 | 0 | 0 | 0 | 0 | 0 | 0 | 0 | 0 | 0 | 0 | 0 | 0 | 0 | 0 | 0 | 0 | 0 | 0 | 0 | 0 | 0 | 0 | 0 | 0 | 0 | 0 | 0 | 0 | 0 | 0 | 0 | 0 | 0 | 0 | 0 | 0 | 0 | 0 | 0 | 0 | 0 | 0 | 0 | 0 | 0 | 0 | 0 | 0 | 0 | 0 | 0 | 0 | 0 | 0 | 0 | 0 | 0 | 0 | 0 | 0 | 0 | 0 | 0 | 0 | 0 | 0 | 0 | 0 | 0 | 0 | 0 | 0 | 0 | 0 | 0 | 0 | 0 | 0 | 0 | 0 | 0 | 0 | 0 | 0 | 0 | 0 | 0 | 0 | 0 | 0 | 0 | 0 | 0 | 0 | 0 | 0 | 0 | 0 | 0 | 0 | 0 | 0 | 0 | 0 | 0 | 0 | 0 | 0 | 0 | 0 | 0 | 0 | 0 | 0 | 0 | 0 | 0 | 0 | 0 | 0 | 0 | 0 | 0 | 0 | 0 | 0 | 0 | 0 | 0 | 0 | 0 | 0 | 0 | 0 | 0 | 0 | 0 | 0 | 0 | 0 | 0 | 0 | 0 | 0 | 0 | 0 | 0 | 0 | 0 | 0 | 0 | 0 | 0 | 0 | 0 | 0 | 0 | 0 | 0 | 0 | 0 | 0 | 0 | 0 | 0 | 0 | 0 | 0 | 0 | 0 | 0 | 0 | 0 | 0 | 0 | 0 | 0 | 0 | 0 | 0 | 0 | 0 | 0 | 0 | 0 | 0 | 0 | 0 | 0 | 0 | 0 | 0 | 0 | 0 | 15931.3942 | 15924.8403 | 15919.9319 | 15915.9515 | 15913.4602 | 15911.662 | 15910.3029 | 15909.2396 | 15908.385 | 15907.6832 | 15906.6007 | 15905.5342 | 15904.6026 | 15903.834 | 15903.2401 | 15902.7718 | 15902.4006 | 15901.4819 | 15901.0824 | 15900.906 | 15900.8397 | 15900.8531 | 15900.8531 | 15900.8531 | 15900.8531 | 8259.3793 | 8255.9815 | 8253.4368 | 8251.3733 | 8250.0817 | 8249.1494 | 8248.4448 | 8247.8936 | 8247.4505 | 8247.0867 | 8246.5255 | 8245.9726 | 8245.4896 | 8245.0912 | 8244.7832 | 8244.5405 | 8244.348 | 8243.8717 | 8243.6646 | 8243.5732 | 8243.5388 | 8243.5457 | 8243.5457 | 8243.5457 | 8243.5457 | 300
OR_Residential_LI - Single Family_Existing_Space Heating_Natural Gas_Furnace | OR | Residential | LI - Multi-Family | New | Miscellaneous | Natural Gas | Pool Heater - Solar System | A | ORM253 | Standard hpool heater | Solar thermal system installed on top of existing solar pool heater | 30 | 42.3096 | 0 | 0 | 3564.17 | 0 | 0 | 0 | 0.30173 | 0.45 | household | 0% | 30% | Retrofit | Retro3Slow | 84.16% | TBD | 0% | 0 |  | 0 |  | 0 | EIA 2018 Tech Forecast | DOE - Solar Swimming Pool Heaters | PLHT_SOL-Miscellaneous-AEG-2 | Standard hpool heater | Standard hpool heater | Standard hpool heater | Standard hpool heater | Standard hpool heater | Standard hpool heater | Standard hpool heater | Standard hpool heater | Standard hpool heater | Standard hpool heater | Standard hpool heater | Standard hpool heater | Standard hpool heater | Standard hpool heater | Standard hpool heater | Standard hpool heater | Standard hpool heater | Standard hpool heater | Standard hpool heater | Standard hpool heater | Standard hpool heater | Standard hpool heater | Standard hpool heater | Standard hpool heater | Standard hpool heater | Standard hpool heater | Standard hpool heater | Solar thermal system installed on top of existing solar pool heater | Solar thermal system installed on top of existing solar pool heater | Solar thermal system installed on top of existing solar pool heater | Solar thermal system installed on top of existing solar pool heater | Solar thermal system installed on top of existing solar pool heater | Solar thermal system installed on top of existing solar pool heater | Solar thermal system installed on top of existing solar pool heater | Solar thermal system installed on top of existing solar pool heater | Solar thermal system installed on top of existing solar pool heater | Solar thermal system installed on top of existing solar pool heater | Solar thermal system installed on top of existing solar pool heater | Solar thermal system installed on top of existing solar pool heater | Solar thermal system installed on top of existing solar pool heater | Solar thermal system installed on top of existing solar pool heater | Solar thermal system installed on top of existing solar pool heater | Solar thermal system installed on top of existing solar pool heater | Solar thermal system installed on top of existing solar pool heater | Solar thermal system installed on top of existing solar pool heater | Solar thermal system installed on top of existing solar pool heater | Solar thermal system installed on top of existing solar pool heater | Solar thermal system installed on top of existing solar pool heater | Solar thermal system installed on top of existing solar pool heater | Solar thermal system installed on top of existing solar pool heater | Solar thermal system installed on top of existing solar pool heater | Solar thermal system installed on top of existing solar pool heater | Solar thermal system installed on top of existing solar pool heater | Solar thermal system installed on top of existing solar pool heater | 3564.17 | 3564.17 | 3564.17 | 3564.17 | 3564.17 | 3564.17 | 3564.17 | 3564.17 | 3564.17 | 3564.17 | 3564.17 | 3564.17 | 3564.17 | 3564.17 | 3564.17 | 3564.17 | 3564.17 | 3564.17 | 3564.17 | 3564.17 | 3564.17 | 3564.17 | 3564.17 | 3564.17 | 3564.17 | 3564.17 | 3564.17 | 0 | 0 | 0 | 0 | 0 | 0 | 0 | 0 | 0 | 0 | 0 | 0 | 0 | 0 | 0 | 0 | 0 | 0 | 0 | 0 | 0 | 0 | 0 | 0 | 0 | 0 | 0 | 0 | 0 | 0 | 0 | 0 | 0 | 0 | 0 | 0 | 0 | 0 | 0 | 0 | 0 | 0 | 0 | 0 | 0 | 0 | 0 | 0 | 0 | 0 | 0 | 0 | 0 | 0 | 0 | 0 | 0 | 0 | 0 | 0 | 0 | 0 | 0 | 0 | 0 | 0 | 0 | 0 | 0 | 0 | 0 | 0 | 0 | 0 | 0 | 0 | 0 | 0 | 0 | 0 | 0 | 0 | 0 | 0 | 0 | 0 | 0 | 0 | 0 | 0 | 0 | 0 | 0 | 0 | 0 | 0 | 0 | 0 | 0 | 0 | 0 | 0 | 0 | 0 | 0 | 0 | 0 | 0 | 0 | 0 | 0 | 0 | 0 | 0 | 0 | 0 | 0 | 0 | 0 | 0 | 0 | 0 | 0 | 0 | 0 | 0 | 0 | 0 | 0 | 0 | 0 | 0 | 0 | 0 | 0 | 0 | 0 | 0 | 0 | 0 | 0 | 0 | 0 | 0 | 0 | 0 | 0 | 0 | 0 | 0 | 0 | 0 | 0 | 0 | 0 | 0 | 0 | 0 | 0 | 0 | 0 | 0 | 0 | 0 | 0 | 0 | 0 | 0 | 0 | 0 | 0 | 0 | 0 | 0 | 0 | 0 | 0 | 0 | 0 | 0 | 0 | 0 | 0 | 0 | 0 | 0 | 0 | 0 | 0 | 0 | 0 | 0 | 0 | 0 | 0 | 0 | 0 | 0 | 0 | 0 | 0 | 0 | 0 | 0 | 0 | 0 | 0 | 0 | 0 | 0 | 0 | 0 | 0 | 0 | 0 | 0 | 0 | 0 | 0 | 0 | 0 | 0 | 0 | 0 | 0 | 0 | 0 | 0 | 0 | 0 | 0 | 0 | 0 | 0 | 0 | 0 | 0 | 0 | 0 | 0 | 0 | 0 | 0 | 0 | 0 | 0 | 0 | 0 | 0 | 0 | 0 | 0 | 0 | 0 | 0 | 0 | 0 | 0 | 0 | 0 | 0 | 0 | 0 | 0 | 0 | 0 | 0 | 0 | 0 | 0 | 0 | 0 | 0 | 0 | 0 | 0 | 0 | 0 | 0 | 0 | 0 | 0 | 0 | 0 | 0 | 0 | 0 | 0 | 0 | 0 | 0 | 0 | 0 | 0 | 0 | 0 | 0 | 0 | 0 | 0 | 0 | 0 | 0 | 0 | 0 | 0 | 0 | 0 | 0 | 0 | 0 | 0 | 0 | 0 | 0 | 0 | 0 | 0 | 0 | 0 | 0 | 0 | 0 | 0 | 0 | 0 | 0 | 0 | 0 | 0 | 0 | 0 | 0 | 0 | 0 | 0 | 0 | 0 | 0 | 0 | 0 | 0 | 0 | 0 | 0 | 0 | 0 | 0 | 0 | 0 | 0 | 0 | 0 | 0 | 0 | 0 | 0 | 0 | 0 | 0 | 0 | 0 | 0 | 0 | 0 | 0 | 0 | 0 | 0 | 0 | 0 | 0 | 0 | 0 | 0 | 0 | 0 | 0 | 0 | 0 | 0 | 0 | 0 | 0 | 0 | 0 | 0 | 0 | 0 | 0 | 0 | 0 | 0 | 0 | 0 | 0 | 0 | 0 | 0 | 0 | 0 | 0 | 0 | 0 | 0 | 0 | 0 | 0 | 0 | 0 | 0 | 0 | 0 | 0 | 0 | 0 | 0 | 0 | 0 | 0 | 0 | 0 | 0 | 0 | 0 | 0 | 0 | 0 | 0 | 0 | 0 | 0 | 0 | 0 | 0 | 0 | 0 | 0 | 0 | 0 | 0 | 0 | 0 | 0 | 0 | 0 | 0 | 0 | 0 | 0 | 0 | 0 | 0 | 0 | 0 | 0 | 0 | 0 | 0 | 0 | 0 | 0 | 0 | 0 | 0 | 0 | 0 | 0 | 0 | 0 | 0 | 0 | 0 | 0 | 0 | 0 | 0 | 301
OR_Residential_LI - Single Family_Existing_Space Heating_Natural Gas_Furnace | OR | Residential | LI - Multi-Family | New | Miscellaneous | Natural Gas | Pool Covers | A | ORM254 | None | Installed | 6 | 0 | 0 | 0 | 422.21 | 0 | 0 | 0 | 0.30173 | 0.45 | household | 50% | 100% | Retrofit | Retro12Med | 75.44% | TBD | 0% | 0 |  | 0 |  | 0 | IL TRM - 5.4.10 - RS-HWE-PLCV-V01-200101 | IL TRM - 5.4.10 - RS-HWE-PLCV-V01-200101 | IL TRM - 5.4.10 - RS-HWE-PLCV-V01-200101 | None | None | None | None | None | None | None | None | None | None | None | None | None | None | None | None | None | None | None | None | None | None | None | None | None | None | None | Installed | Installed | Installed | Installed | Installed | Installed | Installed | Installed | Installed | Installed | Installed | Installed | Installed | Installed | Installed | Installed | Installed | Installed | Installed | Installed | Installed | Installed | Installed | Installed | Installed | Installed | Installed | 422.21 | 422.21 | 422.21 | 422.21 | 422.21 | 422.21 | 422.21 | 422.21 | 422.21 | 422.21 | 422.21 | 422.21 | 422.21 | 422.21 | 422.21 | 422.21 | 422.21 | 422.21 | 422.21 | 422.21 | 422.21 | 422.21 | 422.21 | 422.21 | 422.21 | 422.21 | 422.21 | 0 | 0 | 0 | 0 | 0 | 0 | 0 | 0 | 0 | 0 | 0 | 0 | 0 | 0 | 0 | 0 | 0 | 0 | 0 | 0 | 0 | 0 | 0 | 0 | 0 | 0 | 0 | 0 | 0 | 0 | 0 | 0 | 0 | 0 | 0 | 0 | 0 | 0 | 0 | 0 | 0 | 0 | 0 | 0 | 0 | 0 | 0 | 0 | 0 | 0 | 0 | 0 | 0 | 0 | 0 | 0 | 0 | 0 | 0 | 0 | 0 | 0 | 0 | 0 | 0 | 0 | 0 | 0 | 0 | 0 | 0 | 0 | 0 | 0 | 0 | 0 | 0 | 0.054687 | 0.054687 | 0.054687 | 0.054687 | 0.054687 | 0.049219 | 0 | 0 | 0 | 0 | 0 | 0 | 0 | 0 | 0 | 0 | 0 | 0 | 0 | 0 | 0 | 0 | 0 | 0 | 0 | 0.054687 | 0.10937 | 0.16406 | 0.21875 | 0.27344 | 0.32266 | 0.32266 | 0.32266 | 0.32266 | 0.32266 | 0.32266 | 0.32266 | 0.32266 | 0.32266 | 0.32266 | 0.32266 | 0.32266 | 0.32266 | 0.32266 | 0.32266 | 0.32266 | 0.32266 | 0.32266 | 0.32266 | 0.32266 | 0 | 0 | 0 | 0 | 0 | 0 | 0 | 0 | 0 | 0 | 0 | 0 | 0 | 0 | 0 | 0 | 0 | 0 | 0 | 0 | 0 | 0 | 0 | 0 | 0 | 0 | 0 | 0 | 0 | 0 | 0 | 0 | 0 | 0 | 0 | 0 | 0 | 0 | 0 | 0 | 0 | 0 | 0 | 0 | 0 | 0 | 0 | 0 | 0 | 0 | 0.046484 | 0.046484 | 0.046484 | 0.046484 | 0.046484 | 0.041836 | 0 | 0 | 0 | 0 | 0 | 0 | 0 | 0 | 0 | 0 | 0 | 0 | 0 | 0 | 0 | 0 | 0 | 0 | 0 | 0.046484 | 0.092968 | 0.13945 | 0.18594 | 0.23242 | 0.27426 | 0.27426 | 0.27426 | 0.27426 | 0.27426 | 0.27426 | 0.27426 | 0.27426 | 0.27426 | 0.27426 | 0.27426 | 0.27426 | 0.27426 | 0.27426 | 0.27426 | 0.27426 | 0.27426 | 0.27426 | 0.27426 | 0.27426 | 0 | 0 | 0 | 0 | 0 | 0 | 0 | 0 | 0 | 0 | 0 | 0 | 0 | 0 | 0 | 0 | 0 | 0 | 0 | 0 | 0 | 0 | 0 | 0 | 0 | 0 | 0 | 0 | 0 | 0 | 0 | 0 | 0 | 0 | 0 | 0 | 0 | 0 | 0 | 0 | 0 | 0 | 0 | 0 | 0 | 0 | 0 | 0 | 0 | 0 | 0 | 0 | 0 | 0 | 0 | 0 | 0 | 0 | 0 | 0 | 0 | 0 | 0 | 0 | 0 | 0 | 0 | 0 | 0 | 0 | 0 | 0 | 0 | 0 | 0 | 0 | 0 | 0 | 0 | 0 | 0 | 0 | 0 | 0 | 0 | 0 | 0 | 0 | 0 | 0 | 0 | 0 | 0 | 0 | 0 | 0 | 0 | 0 | 0 | 0 | 0 | 0 | 0 | 0 | 0 | 0 | 0 | 0 | 0 | 0 | 0 | 0 | 0 | 0 | 0 | 0 | 0 | 0 | 0 | 0 | 0 | 0 | 0 | 0 | 0 | 0 | 0 | 0 | 0 | 0 | 0 | 0 | 0 | 0 | 0 | 0 | 0 | 0 | 0 | 0 | 0 | 0 | 0 | 0 | 0 | 0 | 0 | 0 | 0 | 0 | 0 | 0 | 0 | 0 | 0 | 0 | 0 | 0 | 0 | 0 | 0 | 0 | 0 | 0 | 0 | 0 | 0 | 0 | 0 | 0 | 0 | 0 | 0 | 0 | 0 | 0 | 0 | 0 | 0 | 0 | 0 | 0 | 0 | 0 | 0 | 0 | 0 | 0 | 0 | 0 | 0 | 0 | 0 | 0 | 0 | 0 | 0 | 0 | 0 | 0 | 0 | 0 | 0 | 0 | 0 | 0 | 0 | 0 | 0 | 0 | 0 | 0 | 0 | 0 | 0 | 0 | 0 | 0 | 0 | 0 | 0 | 0 | 0 | 0 | 0 | 0 | 0 | 0 | 0 | 0 | 0 | 0 | 0 | 0 | 0 | 0 | 0 | 0 | 0 | 0 | 0 | 0 | 0 | 0 | 0 | 0 | 0 | 0 | 0 | 0 | 302
OR_Residential_LI - Single Family_Existing_Space Heating_Natural Gas_Furnace | OR | Residential | LI - Multi-Family | New | Space Heating | Natural Gas | ENERGY STAR Home Design | A | ORM255 | Code-Compliant Home Design | ENERGY STAR Home Design | 25 | 22.7038 | 0 | 0 | 2117 | 0 | 23.72 | 0 | 0 | 0.45 | household | 20% | 50% | Lost Opportunity | LOEven20 | 85% | TBD | 0% | 1365.747 |  | 383.0014 |  | 0.018661 | Avista TRM - 07.01.21 - E STAR HOME - GAS ONLY | Avista TRM - 07.01.21 - E STAR HOME - GAS ONLY | ENERGY STAR - Expert Home Improvements | Code-Compliant Home Design | Code-Compliant Home Design | Code-Compliant Home Design | Code-Compliant Home Design | Code-Compliant Home Design | Code-Compliant Home Design | Code-Compliant Home Design | Code-Compliant Home Design | Code-Compliant Home Design | Code-Compliant Home Design | Code-Compliant Home Design | Code-Compliant Home Design | Code-Compliant Home Design | Code-Compliant Home Design | Code-Compliant Home Design | Code-Compliant Home Design | Code-Compliant Home Design | Code-Compliant Home Design | Code-Compliant Home Design | Code-Compliant Home Design | Code-Compliant Home Design | Code-Compliant Home Design | Code-Compliant Home Design | Code-Compliant Home Design | Code-Compliant Home Design | Code-Compliant Home Design | Code-Compliant Home Design | ENERGY STAR Home Design | ENERGY STAR Home Design | ENERGY STAR Home Design | ENERGY STAR Home Design | ENERGY STAR Home Design | ENERGY STAR Home Design | ENERGY STAR Home Design | ENERGY STAR Home Design | ENERGY STAR Home Design | ENERGY STAR Home Design | ENERGY STAR Home Design | ENERGY STAR Home Design | ENERGY STAR Home Design | ENERGY STAR Home Design | ENERGY STAR Home Design | ENERGY STAR Home Design | ENERGY STAR Home Design | ENERGY STAR Home Design | ENERGY STAR Home Design | ENERGY STAR Home Design | ENERGY STAR Home Design | ENERGY STAR Home Design | ENERGY STAR Home Design | ENERGY STAR Home Design | ENERGY STAR Home Design | ENERGY STAR Home Design | ENERGY STAR Home Design | 2117 | 2117 | 2117 | 2117 | 2117 | 2117 | 2117 | 2117 | 2117 | 2117 | 2117 | 2117 | 2117 | 2117 | 2117 | 2117 | 2117 | 2117 | 2117 | 2117 | 2117 | 2117 | 2117 | 2117 | 2117 | 2117 | 2117 | 0 | 0 | 23.5392 | 68.4236 | 88.4572 | 96.9148 | 99.1057 | 96.8906 | 92.21 | 86.8157 | 82.2272 | 79.5843 | 79.8346 | 83.2268 | 88.9823 | 96.4517 | 104.7446 | 113.2796 | 121.7331 | 129.9772 | 137.9696 | 145.7196 | 153.2505 | 160.5863 | 167.7496 | 174.7613 | 181.64 | 0.02177 | 0.1366 | 0.27365 | 0.39534 | 0.50073 | 0.59149 | 0.66129 | 0.71652 | 0.76883 | 0.83264 | 0.9253 | 1.0598 | 1.2363 | 1.4536 | 1.7036 | 1.9796 | 2.2769 | 2.593 | 2.9269 | 3.2782 | 3.4734 | 3.6671 | 3.8596 | 4.0514 | 4.2429 | 0.02177 | 0.19988 | 0.53205 | 0.97826 | 1.5011 | 2.059 | 2.6209 | 3.1841 | 3.7846 | 4.4956 | 5.435 | 6.7258 | 8.4273 | 10.5883 | 13.2023 | 16.2577 | 19.7478 | 23.6782 | 28.0611 | 32.9156 | 38.0902 | 43.5805 | 49.3841 | 55.4997 | 61.9271 | 0.92482 | 1.9964 | 3.0936 | 4.0792 | 5.0525 | 6.1047 | 7.1716 | 8.2533 | 9.3501 | 10.4623 | 11.5903 | 12.7341 | 13.8943 | 15.0711 | 16.2647 | 17.4755 | 18.7038 | 19.9499 | 21.2142 | 22.4969 | 22.6651 | 22.8354 | 23.0079 | 23.1824 | 23.3591 | 0.92482 | 2.9212 | 6.0148 | 10.094 | 15.1465 | 21.2512 | 28.4228 | 36.6761 | 46.0263 | 56.4886 | 68.0789 | 80.813 | 94.7073 | 109.7784 | 126.0431 | 143.5186 | 162.2224 | 182.1723 | 203.3864 | 225.8833 | 248.5484 | 271.3839 | 294.3917 | 317.5741 | 340.9332 | 0.018661 | 0.11802 | 0.2386 | 0.34845 | 0.44702 | 0.53662 | 0.61118 | 0.6752 | 0.73746 | 0.80923 | 0.90503 | 1.0351 | 1.1989 | 1.3954 | 1.618 | 1.8614 | 2.1219 | 2.3978 | 2.6882 | 2.9929 | 3.1545 | 3.3148 | 3.4742 | 3.6331 | 3.792 | 0.018661 | 0.17269 | 0.46391 | 0.86223 | 1.3401 | 1.868 | 2.4223 | 3.0005 | 3.6302 | 4.3692 | 5.316 | 6.5688 | 8.1723 | 10.1643 | 12.5387 | 15.2867 | 18.4038 | 21.8954 | 25.7724 | 30.0511 | 34.5925 | 39.3937 | 44.453 | 49.7699 | 55.3449 | 0.7861 | 1.6969 | 2.6296 | 3.4673 | 4.2946 | 5.189 | 6.0959 | 7.0153 | 7.9476 | 8.893 | 9.8517 | 10.824 | 11.8102 | 12.8104 | 13.825 | 14.8542 | 15.8982 | 16.9574 | 18.032 | 19.1223 | 19.2653 | 19.4101 | 19.5567 | 19.705 | 19.8552 | 0.7861 | 2.483 | 5.1126 | 8.5799 | 12.8745 | 18.0635 | 24.1594 | 31.1747 | 39.1223 | 48.0153 | 57.867 | 68.691 | 80.5012 | 93.3116 | 107.1366 | 121.9908 | 137.889 | 154.8464 | 172.8785 | 192.0008 | 211.2662 | 230.6763 | 250.233 | 269.938 | 289.7932 | 0.018661 | 0.11802 | 0.2386 | 0.34845 | 0.44702 | 0.53662 | 0.61118 | 0.6752 | 0.73746 | 0.80923 | 0.90503 | 1.0351 | 1.1989 | 1.3954 | 1.618 | 1.8614 | 2.1219 | 2.3978 | 2.6882 | 2.9929 | 3.1545 | 3.3148 | 3.4742 | 3.6331 | 3.792 | 0.018661 | 0.17269 | 0.46391 | 0.86223 | 1.3401 | 1.868 | 2.4223 | 3.0005 | 3.6302 | 4.3692 | 5.316 | 6.5688 | 8.1723 | 10.1643 | 12.5387 | 15.2867 | 18.4038 | 21.8954 | 25.7724 | 30.0511 | 34.5925 | 39.3937 | 44.453 | 49.7699 | 55.3449 | 0.7861 | 1.6969 | 2.6296 | 3.4673 | 4.2946 | 5.189 | 6.0959 | 7.0153 | 7.9476 | 8.893 | 9.8517 | 10.824 | 11.8102 | 12.8104 | 13.825 | 14.8542 | 15.8982 | 16.9574 | 18.032 | 19.1223 | 19.2653 | 19.4101 | 19.5567 | 19.705 | 19.8552 | 0.7861 | 2.483 | 5.1126 | 8.5799 | 12.8745 | 18.0635 | 24.1594 | 31.1747 | 39.1223 | 48.0153 | 57.867 | 68.691 | 80.5012 | 93.3116 | 107.1366 | 121.9908 | 137.889 | 154.8464 | 172.8785 | 192.0008 | 211.2662 | 230.6763 | 250.233 | 269.938 | 289.7932 | 0.018661 | 0.11802 | 0.2386 | 0.34845 | 0.44702 | 0.53662 | 0.61118 | 0.6752 | 0.73746 | 0.80923 | 0.90503 | 1.0351 | 1.1989 | 1.3954 | 1.618 | 1.8614 | 2.1219 | 2.3978 | 2.6882 | 2.9929 | 3.1545 | 3.3148 | 3.4742 | 3.6331 | 3.792 | 0.018661 | 0.17269 | 0.46391 | 0.86223 | 1.3401 | 1.868 | 2.4223 | 3.0005 | 3.6302 | 4.3692 | 5.316 | 6.5688 | 8.1723 | 10.1643 | 12.5387 | 15.2867 | 18.4038 | 21.8954 | 25.7724 | 30.0511 | 34.5925 | 39.3937 | 44.453 | 49.7699 | 55.3449 | 0.7861 | 1.6969 | 2.6296 | 3.4673 | 4.2946 | 5.189 | 6.0959 | 7.0153 | 7.9476 | 8.893 | 9.8517 | 10.824 | 11.8102 | 12.8104 | 13.825 | 14.8542 | 15.8982 | 16.9574 | 18.032 | 19.1223 | 19.2653 | 19.4101 | 19.5567 | 19.705 | 19.8552 | 0.7861 | 2.483 | 5.1126 | 8.5799 | 12.8745 | 18.0635 | 24.1594 | 31.1747 | 39.1223 | 48.0153 | 57.867 | 68.691 | 80.5012 | 93.3116 | 107.1366 | 121.9908 | 137.889 | 154.8464 | 172.8785 | 192.0008 | 211.2662 | 230.6763 | 250.233 | 269.938 | 289.7932 | 6235.724 | 2712.8611 | 2068.9676 | 1797.4503 | 1642.3044 | 1537.7 | 1460.3741 | 1399.4866 | 1349.3038 | 1306.5073 | 1264.6622 | 1225.1048 | 1190.4247 | 1159.4679 | 1131.4216 | 1105.6977 | 1081.8598 | 1059.5766 | 1038.5984 | 1018.7258 | 999.8015 | 981.6995 | 964.3177 | 947.5727 | 931.3957 | 1748.7067 | 760.7775 | 580.2081 | 504.0655 | 460.5574 | 431.2228 | 409.538 | 392.4631 | 378.3901 | 366.3886 | 354.6538 | 343.5606 | 333.8351 | 325.1538 | 317.2887 | 310.0748 | 303.3899 | 297.1409 | 291.2579 | 285.685 | 280.378 | 275.3016 | 270.4271 | 265.7313 | 261.1947 | 303
OR_Residential_LI - Single Family_Existing_Space Heating_Natural Gas_Furnace | OR | Residential | LI - Multi-Family | New | Water Heating | Natural Gas | ENERGY STAR Home Design | A | ORM256 | Code-Compliant Home Design | ENERGY STAR Home Design | 25 | 12.8303 | 0 | 0 | 2117 | 0 | 23.72 | 0 | 0 | 0.45 | household | 20% | 50% | Lost Opportunity | LOEven20 | 85% | TBD | 0% | 1365.747 |  | 383.0014 |  | 0.010071 | Avista TRM - 07.01.21 - E STAR HOME - GAS ONLY | Avista TRM - 07.01.21 - E STAR HOME - GAS ONLY | ENERGY STAR - Expert Home Improvements | Code-Compliant Home Design | Code-Compliant Home Design | Code-Compliant Home Design | Code-Compliant Home Design | Code-Compliant Home Design | Code-Compliant Home Design | Code-Compliant Home Design | Code-Compliant Home Design | Code-Compliant Home Design | Code-Compliant Home Design | Code-Compliant Home Design | Code-Compliant Home Design | Code-Compliant Home Design | Code-Compliant Home Design | Code-Compliant Home Design | Code-Compliant Home Design | Code-Compliant Home Design | Code-Compliant Home Design | Code-Compliant Home Design | Code-Compliant Home Design | Code-Compliant Home Design | Code-Compliant Home Design | Code-Compliant Home Design | Code-Compliant Home Design | Code-Compliant Home Design | Code-Compliant Home Design | Code-Compliant Home Design | ENERGY STAR Home Design | ENERGY STAR Home Design | ENERGY STAR Home Design | ENERGY STAR Home Design | ENERGY STAR Home Design | ENERGY STAR Home Design | ENERGY STAR Home Design | ENERGY STAR Home Design | ENERGY STAR Home Design | ENERGY STAR Home Design | ENERGY STAR Home Design | ENERGY STAR Home Design | ENERGY STAR Home Design | ENERGY STAR Home Design | ENERGY STAR Home Design | ENERGY STAR Home Design | ENERGY STAR Home Design | ENERGY STAR Home Design | ENERGY STAR Home Design | ENERGY STAR Home Design | ENERGY STAR Home Design | ENERGY STAR Home Design | ENERGY STAR Home Design | ENERGY STAR Home Design | ENERGY STAR Home Design | ENERGY STAR Home Design | ENERGY STAR Home Design | 2117 | 2117 | 2117 | 2117 | 2117 | 2117 | 2117 | 2117 | 2117 | 2117 | 2117 | 2117 | 2117 | 2117 | 2117 | 2117 | 2117 | 2117 | 2117 | 2117 | 2117 | 2117 | 2117 | 2117 | 2117 | 2117 | 2117 | 0 | 0 | 12.8053 | 12.7869 | 12.7615 | 12.7232 | 12.6674 | 12.5951 | 12.5075 | 12.4041 | 12.2873 | 12.1611 | 12.0313 | 11.9027 | 11.7808 | 11.6698 | 11.5731 | 11.4948 | 11.4228 | 11.3575 | 11.2969 | 11.2346 | 11.1711 | 11.1074 | 11.0439 | 10.9811 | 10.9199 | 0.011843 | 0.025527 | 0.039479 | 0.051901 | 0.064001 | 0.07689 | 0.089699 | 0.10238 | 0.11489 | 0.12723 | 0.13945 | 0.15157 | 0.16369 | 0.17588 | 0.18823 | 0.20088 | 0.21365 | 0.22658 | 0.23965 | 0.25274 | 0.25319 | 0.25364 | 0.2541 | 0.25457 | 0.25508 | 0.011843 | 0.037353 | 0.076757 | 0.12843 | 0.19187 | 0.26766 | 0.3555 | 0.45494 | 0.56554 | 0.68696 | 0.81908 | 0.96189 | 1.1157 | 1.2811 | 1.4587 | 1.6497 | 1.853 | 2.069 | 2.2976 | 2.5377 | 2.7766 | 3.0144 | 3.2512 | 3.4873 | 3.723 | 0.92482 | 1.9964 | 3.0936 | 4.0792 | 5.0525 | 6.1047 | 7.1716 | 8.2533 | 9.3501 | 10.4623 | 11.5903 | 12.7341 | 13.8943 | 15.0711 | 16.2647 | 17.4755 | 18.7038 | 19.9499 | 21.2142 | 22.4969 | 22.6651 | 22.8354 | 23.0079 | 23.1824 | 23.3591 | 0.92482 | 2.9212 | 6.0148 | 10.094 | 15.1465 | 21.2512 | 28.4228 | 36.6761 | 46.0263 | 56.4886 | 68.0789 | 80.813 | 94.7073 | 109.7784 | 126.0431 | 143.5186 | 162.2224 | 182.1723 | 203.3864 | 225.8833 | 248.5484 | 271.3839 | 294.3917 | 317.5741 | 340.9332 | 0.010071 | 0.021717 | 0.0336 | 0.044199 | 0.054547 | 0.065596 | 0.076613 | 0.08756 | 0.098414 | 0.10917 | 0.11986 | 0.13051 | 0.14119 | 0.15194 | 0.16285 | 0.174 | 0.18527 | 0.19669 | 0.20825 | 0.21985 | 0.22048 | 0.22111 | 0.22175 | 0.22241 | 0.2231 | 0.010071 | 0.031777 | 0.065328 | 0.10937 | 0.16352 | 0.22835 | 0.30364 | 0.3891 | 0.48444 | 0.58945 | 0.70404 | 0.82826 | 0.96236 | 1.1068 | 1.262 | 1.429 | 1.6069 | 1.7961 | 1.9966 | 2.2075 | 2.4179 | 2.6278 | 2.8374 | 3.0468 | 3.2562 | 0.7861 | 1.6969 | 2.6296 | 3.4673 | 4.2946 | 5.189 | 6.0959 | 7.0153 | 7.9476 | 8.893 | 9.8517 | 10.824 | 11.8102 | 12.8104 | 13.825 | 14.8542 | 15.8982 | 16.9574 | 18.032 | 19.1223 | 19.2653 | 19.4101 | 19.5567 | 19.705 | 19.8552 | 0.7861 | 2.483 | 5.1126 | 8.5799 | 12.8745 | 18.0635 | 24.1594 | 31.1747 | 39.1223 | 48.0153 | 57.867 | 68.691 | 80.5012 | 93.3116 | 107.1366 | 121.9908 | 137.889 | 154.8464 | 172.8785 | 192.0008 | 211.2662 | 230.6763 | 250.233 | 269.938 | 289.7932 | 0.010092 | 0.021792 | 0.033757 | 0.044455 | 0.054924 | 0.066108 | 0.07725 | 0.08831 | 0.099265 | 0.11011 | 0.12088 | 0.1316 | 0.14232 | 0.15313 | 0.16408 | 0.17523 | 0.1865 | 0.19793 | 0.20949 | 0.22109 | 0.22166 | 0.22224 | 0.22283 | 0.22344 | 0.22409 | 0.010092 | 0.031887 | 0.065632 | 0.11 | 0.16465 | 0.23013 | 0.30616 | 0.39243 | 0.48864 | 0.59452 | 0.71001 | 0.83513 | 0.97012 | 1.1154 | 1.2715 | 1.4391 | 1.6176 | 1.8074 | 2.0084 | 2.2199 | 2.4308 | 2.6412 | 2.8512 | 3.061 | 3.2707 | 0.7861 | 1.6969 | 2.6296 | 3.4673 | 4.2946 | 5.189 | 6.0959 | 7.0153 | 7.9476 | 8.893 | 9.8517 | 10.824 | 11.8102 | 12.8104 | 13.825 | 14.8542 | 15.8982 | 16.9574 | 18.032 | 19.1223 | 19.2653 | 19.4101 | 19.5567 | 19.705 | 19.8552 | 0.7861 | 2.483 | 5.1126 | 8.5799 | 12.8745 | 18.0635 | 24.1594 | 31.1747 | 39.1223 | 48.0153 | 57.867 | 68.691 | 80.5012 | 93.3116 | 107.1366 | 121.9908 | 137.889 | 154.8464 | 172.8785 | 192.0008 | 211.2662 | 230.6763 | 250.233 | 269.938 | 289.7932 | 0.010071 | 0.021717 | 0.0336 | 0.044199 | 0.054547 | 0.065596 | 0.076613 | 0.08756 | 0.098414 | 0.10917 | 0.11986 | 0.13051 | 0.14119 | 0.15194 | 0.16285 | 0.174 | 0.18527 | 0.19669 | 0.20825 | 0.21985 | 0.22048 | 0.22111 | 0.22175 | 0.22241 | 0.2231 | 0.010071 | 0.031777 | 0.065328 | 0.10937 | 0.16352 | 0.22835 | 0.30364 | 0.3891 | 0.48444 | 0.58945 | 0.70404 | 0.82826 | 0.96236 | 1.1068 | 1.262 | 1.429 | 1.6069 | 1.7961 | 1.9966 | 2.2075 | 2.4179 | 2.6278 | 2.8374 | 3.0468 | 3.2562 | 0.7861 | 1.6969 | 2.6296 | 3.4673 | 4.2946 | 5.189 | 6.0959 | 7.0153 | 7.9476 | 8.893 | 9.8517 | 10.824 | 11.8102 | 12.8104 | 13.825 | 14.8542 | 15.8982 | 16.9574 | 18.032 | 19.1223 | 19.2653 | 19.4101 | 19.5567 | 19.705 | 19.8552 | 0.7861 | 2.483 | 5.1126 | 8.5799 | 12.8745 | 18.0635 | 24.1594 | 31.1747 | 39.1223 | 48.0153 | 57.867 | 68.691 | 80.5012 | 93.3116 | 107.1366 | 121.9908 | 137.889 | 154.8464 | 172.8785 | 192.0008 | 211.2662 | 230.6763 | 250.233 | 269.938 | 289.7932 | 6235.724 | 2712.8611 | 2068.9676 | 1797.4503 | 1642.3044 | 1537.7 | 1460.3741 | 1399.4866 | 1349.3038 | 1306.5073 | 1264.6622 | 1225.1048 | 1190.4247 | 1159.4679 | 1131.4216 | 1105.6977 | 1081.8598 | 1059.5766 | 1038.5984 | 1018.7258 | 999.8015 | 981.6995 | 964.3177 | 947.5727 | 931.3957 | 1748.7067 | 760.7775 | 580.2081 | 504.0655 | 460.5574 | 431.2228 | 409.538 | 392.4631 | 378.3901 | 366.3886 | 354.6538 | 343.5606 | 333.8351 | 325.1538 | 317.2887 | 310.0748 | 303.3899 | 297.1409 | 291.2579 | 285.685 | 280.378 | 275.3016 | 270.4271 | 265.7313 | 261.1947 | 304
OR_Residential_LI - Single Family_Existing_Space Heating_Natural Gas_Furnace | OR | Residential | LI - Multi-Family | New | Appliances | Natural Gas | ENERGY STAR Home Design | A | ORM257 | Code-Compliant Home Design | ENERGY STAR Home Design | 25 | 1.7365 | 0 | 0 | 2117 | 0 | 23.72 | 0 | 0 | 0.45 | household | 20% | 50% | Lost Opportunity | LOEven20 | 85% | TBD | 0% | 1365.747 |  | 383.0014 |  | 0.001364 | Avista TRM - 07.01.21 - E STAR HOME - GAS ONLY | Avista TRM - 07.01.21 - E STAR HOME - GAS ONLY | ENERGY STAR - Expert Home Improvements | Code-Compliant Home Design | Code-Compliant Home Design | Code-Compliant Home Design | Code-Compliant Home Design | Code-Compliant Home Design | Code-Compliant Home Design | Code-Compliant Home Design | Code-Compliant Home Design | Code-Compliant Home Design | Code-Compliant Home Design | Code-Compliant Home Design | Code-Compliant Home Design | Code-Compliant Home Design | Code-Compliant Home Design | Code-Compliant Home Design | Code-Compliant Home Design | Code-Compliant Home Design | Code-Compliant Home Design | Code-Compliant Home Design | Code-Compliant Home Design | Code-Compliant Home Design | Code-Compliant Home Design | Code-Compliant Home Design | Code-Compliant Home Design | Code-Compliant Home Design | Code-Compliant Home Design | Code-Compliant Home Design | ENERGY STAR Home Design | ENERGY STAR Home Design | ENERGY STAR Home Design | ENERGY STAR Home Design | ENERGY STAR Home Design | ENERGY STAR Home Design | ENERGY STAR Home Design | ENERGY STAR Home Design | ENERGY STAR Home Design | ENERGY STAR Home Design | ENERGY STAR Home Design | ENERGY STAR Home Design | ENERGY STAR Home Design | ENERGY STAR Home Design | ENERGY STAR Home Design | ENERGY STAR Home Design | ENERGY STAR Home Design | ENERGY STAR Home Design | ENERGY STAR Home Design | ENERGY STAR Home Design | ENERGY STAR Home Design | ENERGY STAR Home Design | ENERGY STAR Home Design | ENERGY STAR Home Design | ENERGY STAR Home Design | ENERGY STAR Home Design | ENERGY STAR Home Design | 2117 | 2117 | 2117 | 2117 | 2117 | 2117 | 2117 | 2117 | 2117 | 2117 | 2117 | 2117 | 2117 | 2117 | 2117 | 2117 | 2117 | 2117 | 2117 | 2117 | 2117 | 2117 | 2117 | 2117 | 2117 | 2117 | 2117 | 0 | 0 | 1.7352 | 1.7337 | 1.7321 | 1.7304 | 1.7286 | 1.7267 | 1.7249 | 1.723 | 1.7212 | 1.7193 | 1.7175 | 1.7156 | 1.7138 | 1.7119 | 1.71 | 1.7081 | 1.7063 | 1.7044 | 1.7025 | 1.7006 | 1.6987 | 1.6969 | 1.695 | 1.6931 | 1.6912 | 0.0016047 | 0.0034611 | 0.0053584 | 0.0070586 | 0.0087335 | 0.010541 | 0.01237 | 0.014221 | 0.016093 | 0.017988 | 0.019906 | 0.021847 | 0.023812 | 0.0258 | 0.027813 | 0.02985 | 0.031914 | 0.034003 | 0.036118 | 0.038259 | 0.038502 | 0.038748 | 0.038998 | 0.03925 | 0.039505 | 0.0016047 | 0.0050645 | 0.010418 | 0.017466 | 0.026182 | 0.036695 | 0.049026 | 0.063194 | 0.079219 | 0.097122 | 0.11692 | 0.13864 | 0.16231 | 0.18793 | 0.21553 | 0.24515 | 0.2768 | 0.3105 | 0.34627 | 0.38415 | 0.42222 | 0.4605 | 0.49899 | 0.53768 | 0.57659 | 0.92482 | 1.9964 | 3.0936 | 4.0792 | 5.0525 | 6.1047 | 7.1716 | 8.2533 | 9.3501 | 10.4623 | 11.5903 | 12.7341 | 13.8943 | 15.0711 | 16.2647 | 17.4755 | 18.7038 | 19.9499 | 21.2142 | 22.4969 | 22.6651 | 22.8354 | 23.0079 | 23.1824 | 23.3591 | 0.92482 | 2.9212 | 6.0148 | 10.094 | 15.1465 | 21.2512 | 28.4228 | 36.6761 | 46.0263 | 56.4886 | 68.0789 | 80.813 | 94.7073 | 109.7784 | 126.0431 | 143.5186 | 162.2224 | 182.1723 | 203.3864 | 225.8833 | 248.5484 | 271.3839 | 294.3917 | 317.5741 | 340.9332 | 0.001364 | 0.002942 | 0.0045546 | 0.0059998 | 0.0074235 | 0.0089601 | 0.010515 | 0.012088 | 0.013679 | 0.01529 | 0.01692 | 0.01857 | 0.02024 | 0.02193 | 0.023641 | 0.025373 | 0.027127 | 0.028902 | 0.0307 | 0.03252 | 0.032727 | 0.032936 | 0.033148 | 0.033362 | 0.033579 | 0.001364 | 0.0043048 | 0.0088554 | 0.014846 | 0.022255 | 0.031191 | 0.041672 | 0.053715 | 0.067336 | 0.082554 | 0.099385 | 0.11785 | 0.13796 | 0.15974 | 0.1832 | 0.20838 | 0.23528 | 0.26392 | 0.29433 | 0.32652 | 0.35889 | 0.39142 | 0.42414 | 0.45703 | 0.4901 | 0.7861 | 1.6969 | 2.6296 | 3.4673 | 4.2946 | 5.189 | 6.0959 | 7.0153 | 7.9476 | 8.893 | 9.8517 | 10.824 | 11.8102 | 12.8104 | 13.825 | 14.8542 | 15.8982 | 16.9574 | 18.032 | 19.1223 | 19.2653 | 19.4101 | 19.5567 | 19.705 | 19.8552 | 0.7861 | 2.483 | 5.1126 | 8.5799 | 12.8745 | 18.0635 | 24.1594 | 31.1747 | 39.1223 | 48.0153 | 57.867 | 68.691 | 80.5012 | 93.3116 | 107.1366 | 121.9908 | 137.889 | 154.8464 | 172.8785 | 192.0008 | 211.2662 | 230.6763 | 250.233 | 269.938 | 289.7932 | 0.001364 | 0.002942 | 0.0045546 | 0.0059998 | 0.0074235 | 0.0089601 | 0.010515 | 0.012088 | 0.013679 | 0.01529 | 0.01692 | 0.01857 | 0.02024 | 0.02193 | 0.023641 | 0.025373 | 0.027127 | 0.028902 | 0.0307 | 0.03252 | 0.032727 | 0.032936 | 0.033148 | 0.033362 | 0.033579 | 0.001364 | 0.0043048 | 0.0088554 | 0.014846 | 0.022255 | 0.031191 | 0.041672 | 0.053715 | 0.067336 | 0.082554 | 0.099385 | 0.11785 | 0.13796 | 0.15974 | 0.1832 | 0.20838 | 0.23528 | 0.26392 | 0.29433 | 0.32652 | 0.35889 | 0.39142 | 0.42414 | 0.45703 | 0.4901 | 0.7861 | 1.6969 | 2.6296 | 3.4673 | 4.2946 | 5.189 | 6.0959 | 7.0153 | 7.9476 | 8.893 | 9.8517 | 10.824 | 11.8102 | 12.8104 | 13.825 | 14.8542 | 15.8982 | 16.9574 | 18.032 | 19.1223 | 19.2653 | 19.4101 | 19.5567 | 19.705 | 19.8552 | 0.7861 | 2.483 | 5.1126 | 8.5799 | 12.8745 | 18.0635 | 24.1594 | 31.1747 | 39.1223 | 48.0153 | 57.867 | 68.691 | 80.5012 | 93.3116 | 107.1366 | 121.9908 | 137.889 | 154.8464 | 172.8785 | 192.0008 | 211.2662 | 230.6763 | 250.233 | 269.938 | 289.7932 | 0.001364 | 0.002942 | 0.0045546 | 0.0059998 | 0.0074235 | 0.0089601 | 0.010515 | 0.012088 | 0.013679 | 0.01529 | 0.01692 | 0.01857 | 0.02024 | 0.02193 | 0.023641 | 0.025373 | 0.027127 | 0.028902 | 0.0307 | 0.03252 | 0.032727 | 0.032936 | 0.033148 | 0.033362 | 0.033579 | 0.001364 | 0.0043048 | 0.0088554 | 0.014846 | 0.022255 | 0.031191 | 0.041672 | 0.053715 | 0.067336 | 0.082554 | 0.099385 | 0.11785 | 0.13796 | 0.15974 | 0.1832 | 0.20838 | 0.23528 | 0.26392 | 0.29433 | 0.32652 | 0.35889 | 0.39142 | 0.42414 | 0.45703 | 0.4901 | 0.7861 | 1.6969 | 2.6296 | 3.4673 | 4.2946 | 5.189 | 6.0959 | 7.0153 | 7.9476 | 8.893 | 9.8517 | 10.824 | 11.8102 | 12.8104 | 13.825 | 14.8542 | 15.8982 | 16.9574 | 18.032 | 19.1223 | 19.2653 | 19.4101 | 19.5567 | 19.705 | 19.8552 | 0.7861 | 2.483 | 5.1126 | 8.5799 | 12.8745 | 18.0635 | 24.1594 | 31.1747 | 39.1223 | 48.0153 | 57.867 | 68.691 | 80.5012 | 93.3116 | 107.1366 | 121.9908 | 137.889 | 154.8464 | 172.8785 | 192.0008 | 211.2662 | 230.6763 | 250.233 | 269.938 | 289.7932 | 6235.724 | 2712.8611 | 2068.9676 | 1797.4503 | 1642.3044 | 1537.7 | 1460.3741 | 1399.4866 | 1349.3038 | 1306.5073 | 1264.6622 | 1225.1048 | 1190.4247 | 1159.4679 | 1131.4216 | 1105.6977 | 1081.8598 | 1059.5766 | 1038.5984 | 1018.7258 | 999.8015 | 981.6995 | 964.3177 | 947.5727 | 931.3957 | 1748.7067 | 760.7775 | 580.2081 | 504.0655 | 460.5574 | 431.2228 | 409.538 | 392.4631 | 378.3901 | 366.3886 | 354.6538 | 343.5606 | 333.8351 | 325.1538 | 317.2887 | 310.0748 | 303.3899 | 297.1409 | 291.2579 | 285.685 | 280.378 | 275.3016 | 270.4271 | 265.7313 | 261.1947 | 305
OR_Residential_LI - Single Family_Existing_Space Heating_Natural Gas_Furnace | OR | Residential | LI - Multi-Family | New | Space Heating | Natural Gas | Advanced New Construction Design - Zero Net Energy | A | ORM258 | Standard New Construction Home | ZNE-Ready Home | 20 | 0.06965 | 0 | 0 | 2.29 | 0 | 0.05 | 0 | 0.30173 | 0.45 | sqft home | 0% | 0% | Lost Opportunity | LO3Slow | 85% | TBD | 0% | 667.0876 |  | 288.8523 |  | 0 | RES_ADVNC_ZNE-All-PGE-2 | RES_ADVNC_ZNE-All-PGE-2 | RES_ADVNC_ZNE-All-PGE-2 | Standard New Construction Home | Standard New Construction Home | Standard New Construction Home | Standard New Construction Home | Standard New Construction Home | Standard New Construction Home | Standard New Construction Home | Standard New Construction Home | Standard New Construction Home | Standard New Construction Home | Standard New Construction Home | Standard New Construction Home | Standard New Construction Home | Standard New Construction Home | Standard New Construction Home | Standard New Construction Home | Standard New Construction Home | Standard New Construction Home | Standard New Construction Home | Standard New Construction Home | Standard New Construction Home | Standard New Construction Home | Standard New Construction Home | Standard New Construction Home | Standard New Construction Home | Standard New Construction Home | Standard New Construction Home | ZNE-Ready Home | ZNE-Ready Home | ZNE-Ready Home | ZNE-Ready Home | ZNE-Ready Home | ZNE-Ready Home | ZNE-Ready Home | ZNE-Ready Home | ZNE-Ready Home | ZNE-Ready Home | ZNE-Ready Home | ZNE-Ready Home | ZNE-Ready Home | ZNE-Ready Home | ZNE-Ready Home | ZNE-Ready Home | ZNE-Ready Home | ZNE-Ready Home | ZNE-Ready Home | ZNE-Ready Home | ZNE-Ready Home | ZNE-Ready Home | ZNE-Ready Home | ZNE-Ready Home | ZNE-Ready Home | ZNE-Ready Home | ZNE-Ready Home | 2.29 | 2.29 | 2.29 | 2.29 | 2.29 | 2.29 | 2.29 | 2.29 | 2.29 | 2.29 | 2.29 | 2.29 | 2.29 | 2.29 | 2.29 | 2.29 | 2.29 | 2.29 | 2.29 | 2.29 | 2.29 | 2.29 | 2.29 | 2.29 | 2.29 | 2.29 | 2.29 | 0 | 0 | 0.071087 | 0.20341 | 0.25887 | 0.2792 | 0.28106 | 0.27049 | 0.25341 | 0.23487 | 0.21899 | 0.20864 | 0.20604 | 0.21144 | 0.22254 | 0.23746 | 0.25386 | 0.27026 | 0.2859 | 0.3005 | 0.31401 | 0.32647 | 0.33799 | 0.34865 | 0.35852 | 0.36769 | 0.3762 | 0 | 0 | 0 | 0 | 0 | 0 | 0 | 0 | 0 | 0 | 0 | 0 | 0 | 0 | 0 | 0 | 0 | 0 | 0 | 0 | 0 | 0 | 0 | 0 | 0 | 0 | 0 | 0 | 0 | 0 | 0 | 0 | 0 | 0 | 0 | 0 | 0 | 0 | 0 | 0 | 0 | 0 | 0 | 0 | 0 | 0 | 0 | 0 | 0 | 0 | 0 | 0 | 0 | 0 | 0 | 0 | 0 | 0 | 0 | 0 | 0 | 0 | 0 | 0 | 0 | 0 | 0 | 0 | 0 | 0 | 0 | 0 | 0 | 0 | 0 | 0 | 0 | 0 | 0 | 0 | 0 | 0 | 0 | 0 | 0 | 0 | 0 | 0 | 0 | 0 | 0 | 0 | 0 | 0 | 0 | 0 | 0 | 0 | 0 | 0 | 0 | 0 | 0 | 0 | 0 | 0 | 0 | 0 | 0 | 0 | 0 | 0 | 0 | 0 | 0 | 0 | 0 | 0 | 0 | 0 | 0 | 0 | 0 | 0 | 0 | 0 | 0 | 0 | 0 | 0 | 0 | 0 | 0 | 0 | 0 | 0 | 0 | 0 | 0 | 0 | 0 | 0 | 0 | 0 | 0 | 0 | 0 | 0 | 0 | 0 | 0 | 0 | 0 | 0 | 0 | 0 | 0 | 0 | 0 | 0 | 0 | 0 | 0 | 0 | 0 | 0 | 0 | 0 | 0 | 0 | 0 | 0 | 0 | 0 | 0 | 0 | 0 | 0 | 0 | 0 | 0 | 0 | 0 | 0 | 0 | 0 | 0 | 0 | 0 | 0 | 0 | 0 | 0 | 0 | 0 | 0 | 0 | 0 | 0 | 0 | 0 | 0 | 0 | 0 | 0 | 0 | 0 | 0 | 0 | 0 | 0 | 0 | 0 | 0 | 0 | 0 | 0 | 0 | 0 | 0 | 0 | 0 | 0 | 0 | 0 | 0 | 0 | 0 | 0 | 0 | 0 | 0 | 0 | 0 | 0 | 0 | 0 | 0 | 0 | 0 | 0 | 0 | 0 | 0 | 0 | 0 | 0 | 0 | 0 | 0 | 0 | 0 | 0 | 0 | 0 | 0 | 0 | 0 | 0 | 0 | 0 | 0 | 0 | 0 | 0 | 0 | 0 | 0 | 0 | 0 | 0 | 0 | 0 | 0 | 0 | 0 | 0 | 0 | 0 | 0 | 0 | 0 | 0 | 0 | 0 | 0 | 0 | 0 | 0 | 0 | 0 | 0 | 0 | 0 | 0 | 0 | 0 | 0 | 0 | 0 | 0 | 0 | 0 | 0 | 0 | 0 | 0 | 0 | 0 | 0 | 0 | 0 | 0 | 0 | 0 | 0 | 0 | 0 | 0 | 0 | 0 | 0 | 0 | 0 | 0 | 0 | 0 | 0 | 0 | 0 | 0 | 0 | 0 | 0 | 0 | 0 | 0 | 0 | 0 | 0 | 0 | 0 | 0 | 0 | 0 | 0 | 0 | 0 | 0 | 0 | 0 | 0 | 0 | 0 | 0 | 0 | 0 | 0 | 0 | 0 | 0 | 0 | 0 | 0 | 0 | 0 | 0 | 0 | 0 | 0 | 0 | 0 | 0 | 0 | 0 | 0 | 0 | 0 | 0 | 0 | 0 | 0 | 0 | 0 | 0 | 0 | 0 | 0 | 0 | 0 | 0 | 0 | 0 | 0 | 0 | 0 | 0 | 0 | 0 | 0 | 2303.8081 | 1111.5286 | 874.7297 | 776.447 | 722.5898 | 688.1931 | 664.3419 | 646.845 | 633.4721 | 622.927 | 612.3947 | 602.5047 | 594.5174 | 587.9714 | 582.541 | 577.9894 | 574.1408 | 570.8596 | 568.0472 | 565.6222 | 563.5203 | 561.6902 | 560.0902 | 558.6862 | 557.4504 | 997.5604 | 481.2974 | 378.7623 | 336.2054 | 312.885 | 297.9911 | 287.6634 | 280.0871 | 274.2966 | 269.7305 | 265.1699 | 260.8875 | 257.429 | 254.5946 | 252.2432 | 250.2723 | 248.6058 | 247.185 | 245.9673 | 244.9172 | 244.0071 | 243.2147 | 242.5218 | 241.9139 | 241.3788 | 306
OR_Residential_LI - Single Family_Existing_Space Heating_Natural Gas_Furnace | OR | Residential | LI - Multi-Family | New | Water Heating | Natural Gas | Advanced New Construction Design - Zero Net Energy | A | ORM259 | Standard New Construction Home | ZNE-Ready Home | 20 | 0.06184 | 0 | 0 | 2.29 | 0 | 0.05 | 0 | 0.30173 | 0.45 | sqft home | 0% | 0% | Lost Opportunity | LO3Slow | 85% | TBD | 0% | 667.0876 |  | 288.8523 |  | 0 | RES_ADVNC_ZNE-All-PGE-2 | RES_ADVNC_ZNE-All-PGE-2 | RES_ADVNC_ZNE-All-PGE-2 | Standard New Construction Home | Standard New Construction Home | Standard New Construction Home | Standard New Construction Home | Standard New Construction Home | Standard New Construction Home | Standard New Construction Home | Standard New Construction Home | Standard New Construction Home | Standard New Construction Home | Standard New Construction Home | Standard New Construction Home | Standard New Construction Home | Standard New Construction Home | Standard New Construction Home | Standard New Construction Home | Standard New Construction Home | Standard New Construction Home | Standard New Construction Home | Standard New Construction Home | Standard New Construction Home | Standard New Construction Home | Standard New Construction Home | Standard New Construction Home | Standard New Construction Home | Standard New Construction Home | Standard New Construction Home | ZNE-Ready Home | ZNE-Ready Home | ZNE-Ready Home | ZNE-Ready Home | ZNE-Ready Home | ZNE-Ready Home | ZNE-Ready Home | ZNE-Ready Home | ZNE-Ready Home | ZNE-Ready Home | ZNE-Ready Home | ZNE-Ready Home | ZNE-Ready Home | ZNE-Ready Home | ZNE-Ready Home | ZNE-Ready Home | ZNE-Ready Home | ZNE-Ready Home | ZNE-Ready Home | ZNE-Ready Home | ZNE-Ready Home | ZNE-Ready Home | ZNE-Ready Home | ZNE-Ready Home | ZNE-Ready Home | ZNE-Ready Home | ZNE-Ready Home | 2.29 | 2.29 | 2.29 | 2.29 | 2.29 | 2.29 | 2.29 | 2.29 | 2.29 | 2.29 | 2.29 | 2.29 | 2.29 | 2.29 | 2.29 | 2.29 | 2.29 | 2.29 | 2.29 | 2.29 | 2.29 | 2.29 | 2.29 | 2.29 | 2.29 | 2.29 | 2.29 | 0 | 0 | 0.061616 | 0.061416 | 0.061181 | 0.060887 | 0.060511 | 0.060057 | 0.05953 | 0.058931 | 0.058269 | 0.057564 | 0.056845 | 0.056134 | 0.055456 | 0.054832 | 0.054276 | 0.053809 | 0.053372 | 0.052967 | 0.052586 | 0.052198 | 0.051811 | 0.051428 | 0.051052 | 0.050684 | 0.050328 | 0 | 0 | 0 | 0 | 0 | 0 | 0 | 0 | 0 | 0 | 0 | 0 | 0 | 0 | 0 | 0 | 0 | 0 | 0 | 0 | 0 | 0 | 0 | 0 | 0 | 0 | 0 | 0 | 0 | 0 | 0 | 0 | 0 | 0 | 0 | 0 | 0 | 0 | 0 | 0 | 0 | 0 | 0 | 0 | 0 | 0 | 0 | 0 | 0 | 0 | 0 | 0 | 0 | 0 | 0 | 0 | 0 | 0 | 0 | 0 | 0 | 0 | 0 | 0 | 0 | 0 | 0 | 0 | 0 | 0 | 0 | 0 | 0 | 0 | 0 | 0 | 0 | 0 | 0 | 0 | 0 | 0 | 0 | 0 | 0 | 0 | 0 | 0 | 0 | 0 | 0 | 0 | 0 | 0 | 0 | 0 | 0 | 0 | 0 | 0 | 0 | 0 | 0 | 0 | 0 | 0 | 0 | 0 | 0 | 0 | 0 | 0 | 0 | 0 | 0 | 0 | 0 | 0 | 0 | 0 | 0 | 0 | 0 | 0 | 0 | 0 | 0 | 0 | 0 | 0 | 0 | 0 | 0 | 0 | 0 | 0 | 0 | 0 | 0 | 0 | 0 | 0 | 0 | 0 | 0 | 0 | 0 | 0 | 0 | 0 | 0 | 0 | 0 | 0 | 0 | 0 | 0 | 0 | 0 | 0 | 0 | 0 | 0 | 0 | 0 | 0 | 0 | 0 | 0 | 0 | 0 | 0 | 0 | 0 | 0 | 0 | 0 | 0 | 0 | 0 | 0 | 0 | 0 | 0 | 0 | 0 | 0 | 0 | 0 | 0 | 0 | 0 | 0 | 0 | 0 | 0 | 0 | 0 | 0 | 0 | 0 | 0 | 0 | 0 | 0 | 0 | 0 | 0 | 0 | 0 | 0 | 0 | 0 | 0 | 0 | 0 | 0 | 0 | 0 | 0 | 0 | 0 | 0 | 0 | 0 | 0 | 0 | 0 | 0 | 0 | 0 | 0 | 0 | 0 | 0 | 0 | 0 | 0 | 0 | 0 | 0 | 0 | 0 | 0 | 0 | 0 | 0 | 0 | 0 | 0 | 0 | 0 | 0 | 0 | 0 | 0 | 0 | 0 | 0 | 0 | 0 | 0 | 0 | 0 | 0 | 0 | 0 | 0 | 0 | 0 | 0 | 0 | 0 | 0 | 0 | 0 | 0 | 0 | 0 | 0 | 0 | 0 | 0 | 0 | 0 | 0 | 0 | 0 | 0 | 0 | 0 | 0 | 0 | 0 | 0 | 0 | 0 | 0 | 0 | 0 | 0 | 0 | 0 | 0 | 0 | 0 | 0 | 0 | 0 | 0 | 0 | 0 | 0 | 0 | 0 | 0 | 0 | 0 | 0 | 0 | 0 | 0 | 0 | 0 | 0 | 0 | 0 | 0 | 0 | 0 | 0 | 0 | 0 | 0 | 0 | 0 | 0 | 0 | 0 | 0 | 0 | 0 | 0 | 0 | 0 | 0 | 0 | 0 | 0 | 0 | 0 | 0 | 0 | 0 | 0 | 0 | 0 | 0 | 0 | 0 | 0 | 0 | 0 | 0 | 0 | 0 | 0 | 0 | 0 | 0 | 0 | 0 | 0 | 0 | 0 | 0 | 0 | 0 | 0 | 0 | 0 | 0 | 0 | 0 | 0 | 0 | 0 | 0 | 0 | 0 | 0 | 0 | 0 | 0 | 0 | 0 | 0 | 0 | 0 | 0 | 2303.8081 | 1111.5286 | 874.7297 | 776.447 | 722.5898 | 688.1931 | 664.3419 | 646.845 | 633.4721 | 622.927 | 612.3947 | 602.5047 | 594.5174 | 587.9714 | 582.541 | 577.9894 | 574.1408 | 570.8596 | 568.0472 | 565.6222 | 563.5203 | 561.6902 | 560.0902 | 558.6862 | 557.4504 | 997.5604 | 481.2974 | 378.7623 | 336.2054 | 312.885 | 297.9911 | 287.6634 | 280.0871 | 274.2966 | 269.7305 | 265.1699 | 260.8875 | 257.429 | 254.5946 | 252.2432 | 250.2723 | 248.6058 | 247.185 | 245.9673 | 244.9172 | 244.0071 | 243.2147 | 242.5218 | 241.9139 | 241.3788 | 307
OR_Residential_LI - Single Family_Existing_Space Heating_Natural Gas_Furnace | OR | Residential | LI - Multi-Family | New | Appliances | Natural Gas | Advanced New Construction Design - Zero Net Energy | A | ORM260 | Standard New Construction Home | ZNE-Ready Home | 20 | 0.003917 | 0 | 0 | 2.29 | 0 | 0.05 | 0 | 0.30173 | 0.45 | sqft home | 0% | 0% | Lost Opportunity | LO3Slow | 85% | TBD | 0% | 667.0876 |  | 288.8523 |  | 0 | RES_ADVNC_ZNE-All-PGE-2 | RES_ADVNC_ZNE-All-PGE-2 | RES_ADVNC_ZNE-All-PGE-2 | Standard New Construction Home | Standard New Construction Home | Standard New Construction Home | Standard New Construction Home | Standard New Construction Home | Standard New Construction Home | Standard New Construction Home | Standard New Construction Home | Standard New Construction Home | Standard New Construction Home | Standard New Construction Home | Standard New Construction Home | Standard New Construction Home | Standard New Construction Home | Standard New Construction Home | Standard New Construction Home | Standard New Construction Home | Standard New Construction Home | Standard New Construction Home | Standard New Construction Home | Standard New Construction Home | Standard New Construction Home | Standard New Construction Home | Standard New Construction Home | Standard New Construction Home | Standard New Construction Home | Standard New Construction Home | ZNE-Ready Home | ZNE-Ready Home | ZNE-Ready Home | ZNE-Ready Home | ZNE-Ready Home | ZNE-Ready Home | ZNE-Ready Home | ZNE-Ready Home | ZNE-Ready Home | ZNE-Ready Home | ZNE-Ready Home | ZNE-Ready Home | ZNE-Ready Home | ZNE-Ready Home | ZNE-Ready Home | ZNE-Ready Home | ZNE-Ready Home | ZNE-Ready Home | ZNE-Ready Home | ZNE-Ready Home | ZNE-Ready Home | ZNE-Ready Home | ZNE-Ready Home | ZNE-Ready Home | ZNE-Ready Home | ZNE-Ready Home | ZNE-Ready Home | 2.29 | 2.29 | 2.29 | 2.29 | 2.29 | 2.29 | 2.29 | 2.29 | 2.29 | 2.29 | 2.29 | 2.29 | 2.29 | 2.29 | 2.29 | 2.29 | 2.29 | 2.29 | 2.29 | 2.29 | 2.29 | 2.29 | 2.29 | 2.29 | 2.29 | 2.29 | 2.29 | 0 | 0 | 0.0039101 | 0.0039025 | 0.0038943 | 0.0038859 | 0.0038774 | 0.0038686 | 0.0038598 | 0.003851 | 0.0038424 | 0.0038341 | 0.0038259 | 0.0038176 | 0.0038093 | 0.0038009 | 0.0037925 | 0.0037841 | 0.0037758 | 0.0037674 | 0.0037589 | 0.0037505 | 0.0037424 | 0.0037347 | 0.0037273 | 0.0037201 | 0.0037132 | 0 | 0 | 0 | 0 | 0 | 0 | 0 | 0 | 0 | 0 | 0 | 0 | 0 | 0 | 0 | 0 | 0 | 0 | 0 | 0 | 0 | 0 | 0 | 0 | 0 | 0 | 0 | 0 | 0 | 0 | 0 | 0 | 0 | 0 | 0 | 0 | 0 | 0 | 0 | 0 | 0 | 0 | 0 | 0 | 0 | 0 | 0 | 0 | 0 | 0 | 0 | 0 | 0 | 0 | 0 | 0 | 0 | 0 | 0 | 0 | 0 | 0 | 0 | 0 | 0 | 0 | 0 | 0 | 0 | 0 | 0 | 0 | 0 | 0 | 0 | 0 | 0 | 0 | 0 | 0 | 0 | 0 | 0 | 0 | 0 | 0 | 0 | 0 | 0 | 0 | 0 | 0 | 0 | 0 | 0 | 0 | 0 | 0 | 0 | 0 | 0 | 0 | 0 | 0 | 0 | 0 | 0 | 0 | 0 | 0 | 0 | 0 | 0 | 0 | 0 | 0 | 0 | 0 | 0 | 0 | 0 | 0 | 0 | 0 | 0 | 0 | 0 | 0 | 0 | 0 | 0 | 0 | 0 | 0 | 0 | 0 | 0 | 0 | 0 | 0 | 0 | 0 | 0 | 0 | 0 | 0 | 0 | 0 | 0 | 0 | 0 | 0 | 0 | 0 | 0 | 0 | 0 | 0 | 0 | 0 | 0 | 0 | 0 | 0 | 0 | 0 | 0 | 0 | 0 | 0 | 0 | 0 | 0 | 0 | 0 | 0 | 0 | 0 | 0 | 0 | 0 | 0 | 0 | 0 | 0 | 0 | 0 | 0 | 0 | 0 | 0 | 0 | 0 | 0 | 0 | 0 | 0 | 0 | 0 | 0 | 0 | 0 | 0 | 0 | 0 | 0 | 0 | 0 | 0 | 0 | 0 | 0 | 0 | 0 | 0 | 0 | 0 | 0 | 0 | 0 | 0 | 0 | 0 | 0 | 0 | 0 | 0 | 0 | 0 | 0 | 0 | 0 | 0 | 0 | 0 | 0 | 0 | 0 | 0 | 0 | 0 | 0 | 0 | 0 | 0 | 0 | 0 | 0 | 0 | 0 | 0 | 0 | 0 | 0 | 0 | 0 | 0 | 0 | 0 | 0 | 0 | 0 | 0 | 0 | 0 | 0 | 0 | 0 | 0 | 0 | 0 | 0 | 0 | 0 | 0 | 0 | 0 | 0 | 0 | 0 | 0 | 0 | 0 | 0 | 0 | 0 | 0 | 0 | 0 | 0 | 0 | 0 | 0 | 0 | 0 | 0 | 0 | 0 | 0 | 0 | 0 | 0 | 0 | 0 | 0 | 0 | 0 | 0 | 0 | 0 | 0 | 0 | 0 | 0 | 0 | 0 | 0 | 0 | 0 | 0 | 0 | 0 | 0 | 0 | 0 | 0 | 0 | 0 | 0 | 0 | 0 | 0 | 0 | 0 | 0 | 0 | 0 | 0 | 0 | 0 | 0 | 0 | 0 | 0 | 0 | 0 | 0 | 0 | 0 | 0 | 0 | 0 | 0 | 0 | 0 | 0 | 0 | 0 | 0 | 0 | 0 | 0 | 0 | 0 | 0 | 0 | 0 | 0 | 0 | 0 | 0 | 0 | 0 | 0 | 0 | 0 | 0 | 0 | 0 | 0 | 0 | 0 | 0 | 0 | 0 | 0 | 0 | 0 | 0 | 0 | 0 | 0 | 0 | 0 | 0 | 0 | 0 | 0 | 0 | 0 | 2303.8081 | 1111.5286 | 874.7297 | 776.447 | 722.5898 | 688.1931 | 664.3419 | 646.845 | 633.4721 | 622.927 | 612.3947 | 602.5047 | 594.5174 | 587.9714 | 582.541 | 577.9894 | 574.1408 | 570.8596 | 568.0472 | 565.6222 | 563.5203 | 561.6902 | 560.0902 | 558.6862 | 557.4504 | 997.5604 | 481.2974 | 378.7623 | 336.2054 | 312.885 | 297.9911 | 287.6634 | 280.0871 | 274.2966 | 269.7305 | 265.1699 | 260.8875 | 257.429 | 254.5946 | 252.2432 | 250.2723 | 248.6058 | 247.185 | 245.9673 | 244.9172 | 244.0071 | 243.2147 | 242.5218 | 241.9139 | 241.3788 | 308
OR_Residential_LI - Single Family_Existing_Space Heating_Natural Gas_Furnace | OR | Residential | LI - Multi-Family | New | Space Heating | Natural Gas | Behavioral Programs | A | ORM261 | None | Program Participation | 2 | 0.91772 | 0 | 0 | 4.42 | 0 | 0 | 0 | 0.30173 | 0.45 | household | 0% | 75% | Retrofit | Retro3Slow | 99.01% | TBD | 0% | 538.4708 |  | 279.1617 |  | 0.00016347 | BEHAV_HER-All-CPUC-2018_PG-3 | BEHAV_HER-All-CPUC-2018_PG-3 | BEHAV_HER-All-CPUC-2018_PG-3 | None | None | None | None | None | None | None | None | None | None | None | None | None | None | None | None | None | None | None | None | None | None | None | None | None | None | None | Program Participation | Program Participation | Program Participation | Program Participation | Program Participation | Program Participation | Program Participation | Program Participation | Program Participation | Program Participation | Program Participation | Program Participation | Program Participation | Program Participation | Program Participation | Program Participation | Program Participation | Program Participation | Program Participation | Program Participation | Program Participation | Program Participation | Program Participation | Program Participation | Program Participation | Program Participation | Program Participation | 4.42 | 4.42 | 4.42 | 4.42 | 4.42 | 4.42 | 4.42 | 4.42 | 4.42 | 4.42 | 4.42 | 4.42 | 4.42 | 4.42 | 4.42 | 4.42 | 4.42 | 4.42 | 4.42 | 4.42 | 4.42 | 4.42 | 4.42 | 4.42 | 4.42 | 4.42 | 4.42 | 0 | 0 | 0.91043 | 2.5198 | 3.0958 | 3.2216 | 3.1262 | 2.8954 | 2.6059 | 2.316 | 2.0665 | 1.8802 | 1.7688 | 1.7247 | 1.7197 | 1.7328 | 1.7429 | 1.7386 | 1.7151 | 1.672 | 1.6102 | 1.5314 | 1.451 | 1.37 | 1.2892 | 1.2092 | 1.1305 | 0.0001614 | 0.0010539 | 0.0029599 | 0.0067501 | 0.011314 | 0.01553 | 0.017486 | 0.016761 | 0.012307 | 0.0050747 | 0 | 0 | 0 | 0 | 0 | 0 | 0 | 0 | 0 | 0 | 0 | 0 | 0 | 0 | 0 | 0.0001614 | 0.0015006 | 0.0048034 | 0.011749 | 0.022715 | 0.036569 | 0.050399 | 0.061552 | 0.067229 | 0.06624 | 0.062315 | 0.060762 | 0.060586 | 0.061047 | 0.061403 | 0.061251 | 0.060426 | 0.058907 | 0.05673 | 0.053954 | 0.05112 | 0.048265 | 0.045419 | 0.042601 | 0.039828 | 0.17728 | 0.41823 | 0.95608 | 2.0953 | 3.6193 | 5.3637 | 6.7101 | 7.2368 | 5.9552 | 2.6991 | 0 | 0 | 0 | 0 | 0 | 0 | 0 | 0 | 0 | 0 | 0 | 0 | 0 | 0 | 0 | 0.17728 | 0.5955 | 1.5516 | 3.6468 | 7.2661 | 12.6298 | 19.3399 | 26.5767 | 32.5319 | 35.2309 | 35.2309 | 35.2309 | 35.2309 | 35.2309 | 35.2309 | 35.2309 | 35.2309 | 35.2309 | 35.2309 | 35.2309 | 35.2309 | 35.2309 | 35.2309 | 35.2309 | 35.2309 | 0.00016347 | 0.0010814 | 0.0030826 | 0.0071484 | 0.012213 | 0.01715 | 0.019815 | 0.019518 | 0.014713 | 0.0062047 | 0 | 0 | 0 | 0 | 0 | 0 | 0 | 0 | 0 | 0 | 0 | 0 | 0 | 0 | 0 | 0.00016347 | 0.0015398 | 0.0050025 | 0.012442 | 0.024518 | 0.040382 | 0.057112 | 0.07168 | 0.080375 | 0.08099 | 0.077458 | 0.076261 | 0.076432 | 0.077276 | 0.078067 | 0.07841 | 0.07814 | 0.077235 | 0.075728 | 0.073675 | 0.071571 | 0.069446 | 0.067321 | 0.065214 | 0.063137 | 0.17728 | 0.41823 | 0.95608 | 2.0953 | 3.6193 | 5.3637 | 6.7101 | 7.2368 | 5.9552 | 2.6991 | 0 | 0 | 0 | 0 | 0 | 0 | 0 | 0 | 0 | 0 | 0 | 0 | 0 | 0 | 0 | 0.17728 | 0.5955 | 1.5516 | 3.6468 | 7.2661 | 12.6298 | 19.3399 | 26.5767 | 32.5319 | 35.2309 | 35.2309 | 35.2309 | 35.2309 | 35.2309 | 35.2309 | 35.2309 | 35.2309 | 35.2309 | 35.2309 | 35.2309 | 35.2309 | 35.2309 | 35.2309 | 35.2309 | 35.2309 | 0 | 0.0010814 | 0.0036541 | 0.0071484 | 0.012213 | 0.01715 | 0.020339 | 0.019518 | 0.015151 | 0.0062047 | 0 | 0 | 0 | 0 | 0 | 0 | 0 | 0 | 0 | 0 | 0 | 0 | 0 | 0 | 0 | 0 | 0.0010814 | 0.0050025 | 0.012442 | 0.024518 | 0.040382 | 0.057636 | 0.072158 | 0.081251 | 0.081805 | 0.078238 | 0.077028 | 0.077201 | 0.078054 | 0.078853 | 0.079199 | 0.078926 | 0.078013 | 0.07649 | 0.074417 | 0.072291 | 0.070145 | 0.067999 | 0.065871 | 0.063773 | 0 | 0.41823 | 1.1334 | 2.0953 | 3.6193 | 5.3637 | 6.8873 | 7.2368 | 6.1324 | 2.6991 | 0 | 0 | 0 | 0 | 0 | 0 | 0 | 0 | 0 | 0 | 0 | 0 | 0 | 0 | 0 | 0 | 0.41823 | 1.5516 | 3.6468 | 7.2661 | 12.6298 | 19.5172 | 26.754 | 32.8864 | 35.5855 | 35.5855 | 35.5855 | 35.5855 | 35.5855 | 35.5855 | 35.5855 | 35.5855 | 35.5855 | 35.5855 | 35.5855 | 35.5855 | 35.5855 | 35.5855 | 35.5855 | 35.5855 | 0.00016347 | 0.0010814 | 0.0030826 | 0.0071484 | 0.012213 | 0.01715 | 0.019815 | 0.019518 | 0.014713 | 0.0062047 | 0 | 0 | 0 | 0 | 0 | 0 | 0 | 0 | 0 | 0 | 0 | 0 | 0 | 0 | 0 | 0.00016347 | 0.0015398 | 0.0050025 | 0.012442 | 0.024518 | 0.040382 | 0.057112 | 0.07168 | 0.080375 | 0.08099 | 0.077458 | 0.076261 | 0.076432 | 0.077276 | 0.078067 | 0.07841 | 0.07814 | 0.077235 | 0.075728 | 0.073675 | 0.071571 | 0.069446 | 0.067321 | 0.065214 | 0.063137 | 0.17728 | 0.41823 | 0.95608 | 2.0953 | 3.6193 | 5.3637 | 6.7101 | 7.2368 | 5.9552 | 2.6991 | 0 | 0 | 0 | 0 | 0 | 0 | 0 | 0 | 0 | 0 | 0 | 0 | 0 | 0 | 0 | 0.17728 | 0.5955 | 1.5516 | 3.6468 | 7.2661 | 12.6298 | 19.3399 | 26.5767 | 32.5319 | 35.2309 | 35.2309 | 35.2309 | 35.2309 | 35.2309 | 35.2309 | 35.2309 | 35.2309 | 35.2309 | 35.2309 | 35.2309 | 35.2309 | 35.2309 | 35.2309 | 35.2309 | 35.2309 | 1855.1069 | 896.6289 | 705.8606 | 626.6433 | 583.2238 | 555.4896 | 536.2567 | 522.1468 | 511.362 | 502.8575 | 494.3631 | 486.3864 | 479.9442 | 474.6643 | 470.2842 | 466.6129 | 463.5085 | 460.8618 | 458.5933 | 456.6372 | 454.9417 | 453.4655 | 452.1748 | 451.0423 | 450.0454 | 961.7508 | 464.8431 | 365.9423 | 324.8733 | 302.3632 | 287.9848 | 278.0138 | 270.6987 | 265.1075 | 260.6985 | 256.2947 | 252.1594 | 248.8195 | 246.0822 | 243.8114 | 241.9081 | 240.2987 | 238.9265 | 237.7504 | 236.7363 | 235.8573 | 235.092 | 234.4229 | 233.8358 | 233.3189 | 309
OR_Residential_LI - Single Family_Existing_Space Heating_Natural Gas_Furnace | OR | Residential | LI - Multi-Family | New | Water Heating | Natural Gas | Behavioral Programs | A | ORM262 | None | Program Participation | 2 | 0.81481 | 0 | 0 | 4.42 | 0 | 0 | 0 | 0.30173 | 0.45 | household | 0% | 75% | Retrofit | Retro3Slow | 99.01% | TBD | 0% | 538.4708 |  | 279.1617 |  | 0.00038443 | BEHAV_HER-All-CPUC-2018_PG-3 | BEHAV_HER-All-CPUC-2018_PG-3 | BEHAV_HER-All-CPUC-2018_PG-3 | None | None | None | None | None | None | None | None | None | None | None | None | None | None | None | None | None | None | None | None | None | None | None | None | None | None | None | Program Participation | Program Participation | Program Participation | Program Participation | Program Participation | Program Participation | Program Participation | Program Participation | Program Participation | Program Participation | Program Participation | Program Participation | Program Participation | Program Participation | Program Participation | Program Participation | Program Participation | Program Participation | Program Participation | Program Participation | Program Participation | Program Participation | Program Participation | Program Participation | Program Participation | Program Participation | Program Participation | 4.42 | 4.42 | 4.42 | 4.42 | 4.42 | 4.42 | 4.42 | 4.42 | 4.42 | 4.42 | 4.42 | 4.42 | 4.42 | 4.42 | 4.42 | 4.42 | 4.42 | 4.42 | 4.42 | 4.42 | 4.42 | 4.42 | 4.42 | 4.42 | 4.42 | 4.42 | 4.42 | 0 | 0 | 0.81186 | 0.80923 | 0.80614 | 0.80226 | 0.7973 | 0.79132 | 0.78438 | 0.77648 | 0.76776 | 0.75848 | 0.749 | 0.73963 | 0.7307 | 0.72248 | 0.71515 | 0.70899 | 0.70324 | 0.69791 | 0.69288 | 0.68776 | 0.68266 | 0.67763 | 0.67267 | 0.66782 | 0.66313 | 0.00038419 | 0.00088997 | 0.0019852 | 0.0042633 | 0.0071845 | 0.01036 | 0.01253 | 0.012981 | 0.0099423 | 0.0034222 | 0 | 0 | 0 | 0 | 0 | 0 | 0 | 0 | 0 | 0 | 0 | 0 | 0 | 0 | 0 | 0.00038419 | 0.0012729 | 0.0032533 | 0.0075009 | 0.014639 | 0.024889 | 0.037201 | 0.049807 | 0.05919 | 0.061897 | 0.061123 | 0.060358 | 0.05963 | 0.058959 | 0.058361 | 0.057858 | 0.057389 | 0.056954 | 0.056543 | 0.056126 | 0.05571 | 0.055299 | 0.054894 | 0.054499 | 0.054116 | 0.47323 | 1.0998 | 2.4626 | 5.3141 | 9.011 | 13.0922 | 15.9738 | 16.7179 | 12.9498 | 4.5119 | 0 | 0 | 0 | 0 | 0 | 0 | 0 | 0 | 0 | 0 | 0 | 0 | 0 | 0 | 0 | 0.47323 | 1.573 | 4.0356 | 9.3498 | 18.3608 | 31.453 | 47.4268 | 64.1446 | 77.0945 | 81.6064 | 81.6064 | 81.6064 | 81.6064 | 81.6064 | 81.6064 | 81.6064 | 81.6064 | 81.6064 | 81.6064 | 81.6064 | 81.6064 | 81.6064 | 81.6064 | 81.6064 | 81.6064 | 0.00038443 | 0.000891 | 0.0019888 | 0.0042742 | 0.0072097 | 0.010408 | 0.012605 | 0.013079 | 0.010035 | 0.0034604 | 0 | 0 | 0 | 0 | 0 | 0 | 0 | 0 | 0 | 0 | 0 | 0 | 0 | 0 | 0 | 0.00038443 | 0.0012744 | 0.0032591 | 0.00752 | 0.01469 | 0.025005 | 0.037424 | 0.050183 | 0.05974 | 0.062588 | 0.061925 | 0.061269 | 0.060643 | 0.060067 | 0.059553 | 0.059121 | 0.058719 | 0.058346 | 0.057995 | 0.057637 | 0.057281 | 0.056929 | 0.056583 | 0.056244 | 0.055916 | 0.47323 | 1.0998 | 2.4626 | 5.3141 | 9.011 | 13.0922 | 15.9738 | 16.7179 | 12.9498 | 4.5119 | 0 | 0 | 0 | 0 | 0 | 0 | 0 | 0 | 0 | 0 | 0 | 0 | 0 | 0 | 0 | 0.47323 | 1.573 | 4.0356 | 9.3498 | 18.3608 | 31.453 | 47.4268 | 64.1446 | 77.0945 | 81.6064 | 81.6064 | 81.6064 | 81.6064 | 81.6064 | 81.6064 | 81.6064 | 81.6064 | 81.6064 | 81.6064 | 81.6064 | 81.6064 | 81.6064 | 81.6064 | 81.6064 | 81.6064 | 0 | 0.00089407 | 0.002382 | 0.0042989 | 0.0072595 | 0.010489 | 0.013086 | 0.013191 | 0.010491 | 0.0034902 | 0 | 0 | 0 | 0 | 0 | 0 | 0 | 0 | 0 | 0 | 0 | 0 | 0 | 0 | 0 | 0 | 0.00089407 | 0.0032742 | 0.0075636 | 0.014792 | 0.0252 | 0.038112 | 0.050987 | 0.060997 | 0.063859 | 0.063175 | 0.062493 | 0.061841 | 0.061238 | 0.060699 | 0.06023 | 0.059795 | 0.059393 | 0.059016 | 0.058634 | 0.058255 | 0.057883 | 0.057517 | 0.057161 | 0.056816 | 0 | 1.0998 | 2.9359 | 5.3141 | 9.011 | 13.0922 | 16.4471 | 16.7179 | 13.423 | 4.5119 | 0 | 0 | 0 | 0 | 0 | 0 | 0 | 0 | 0 | 0 | 0 | 0 | 0 | 0 | 0 | 0 | 1.0998 | 4.0356 | 9.3498 | 18.3608 | 31.453 | 47.9 | 64.6179 | 78.0409 | 82.5528 | 82.5528 | 82.5528 | 82.5528 | 82.5528 | 82.5528 | 82.5528 | 82.5528 | 82.5528 | 82.5528 | 82.5528 | 82.5528 | 82.5528 | 82.5528 | 82.5528 | 82.5528 | 0.00038443 | 0.000891 | 0.0019888 | 0.0042742 | 0.0072097 | 0.010408 | 0.012605 | 0.013079 | 0.010035 | 0.0034604 | 0 | 0 | 0 | 0 | 0 | 0 | 0 | 0 | 0 | 0 | 0 | 0 | 0 | 0 | 0 | 0.00038443 | 0.0012744 | 0.0032591 | 0.00752 | 0.01469 | 0.025005 | 0.037424 | 0.050183 | 0.05974 | 0.062588 | 0.061925 | 0.061269 | 0.060643 | 0.060067 | 0.059553 | 0.059121 | 0.058719 | 0.058346 | 0.057995 | 0.057637 | 0.057281 | 0.056929 | 0.056583 | 0.056244 | 0.055916 | 0.47323 | 1.0998 | 2.4626 | 5.3141 | 9.011 | 13.0922 | 15.9738 | 16.7179 | 12.9498 | 4.5119 | 0 | 0 | 0 | 0 | 0 | 0 | 0 | 0 | 0 | 0 | 0 | 0 | 0 | 0 | 0 | 0.47323 | 1.573 | 4.0356 | 9.3498 | 18.3608 | 31.453 | 47.4268 | 64.1446 | 77.0945 | 81.6064 | 81.6064 | 81.6064 | 81.6064 | 81.6064 | 81.6064 | 81.6064 | 81.6064 | 81.6064 | 81.6064 | 81.6064 | 81.6064 | 81.6064 | 81.6064 | 81.6064 | 81.6064 | 1855.1069 | 896.6289 | 705.8606 | 626.6433 | 583.2238 | 555.4896 | 536.2567 | 522.1468 | 511.362 | 502.8575 | 494.3631 | 486.3864 | 479.9442 | 474.6643 | 470.2842 | 466.6129 | 463.5085 | 460.8618 | 458.5933 | 456.6372 | 454.9417 | 453.4655 | 452.1748 | 451.0423 | 450.0454 | 961.7508 | 464.8431 | 365.9423 | 324.8733 | 302.3632 | 287.9848 | 278.0138 | 270.6987 | 265.1075 | 260.6985 | 256.2947 | 252.1594 | 248.8195 | 246.0822 | 243.8114 | 241.9081 | 240.2987 | 238.9265 | 237.7504 | 236.7363 | 235.8573 | 235.092 | 234.4229 | 233.8358 | 233.3189 | 310
OR_Residential_LI - Single Family_Existing_Space Heating_Natural Gas_Furnace | OR | Residential | LI - Multi-Family | New | Appliances | Natural Gas | Behavioral Programs | A | ORM263 | None | Program Participation | 2 | 0.051611 | 0 | 0 | 4.42 | 0 | 0 | 0 | 0.30173 | 0.45 | household | 0% | 75% | Retrofit | Retro3Slow | 99.01% | TBD | 0% | 538.4708 |  | 279.1617 |  | 2.9799e-05 | BEHAV_HER-All-CPUC-2018_PG-3 | BEHAV_HER-All-CPUC-2018_PG-3 | BEHAV_HER-All-CPUC-2018_PG-3 | None | None | None | None | None | None | None | None | None | None | None | None | None | None | None | None | None | None | None | None | None | None | None | None | None | None | None | Program Participation | Program Participation | Program Participation | Program Participation | Program Participation | Program Participation | Program Participation | Program Participation | Program Participation | Program Participation | Program Participation | Program Participation | Program Participation | Program Participation | Program Participation | Program Participation | Program Participation | Program Participation | Program Participation | Program Participation | Program Participation | Program Participation | Program Participation | Program Participation | Program Participation | Program Participation | Program Participation | 4.42 | 4.42 | 4.42 | 4.42 | 4.42 | 4.42 | 4.42 | 4.42 | 4.42 | 4.42 | 4.42 | 4.42 | 4.42 | 4.42 | 4.42 | 4.42 | 4.42 | 4.42 | 4.42 | 4.42 | 4.42 | 4.42 | 4.42 | 4.42 | 4.42 | 4.42 | 4.42 | 0 | 0 | 0.051521 | 0.051422 | 0.051316 | 0.051209 | 0.051101 | 0.050991 | 0.05088 | 0.050769 | 0.050658 | 0.050547 | 0.050436 | 0.050325 | 0.050214 | 0.050102 | 0.04999 | 0.049878 | 0.049768 | 0.049656 | 0.049543 | 0.049431 | 0.049324 | 0.049222 | 0.049123 | 0.049029 | 0.048937 | 2.9795e-05 | 6.9062e-05 | 0.00015418 | 0.00033177 | 0.00056091 | 0.00081245 | 0.00098796 | 0.0010303 | 0.00079391 | 0.00027178 | 0 | 0 | 0 | 0 | 0 | 0 | 0 | 0 | 0 | 0 | 0 | 0 | 0 | 0 | 0 | 2.9795e-05 | 9.88e-05 | 0.00025278 | 0.00058402 | 0.0011437 | 0.0019537 | 0.0029374 | 0.0039612 | 0.0047465 | 0.0050079 | 0.0049969 | 0.0049859 | 0.0049749 | 0.0049638 | 0.0049527 | 0.0049416 | 0.0049306 | 0.0049196 | 0.0049084 | 0.0048973 | 0.0048867 | 0.0048765 | 0.0048668 | 0.0048574 | 0.0048484 | 0.57831 | 1.3431 | 3.0045 | 6.4788 | 10.9766 | 15.9332 | 19.4174 | 20.2929 | 15.672 | 5.3768 | 0 | 0 | 0 | 0 | 0 | 0 | 0 | 0 | 0 | 0 | 0 | 0 | 0 | 0 | 0 | 0.57831 | 1.9214 | 4.9259 | 11.4047 | 22.3813 | 38.3145 | 57.7319 | 78.0248 | 93.6968 | 99.0736 | 99.0736 | 99.0736 | 99.0736 | 99.0736 | 99.0736 | 99.0736 | 99.0736 | 99.0736 | 99.0736 | 99.0736 | 99.0736 | 99.0736 | 99.0736 | 99.0736 | 99.0736 | 2.9799e-05 | 6.9083e-05 | 0.00015425 | 0.00033199 | 0.00056136 | 0.00081323 | 0.00098908 | 0.0010316 | 0.00079507 | 0.00027223 | 0 | 0 | 0 | 0 | 0 | 0 | 0 | 0 | 0 | 0 | 0 | 0 | 0 | 0 | 0 | 2.9799e-05 | 9.883e-05 | 0.0002529 | 0.0005844 | 0.0011446 | 0.0019556 | 0.0029407 | 0.0039664 | 0.0047534 | 0.0050161 | 0.0050059 | 0.0049958 | 0.0049856 | 0.0049753 | 0.0049651 | 0.0049548 | 0.0049447 | 0.0049344 | 0.0049241 | 0.0049138 | 0.004904 | 0.0048945 | 0.0048854 | 0.0048766 | 0.0048681 | 0.57831 | 1.3431 | 3.0045 | 6.4788 | 10.9766 | 15.9332 | 19.4174 | 20.2929 | 15.672 | 5.3768 | 0 | 0 | 0 | 0 | 0 | 0 | 0 | 0 | 0 | 0 | 0 | 0 | 0 | 0 | 0 | 0.57831 | 1.9214 | 4.9259 | 11.4047 | 22.3813 | 38.3145 | 57.7319 | 78.0248 | 93.6968 | 99.0736 | 99.0736 | 99.0736 | 99.0736 | 99.0736 | 99.0736 | 99.0736 | 99.0736 | 99.0736 | 99.0736 | 99.0736 | 99.0736 | 99.0736 | 99.0736 | 99.0736 | 99.0736 | 0 | 6.9083e-05 | 0.00018394 | 0.00033199 | 0.00056136 | 0.00081323 | 0.0010185 | 0.0010316 | 0.00082441 | 0.00027223 | 0 | 0 | 0 | 0 | 0 | 0 | 0 | 0 | 0 | 0 | 0 | 0 | 0 | 0 | 0 | 0 | 6.9083e-05 | 0.0002529 | 0.0005844 | 0.0011446 | 0.0019556 | 0.0029702 | 0.0039958 | 0.0048121 | 0.0050746 | 0.0050644 | 0.0050541 | 0.0050438 | 0.0050334 | 0.005023 | 0.0050127 | 0.0050024 | 0.004992 | 0.0049816 | 0.0049712 | 0.0049612 | 0.0049517 | 0.0049425 | 0.0049336 | 0.0049249 | 0 | 1.3431 | 3.5828 | 6.4788 | 10.9766 | 15.9332 | 19.9957 | 20.2929 | 16.2503 | 5.3768 | 0 | 0 | 0 | 0 | 0 | 0 | 0 | 0 | 0 | 0 | 0 | 0 | 0 | 0 | 0 | 0 | 1.3431 | 4.9259 | 11.4047 | 22.3813 | 38.3145 | 58.3102 | 78.6031 | 94.8534 | 100.2302 | 100.2302 | 100.2302 | 100.2302 | 100.2302 | 100.2302 | 100.2302 | 100.2302 | 100.2302 | 100.2302 | 100.2302 | 100.2302 | 100.2302 | 100.2302 | 100.2302 | 100.2302 | 2.9799e-05 | 6.9083e-05 | 0.00015425 | 0.00033199 | 0.00056136 | 0.00081323 | 0.00098908 | 0.0010316 | 0.00079507 | 0.00027223 | 0 | 0 | 0 | 0 | 0 | 0 | 0 | 0 | 0 | 0 | 0 | 0 | 0 | 0 | 0 | 2.9799e-05 | 9.883e-05 | 0.0002529 | 0.0005844 | 0.0011446 | 0.0019556 | 0.0029407 | 0.0039664 | 0.0047534 | 0.0050161 | 0.0050059 | 0.0049958 | 0.0049856 | 0.0049753 | 0.0049651 | 0.0049548 | 0.0049447 | 0.0049344 | 0.0049241 | 0.0049138 | 0.004904 | 0.0048945 | 0.0048854 | 0.0048766 | 0.0048681 | 0.57831 | 1.3431 | 3.0045 | 6.4788 | 10.9766 | 15.9332 | 19.4174 | 20.2929 | 15.672 | 5.3768 | 0 | 0 | 0 | 0 | 0 | 0 | 0 | 0 | 0 | 0 | 0 | 0 | 0 | 0 | 0 | 0.57831 | 1.9214 | 4.9259 | 11.4047 | 22.3813 | 38.3145 | 57.7319 | 78.0248 | 93.6968 | 99.0736 | 99.0736 | 99.0736 | 99.0736 | 99.0736 | 99.0736 | 99.0736 | 99.0736 | 99.0736 | 99.0736 | 99.0736 | 99.0736 | 99.0736 | 99.0736 | 99.0736 | 99.0736 | 1855.1069 | 896.6289 | 705.8606 | 626.6433 | 583.2238 | 555.4896 | 536.2567 | 522.1468 | 511.362 | 502.8575 | 494.3631 | 486.3864 | 479.9442 | 474.6643 | 470.2842 | 466.6129 | 463.5085 | 460.8618 | 458.5933 | 456.6372 | 454.9417 | 453.4655 | 452.1748 | 451.0423 | 450.0454 | 961.7508 | 464.8431 | 365.9423 | 324.8733 | 302.3632 | 287.9848 | 278.0138 | 270.6987 | 265.1075 | 260.6985 | 256.2947 | 252.1594 | 248.8195 | 246.0822 | 243.8114 | 241.9081 | 240.2987 | 238.9265 | 237.7504 | 236.7363 | 235.8573 | 235.092 | 234.4229 | 233.8358 | 233.3189 | 311
OR_Residential_LI - Single Family_Existing_Space Heating_Natural Gas_Furnace | OR | Residential | LI - Multi-Family | New | Miscellaneous | Natural Gas | Behavioral Programs | A | ORM264 | None | Program Participation | 2 | 0.006374 | 0 | 0 | 4.42 | 0 | 0 | 0 | 0.30173 | 0.45 | household | 0% | 75% | Retrofit | Retro3Slow | 99.01% | TBD | 0% | 538.4708 |  | 279.1617 |  | 3.6862e-06 | BEHAV_HER-All-CPUC-2018_PG-3 | BEHAV_HER-All-CPUC-2018_PG-3 | BEHAV_HER-All-CPUC-2018_PG-3 | None | None | None | None | None | None | None | None | None | None | None | None | None | None | None | None | None | None | None | None | None | None | None | None | None | None | None | Program Participation | Program Participation | Program Participation | Program Participation | Program Participation | Program Participation | Program Participation | Program Participation | Program Participation | Program Participation | Program Participation | Program Participation | Program Participation | Program Participation | Program Participation | Program Participation | Program Participation | Program Participation | Program Participation | Program Participation | Program Participation | Program Participation | Program Participation | Program Participation | Program Participation | Program Participation | Program Participation | 4.42 | 4.42 | 4.42 | 4.42 | 4.42 | 4.42 | 4.42 | 4.42 | 4.42 | 4.42 | 4.42 | 4.42 | 4.42 | 4.42 | 4.42 | 4.42 | 4.42 | 4.42 | 4.42 | 4.42 | 4.42 | 4.42 | 4.42 | 4.42 | 4.42 | 4.42 | 4.42 | 0 | 0 | 0.006374 | 0.006374 | 0.006374 | 0.006374 | 0.006374 | 0.006374 | 0.006374 | 0.006374 | 0.006374 | 0.006374 | 0.006374 | 0.006374 | 0.006374 | 0.006374 | 0.006374 | 0.006374 | 0.006374 | 0.006374 | 0.006374 | 0.006374 | 0.006374 | 0.006374 | 0.006374 | 0.006374 | 0.006374 | 3.6862e-06 | 8.5606e-06 | 1.9151e-05 | 4.1296e-05 | 6.9965e-05 | 0.00010156 | 0.00012377 | 0.00012935 | 9.9894e-05 | 3.4272e-05 | 0 | 0 | 0 | 0 | 0 | 0 | 0 | 0 | 0 | 0 | 0 | 0 | 0 | 0 | 0 | 3.6862e-06 | 1.2247e-05 | 3.1398e-05 | 7.2694e-05 | 0.00014266 | 0.00024422 | 0.00036798 | 0.00049733 | 0.00059722 | 0.0006315 | 0.0006315 | 0.0006315 | 0.0006315 | 0.0006315 | 0.0006315 | 0.0006315 | 0.0006315 | 0.0006315 | 0.0006315 | 0.0006315 | 0.0006315 | 0.0006315 | 0.0006315 | 0.0006315 | 0.0006315 | 0.57831 | 1.3431 | 3.0045 | 6.4788 | 10.9766 | 15.9332 | 19.4174 | 20.2929 | 15.672 | 5.3768 | 0 | 0 | 0 | 0 | 0 | 0 | 0 | 0 | 0 | 0 | 0 | 0 | 0 | 0 | 0 | 0.57831 | 1.9214 | 4.9259 | 11.4047 | 22.3813 | 38.3145 | 57.7319 | 78.0248 | 93.6968 | 99.0736 | 99.0736 | 99.0736 | 99.0736 | 99.0736 | 99.0736 | 99.0736 | 99.0736 | 99.0736 | 99.0736 | 99.0736 | 99.0736 | 99.0736 | 99.0736 | 99.0736 | 99.0736 | 3.6862e-06 | 8.5606e-06 | 1.9151e-05 | 4.1296e-05 | 6.9965e-05 | 0.00010156 | 0.00012377 | 0.00012935 | 9.9894e-05 | 3.4272e-05 | 0 | 0 | 0 | 0 | 0 | 0 | 0 | 0 | 0 | 0 | 0 | 0 | 0 | 0 | 0 | 3.6862e-06 | 1.2247e-05 | 3.1398e-05 | 7.2694e-05 | 0.00014266 | 0.00024422 | 0.00036798 | 0.00049733 | 0.00059722 | 0.0006315 | 0.0006315 | 0.0006315 | 0.0006315 | 0.0006315 | 0.0006315 | 0.0006315 | 0.0006315 | 0.0006315 | 0.0006315 | 0.0006315 | 0.0006315 | 0.0006315 | 0.0006315 | 0.0006315 | 0.0006315 | 0.57831 | 1.3431 | 3.0045 | 6.4788 | 10.9766 | 15.9332 | 19.4174 | 20.2929 | 15.672 | 5.3768 | 0 | 0 | 0 | 0 | 0 | 0 | 0 | 0 | 0 | 0 | 0 | 0 | 0 | 0 | 0 | 0.57831 | 1.9214 | 4.9259 | 11.4047 | 22.3813 | 38.3145 | 57.7319 | 78.0248 | 93.6968 | 99.0736 | 99.0736 | 99.0736 | 99.0736 | 99.0736 | 99.0736 | 99.0736 | 99.0736 | 99.0736 | 99.0736 | 99.0736 | 99.0736 | 99.0736 | 99.0736 | 99.0736 | 99.0736 | 0 | 8.5606e-06 | 2.2837e-05 | 4.1296e-05 | 6.9965e-05 | 0.00010156 | 0.00012745 | 0.00012935 | 0.00010358 | 3.4272e-05 | 0 | 0 | 0 | 0 | 0 | 0 | 0 | 0 | 0 | 0 | 0 | 0 | 0 | 0 | 0 | 0 | 8.5606e-06 | 3.1398e-05 | 7.2694e-05 | 0.00014266 | 0.00024422 | 0.00037167 | 0.00050102 | 0.0006046 | 0.00063887 | 0.00063887 | 0.00063887 | 0.00063887 | 0.00063887 | 0.00063887 | 0.00063887 | 0.00063887 | 0.00063887 | 0.00063887 | 0.00063887 | 0.00063887 | 0.00063887 | 0.00063887 | 0.00063887 | 0.00063887 | 0 | 1.3431 | 3.5828 | 6.4788 | 10.9766 | 15.9332 | 19.9957 | 20.2929 | 16.2503 | 5.3768 | 0 | 0 | 0 | 0 | 0 | 0 | 0 | 0 | 0 | 0 | 0 | 0 | 0 | 0 | 0 | 0 | 1.3431 | 4.9259 | 11.4047 | 22.3813 | 38.3145 | 58.3102 | 78.6031 | 94.8534 | 100.2302 | 100.2302 | 100.2302 | 100.2302 | 100.2302 | 100.2302 | 100.2302 | 100.2302 | 100.2302 | 100.2302 | 100.2302 | 100.2302 | 100.2302 | 100.2302 | 100.2302 | 100.2302 | 3.6862e-06 | 8.5606e-06 | 1.9151e-05 | 4.1296e-05 | 6.9965e-05 | 0.00010156 | 0.00012377 | 0.00012935 | 9.9894e-05 | 3.4272e-05 | 0 | 0 | 0 | 0 | 0 | 0 | 0 | 0 | 0 | 0 | 0 | 0 | 0 | 0 | 0 | 3.6862e-06 | 1.2247e-05 | 3.1398e-05 | 7.2694e-05 | 0.00014266 | 0.00024422 | 0.00036798 | 0.00049733 | 0.00059722 | 0.0006315 | 0.0006315 | 0.0006315 | 0.0006315 | 0.0006315 | 0.0006315 | 0.0006315 | 0.0006315 | 0.0006315 | 0.0006315 | 0.0006315 | 0.0006315 | 0.0006315 | 0.0006315 | 0.0006315 | 0.0006315 | 0.57831 | 1.3431 | 3.0045 | 6.4788 | 10.9766 | 15.9332 | 19.4174 | 20.2929 | 15.672 | 5.3768 | 0 | 0 | 0 | 0 | 0 | 0 | 0 | 0 | 0 | 0 | 0 | 0 | 0 | 0 | 0 | 0.57831 | 1.9214 | 4.9259 | 11.4047 | 22.3813 | 38.3145 | 57.7319 | 78.0248 | 93.6968 | 99.0736 | 99.0736 | 99.0736 | 99.0736 | 99.0736 | 99.0736 | 99.0736 | 99.0736 | 99.0736 | 99.0736 | 99.0736 | 99.0736 | 99.0736 | 99.0736 | 99.0736 | 99.0736 | 1855.1069 | 896.6289 | 705.8606 | 626.6433 | 583.2238 | 555.4896 | 536.2567 | 522.1468 | 511.362 | 502.8575 | 494.3631 | 486.3864 | 479.9442 | 474.6643 | 470.2842 | 466.6129 | 463.5085 | 460.8618 | 458.5933 | 456.6372 | 454.9417 | 453.4655 | 452.1748 | 451.0423 | 450.0454 | 961.7508 | 464.8431 | 365.9423 | 324.8733 | 302.3632 | 287.9848 | 278.0138 | 270.6987 | 265.1075 | 260.6985 | 256.2947 | 252.1594 | 248.8195 | 246.0822 | 243.8114 | 241.9081 | 240.2987 | 238.9265 | 237.7504 | 236.7363 | 235.8573 | 235.092 | 234.4229 | 233.8358 | 233.3189 | 312
OR_Residential_LI - Single Family_Existing_Space Heating_Natural Gas_Furnace | OR | Residential | LI - Mobile Home | Existing | Space Heating | Natural Gas | Insulation - Ceiling Installation | A | ORM265 | R-0 | R-49 | 25 | 0.050392 | 0 | 0 | 4.13 | 0 | 0 | 0 | 1 | 0.25 | sqft roof | 0% | 5% | Retrofit | Retro5Med | 81.71% | TBD | 0% | 7444.2322 |  | 7409.5687 |  | 0.22468 | RTF Workbook - ResMHWeatherization_v6_0 | RTF Workbook - ResMHWeatherization_v6_0 | RTF Workbook - ResMHWeatherization_v6_0 | R-0 | R-0 | R-0 | R-0 | R-0 | R-0 | R-0 | R-0 | R-0 | R-0 | R-0 | R-0 | R-0 | R-0 | R-0 | R-0 | R-0 | R-0 | R-0 | R-0 | R-0 | R-0 | R-0 | R-0 | R-0 | R-0 | R-0 | R-49 | R-49 | R-49 | R-49 | R-49 | R-49 | R-49 | R-49 | R-49 | R-49 | R-49 | R-49 | R-49 | R-49 | R-49 | R-49 | R-49 | R-49 | R-49 | R-49 | R-49 | R-49 | R-49 | R-49 | R-49 | R-49 | R-49 | 4.13 | 4.13 | 4.13 | 4.13 | 4.13 | 4.13 | 4.13 | 4.13 | 4.13 | 4.13 | 4.13 | 4.13 | 4.13 | 4.13 | 4.13 | 4.13 | 4.13 | 4.13 | 4.13 | 4.13 | 4.13 | 4.13 | 4.13 | 4.13 | 4.13 | 4.13 | 4.13 | 0 | 0 | 0.053137 | 0.052326 | 0.051415 | 0.050423 | 0.049355 | 0.048184 | 0.046957 | 0.045739 | 0.0446 | 0.043602 | 0.042784 | 0.04216 | 0.041698 | 0.041353 | 0.041076 | 0.040836 | 0.040618 | 0.040414 | 0.040222 | 0.04004 | 0.039868 | 0.039703 | 0.039546 | 0.039396 | 0.039253 | 0.26404 | 0.31879 | 0.38276 | 0.43513 | 0.48512 | 0.55291 | 0.59027 | 0.58652 | 0.5382 | 0.45163 | 0.34244 | 0.22301 | 0.12789 | 0.060979 | 0.025589 | 0.0092376 | 0.0028659 | 0.00062063 | 0.00010138 | 1.2097e-05 | 0 | 0 | 0 | 0 | 0 | 0.26404 | 0.57879 | 0.95148 | 1.3683 | 1.8244 | 2.334 | 2.8649 | 3.3771 | 3.8312 | 4.1971 | 4.4607 | 4.6188 | 4.696 | 4.7181 | 4.7121 | 4.6938 | 4.6716 | 4.6488 | 4.6268 | 4.6059 | 4.5861 | 4.5671 | 4.5491 | 4.5318 | 4.5153 | 4968.9511 | 6092.37 | 7444.6354 | 8629.7118 | 9829.2275 | 11475.1439 | 12570.4407 | 12823.2613 | 12067.134 | 10357.9163 | 8003.9507 | 5289.6225 | 3067.0092 | 1474.6001 | 622.9787 | 226.2143 | 70.5583 | 15.3566 | 2.5206 | 0.30212 | 0 | 0 | 0 | 0 | 0 | 4968.9511 | 11061.3212 | 18505.9565 | 27135.6684 | 36964.8959 | 48440.0398 | 61010.4805 | 73833.7418 | 85900.8757 | 96258.7921 | 104262.7428 | 109552.3653 | 112619.3744 | 114093.9745 | 114716.9532 | 114943.1675 | 115013.7258 | 115029.0823 | 115031.6029 | 115031.9051 | 115031.9051 | 115031.9051 | 115031.9051 | 115031.9051 | 115031.9051 | 0.22468 | 0.27164 | 0.3267 | 0.37212 | 0.41579 | 0.47515 | 0.50873 | 0.50703 | 0.46658 | 0.3925 | 0.29819 | 0.19445 | 0.1116 | 0.053236 | 0.022345 | 0.0080673 | 0.002503 | 0.00054207 | 8.8556e-05 | 1.0567e-05 | 0 | 0 | 0 | 0 | 0 | 0.22468 | 0.49318 | 0.8121 | 1.1701 | 1.5637 | 2.0058 | 2.4691 | 2.9194 | 3.3214 | 3.6476 | 3.8844 | 4.0273 | 4.098 | 4.119 | 4.1146 | 4.0991 | 4.0801 | 4.0604 | 4.0414 | 4.0233 | 4.0062 | 3.9898 | 3.9741 | 3.9592 | 3.945 | 4223.6085 | 5178.5145 | 6327.9401 | 7335.2551 | 8354.8434 | 9753.8723 | 10684.8746 | 10899.7721 | 10257.0639 | 8804.2289 | 6803.3581 | 4496.1791 | 2606.9578 | 1253.4101 | 529.5319 | 192.2822 | 59.9746 | 13.0531 | 2.1425 | 0.25681 | 0 | 0 | 0 | 0 | 0 | 4223.6085 | 9402.123 | 15730.063 | 23065.3181 | 31420.1615 | 41174.0338 | 51858.9084 | 62758.6805 | 73015.7444 | 81819.9732 | 88623.3314 | 93119.5105 | 95726.4683 | 96979.8783 | 97509.4102 | 97701.6924 | 97761.6669 | 97774.72 | 97776.8625 | 97777.1193 | 97777.1193 | 97777.1193 | 97777.1193 | 97777.1193 | 97777.1193 | 0 | 0 | 0 | 0 | 0 | 0 | 0 | 0 | 0 | 0 | 0 | 0 | 0 | 0 | 0 | 0 | 0 | 0 | 0 | 0 | 0 | 0 | 0 | 0 | 0 | 0 | 0 | 0 | 0 | 0 | 0 | 0 | 0 | 0 | 0 | 0 | 0 | 0 | 0 | 0 | 0 | 0 | 0 | 0 | 0 | 0 | 0 | 0 | 0 | 0 | 0 | 0 | 0 | 0 | 0 | 0 | 0 | 0 | 0 | 0 | 0 | 0 | 0 | 0 | 0 | 0 | 0 | 0 | 0 | 0 | 0 | 0 | 0 | 0 | 0 | 0 | 0 | 0 | 0 | 0 | 0 | 0 | 0 | 0 | 0 | 0 | 0 | 0 | 0 | 0 | 0 | 0 | 0 | 0 | 0 | 0 | 0 | 0 | 0 | 0 | 0 | 0 | 0 | 0 | 0 | 0 | 0 | 0 | 0 | 0 | 0 | 0 | 0 | 0 | 0 | 0 | 0 | 0 | 0 | 0 | 0 | 0 | 0 | 0 | 0 | 0 | 0 | 0 | 0 | 0 | 0 | 0 | 0 | 0 | 0 | 0 | 0 | 0 | 0 | 0 | 0 | 0 | 0 | 0 | 0 | 0 | 0 | 0 | 0 | 0 | 0 | 0 | 0 | 0 | 0 | 0 | 0 | 0 | 0 | 0 | 0 | 0 | 0 | 0 | 0 | 0 | 0 | 0 | 0 | 0 | 0 | 0 | 0 | 0 | 0 | 0 | 0 | 0 | 0 | 0 | 0 | 0 | 0 | 0 | 0 | 0 | 0 | 0 | 0 | 0 | 0 | 0 | 0 | 0 | 0 | 0 | 0 | 0 | 0 | 0 | 7020.3547 | 7065.0646 | 7110.8769 | 7157.573 | 7204.9423 | 7252.7674 | 7300.826 | 7348.8931 | 7396.7413 | 7444.1771 | 7490.5712 | 7536.0003 | 7579.7694 | 7621.9013 | 7662.4388 | 7701.425 | 7738.9101 | 7774.9374 | 7809.5506 | 7842.7307 | 7874.589 | 7905.1699 | 7934.5131 | 7962.6587 | 7989.6471 | 6987.665 | 7032.1667 | 7077.7656 | 7124.2443 | 7171.393 | 7218.9955 | 7266.8303 | 7314.6735 | 7362.299 | 7409.5139 | 7455.6919 | 7500.9095 | 7544.4748 | 7586.4105 | 7626.7593 | 7665.564 | 7702.8745 | 7738.7341 | 7773.186 | 7806.2116 | 7837.9216 | 7868.3601 | 7897.5666 | 7925.5812 | 7952.444 | 313
OR_Residential_LI - Single Family_Existing_Space Heating_Natural Gas_Furnace | OR | Residential | LI - Mobile Home | Existing | Space Heating | Natural Gas | Insulation - Ceiling Upgrade | A | ORM266 | R-11 | R-49 | 25 | 0.023943 | 0 | 0 | 3.33 | 0 | 0 | 0 | 0.18589 | 0.25 | sqft roof | 40% | 75% | Retrofit | Retro5Med | 81.71% | TBD | 0% | 12608.5061 |  | 4384.6109 |  | 0.7462 | RTF Workbook - ResMHWeatherization_v6_0 | RTF Workbook - ResMHWeatherization_v6_0 | RTF Workbook - ResMHWeatherization_v6_0 | R-11 | R-11 | R-11 | R-11 | R-11 | R-11 | R-11 | R-11 | R-11 | R-11 | R-11 | R-11 | R-11 | R-11 | R-11 | R-11 | R-11 | R-11 | R-11 | R-11 | R-11 | R-11 | R-11 | R-11 | R-11 | R-11 | R-11 | R-49 | R-49 | R-49 | R-49 | R-49 | R-49 | R-49 | R-49 | R-49 | R-49 | R-49 | R-49 | R-49 | R-49 | R-49 | R-49 | R-49 | R-49 | R-49 | R-49 | R-49 | R-49 | R-49 | R-49 | R-49 | R-49 | R-49 | 3.33 | 3.33 | 3.33 | 3.33 | 3.33 | 3.33 | 3.33 | 3.33 | 3.33 | 3.33 | 3.33 | 3.33 | 3.33 | 3.33 | 3.33 | 3.33 | 3.33 | 3.33 | 3.33 | 3.33 | 3.33 | 3.33 | 3.33 | 3.33 | 3.33 | 3.33 | 3.33 | 0 | 0 | 0.025205 | 0.024768 | 0.024275 | 0.023736 | 0.023154 | 0.022515 | 0.021845 | 0.021183 | 0.020568 | 0.020033 | 0.0196 | 0.019278 | 0.019044 | 0.018876 | 0.018744 | 0.018632 | 0.018531 | 0.018437 | 0.018348 | 0.018264 | 0.018184 | 0.018108 | 0.018036 | 0.017966 | 0.0179 | 0.87669 | 1.0563 | 1.265 | 1.4338 | 1.5931 | 1.8085 | 1.9222 | 1.9014 | 1.7373 | 1.4525 | 1.0982 | 0.7138 | 0.40887 | 0.19484 | 0.08174 | 0.029504 | 0.0091526 | 0.0019819 | 0.00032374 | 3.8626e-05 | 0 | 0 | 0 | 0 | 0 | 0.87669 | 1.9178 | 3.1446 | 4.5086 | 5.9912 | 7.6343 | 9.3296 | 10.9482 | 12.3674 | 13.4985 | 14.3052 | 14.7834 | 15.0135 | 15.0754 | 15.0518 | 14.9913 | 14.9192 | 14.8455 | 14.7744 | 14.7067 | 14.6425 | 14.5812 | 14.5226 | 14.4666 | 14.4131 | 34782.6579 | 42646.5902 | 52112.4476 | 60407.9828 | 68804.5927 | 80326.0074 | 87993.0848 | 89762.829 | 84469.9377 | 72505.4144 | 56027.6551 | 37027.3574 | 21469.0643 | 10322.2005 | 4360.8507 | 1583.5001 | 493.9081 | 107.4959 | 17.6441 | 2.1149 | 0 | 0 | 0 | 0 | 0 | 34782.6579 | 77429.2481 | 129541.6957 | 189949.6785 | 258754.2712 | 339080.2786 | 427073.3634 | 516836.1923 | 601306.13 | 673811.5444 | 729839.1994 | 766866.5568 | 788335.6211 | 798657.8216 | 803018.6723 | 804602.1724 | 805096.0805 | 805203.5764 | 805221.2205 | 805223.3354 | 805223.3354 | 805223.3354 | 805223.3354 | 805223.3354 | 805223.3354 | 0.7462 | 0.90056 | 1.0807 | 1.2279 | 1.3681 | 1.5581 | 1.662 | 1.6501 | 1.513 | 1.2688 | 0.96157 | 0.62603 | 0.35894 | 0.17114 | 0.071815 | 0.025925 | 0.0080431 | 0.0017418 | 0.00028453 | 3.395e-05 | 0 | 0 | 0 | 0 | 0 | 0.7462 | 1.6351 | 2.6865 | 3.8611 | 5.1449 | 6.5772 | 8.0665 | 9.5009 | 10.7703 | 11.7913 | 12.5259 | 12.9656 | 13.1803 | 13.2414 | 13.2242 | 13.1729 | 13.1107 | 13.0468 | 12.9851 | 12.9263 | 12.8705 | 12.8173 | 12.7664 | 12.7178 | 12.6714 | 29565.2592 | 36249.6017 | 44295.5804 | 51346.7854 | 58483.9038 | 68277.1062 | 74794.1221 | 76298.4046 | 71799.447 | 61629.6022 | 47623.5068 | 31473.2538 | 18248.7046 | 8773.8704 | 3706.7231 | 1345.9751 | 419.8219 | 91.3715 | 14.9975 | 1.7976 | 0 | 0 | 0 | 0 | 0 | 29565.2592 | 65814.8609 | 110110.4413 | 161457.2267 | 219941.1306 | 288218.2368 | 363012.3589 | 439310.7635 | 511110.2105 | 572739.8127 | 620363.3195 | 651836.5733 | 670085.2779 | 678859.1484 | 682565.8714 | 683911.8465 | 684331.6685 | 684423.0399 | 684438.0374 | 684439.8351 | 684439.8351 | 684439.8351 | 684439.8351 | 684439.8351 | 684439.8351 | 0 | 0 | 0 | 0 | 0 | 0 | 0 | 0 | 0 | 0 | 0 | 0 | 0 | 0 | 0 | 0 | 0 | 0 | 0 | 0 | 0 | 0 | 0 | 0 | 0 | 0 | 0 | 0 | 0 | 0 | 0 | 0 | 0 | 0 | 0 | 0 | 0 | 0 | 0 | 0 | 0 | 0 | 0 | 0 | 0 | 0 | 0 | 0 | 0 | 0 | 0 | 0 | 0 | 0 | 0 | 0 | 0 | 0 | 0 | 0 | 0 | 0 | 0 | 0 | 0 | 0 | 0 | 0 | 0 | 0 | 0 | 0 | 0 | 0 | 0 | 0 | 0 | 0 | 0 | 0 | 0 | 0 | 0 | 0 | 0 | 0 | 0 | 0 | 0 | 0 | 0 | 0 | 0 | 0 | 0 | 0 | 0 | 0 | 0 | 0 | 0 | 0 | 0 | 0 | 0 | 0 | 0 | 0 | 0 | 0 | 0 | 0 | 0 | 0 | 0 | 0 | 0 | 0 | 0 | 0 | 0 | 0 | 0 | 0 | 0 | 0 | 0 | 0 | 0 | 0 | 0 | 0 | 0 | 0 | 0 | 0 | 0 | 0 | 0 | 0 | 0 | 0 | 0 | 0 | 0 | 0 | 0 | 0 | 0 | 0 | 0 | 0 | 0 | 0 | 0 | 0 | 0 | 0 | 0 | 0 | 0 | 0 | 0 | 0 | 0 | 0 | 0 | 0 | 0 | 0 | 0 | 0 | 0 | 0 | 0 | 0 | 0 | 0 | 0 | 0 | 0 | 0 | 0 | 0 | 0 | 0 | 0 | 0 | 0 | 0 | 0 | 0 | 0 | 0 | 0 | 0 | 0 | 0 | 0 | 0 | 11890.5729 | 11966.2993 | 12043.8929 | 12122.9833 | 12203.2141 | 12284.2169 | 12365.615 | 12447.0276 | 12528.0695 | 12608.4129 | 12686.9918 | 12763.9363 | 12838.0693 | 12909.4293 | 12978.0889 | 13044.1209 | 13107.6105 | 13168.631 | 13227.2562 | 13283.4542 | 13337.4137 | 13389.2094 | 13438.9087 | 13486.5797 | 13532.2908 | 4134.9494 | 4161.2833 | 4188.2665 | 4215.7702 | 4243.6704 | 4271.8392 | 4300.1454 | 4328.4567 | 4356.639 | 4384.5784 | 4411.9043 | 4438.6617 | 4464.4415 | 4489.257 | 4513.1334 | 4536.096 | 4558.1745 | 4579.3944 | 4599.7813 | 4619.3242 | 4638.0886 | 4656.1006 | 4673.3835 | 4689.9611 | 4705.8572 | 314
OR_Residential_LI - Single Family_Existing_Space Heating_Natural Gas_Furnace | OR | Residential | LI - Mobile Home | Existing | Space Heating | Natural Gas | Insulation - Radiant Barrier | A | ORM267 | None | Installed | 15 | 0.0030753 | 0 | 0 | 0.07 | 0 | 0 | 0 | 0.18589 | 0.45 | sqft wall | 5% | 20% | Retrofit | Retro5Med | 81.71% | TBD | 0% | 3254.1018 |  | 1411.8594 |  | 0.033647 | INS_RB-HVAC-CMUATRM-2016-12 | INS_RB-All-ESTAR-V3_R8-1 | INS_RB-HVAC-CMUATRM-2016-12 | None | None | None | None | None | None | None | None | None | None | None | None | None | None | None | None | None | None | None | None | None | None | None | None | None | None | None | Installed | Installed | Installed | Installed | Installed | Installed | Installed | Installed | Installed | Installed | Installed | Installed | Installed | Installed | Installed | Installed | Installed | Installed | Installed | Installed | Installed | Installed | Installed | Installed | Installed | Installed | Installed | 0.07 | 0.07 | 0.07 | 0.07 | 0.07 | 0.07 | 0.07 | 0.07 | 0.07 | 0.07 | 0.07 | 0.07 | 0.07 | 0.07 | 0.07 | 0.07 | 0.07 | 0.07 | 0.07 | 0.07 | 0.07 | 0.07 | 0.07 | 0.07 | 0.07 | 0.07 | 0.07 | 0 | 0 | 0.0032341 | 0.0031742 | 0.0031063 | 0.003032 | 0.0029518 | 0.0028636 | 0.0027713 | 0.0026802 | 0.0025958 | 0.0025229 | 0.0024643 | 0.0024209 | 0.0023901 | 0.0023681 | 0.0023511 | 0.0023369 | 0.0023241 | 0.0023123 | 0.002301 | 0.0022904 | 0.0022803 | 0.0022707 | 0.0022615 | 0.0022527 | 0.0022443 | 0.039525 | 0.047564 | 0.056878 | 0.064356 | 0.071362 | 0.080821 | 0.085682 | 0.084532 | 0.077043 | 0.064273 | 0.048512 | 0.031497 | 0.018029 | 0.0085887 | 0.0036025 | 0 | 0 | 0 | 0 | 0 | 0 | 0 | 0 | 0 | 0 | 0.039525 | 0.086357 | 0.14139 | 0.20236 | 0.26837 | 0.34117 | 0.41586 | 0.48672 | 0.54844 | 0.59731 | 0.63193 | 0.65232 | 0.66203 | 0.66453 | 0.66338 | 0.65936 | 0.65576 | 0.65241 | 0.64925 | 0.64625 | 0.6434 | 0.64069 | 0.63809 | 0.63561 | 0.63324 | 12221.3939 | 14984.5012 | 18310.4681 | 21225.2254 | 24175.4967 | 28223.7136 | 30917.6531 | 31539.4785 | 29679.744 | 25475.8343 | 19686.1334 | 13010.1018 | 7543.4687 | 3626.8556 | 1532.2485 | 0 | 0 | 0 | 0 | 0 | 0 | 0 | 0 | 0 | 0 | 12221.3939 | 27205.8951 | 45516.3632 | 66741.5885 | 90917.0852 | 119140.7988 | 150058.4519 | 181597.9304 | 211277.6743 | 236753.5086 | 256439.642 | 269449.7437 | 276993.2124 | 280620.0681 | 282152.3165 | 282152.3165 | 282152.3165 | 282152.3165 | 282152.3165 | 282152.3165 | 282152.3165 | 282152.3165 | 282152.3165 | 282152.3165 | 282152.3165 | 0.033647 | 0.040565 | 0.04862 | 0.055158 | 0.06135 | 0.069733 | 0.074221 | 0.073524 | 0.067272 | 0.056311 | 0.042615 | 0.027718 | 0.015884 | 0.0075708 | 0.0031765 | 0 | 0 | 0 | 0 | 0 | 0 | 0 | 0 | 0 | 0 | 0.033647 | 0.07365 | 0.12086 | 0.17344 | 0.23072 | 0.29436 | 0.36023 | 0.42334 | 0.47888 | 0.52332 | 0.55512 | 0.57406 | 0.58324 | 0.58577 | 0.58493 | 0.58147 | 0.57835 | 0.57544 | 0.57269 | 0.57007 | 0.5676 | 0.56523 | 0.56297 | 0.56081 | 0.55875 | 10388.1848 | 12736.826 | 15563.8979 | 18041.4416 | 20549.1722 | 23990.1566 | 26280.0051 | 26808.5567 | 25227.7824 | 21654.4591 | 16733.2134 | 11058.5865 | 6411.9484 | 3082.8273 | 1302.4112 | 0 | 0 | 0 | 0 | 0 | 0 | 0 | 0 | 0 | 0 | 10388.1848 | 23125.0108 | 38688.9087 | 56730.3503 | 77279.5224 | 101269.679 | 127549.6841 | 154358.2408 | 179586.0232 | 201240.4823 | 217973.6957 | 229032.2822 | 235444.2306 | 238527.0579 | 239829.469 | 239829.469 | 239829.469 | 239829.469 | 239829.469 | 239829.469 | 239829.469 | 239829.469 | 239829.469 | 239829.469 | 239829.469 | 0 | 0 | 0 | 0 | 0 | 0 | 0 | 0 | 0 | 0 | 0 | 0 | 0 | 0 | 0 | 0 | 0 | 0 | 0 | 0 | 0 | 0 | 0 | 0 | 0 | 0 | 0 | 0 | 0 | 0 | 0 | 0 | 0 | 0 | 0 | 0 | 0 | 0 | 0 | 0 | 0 | 0 | 0 | 0 | 0 | 0 | 0 | 0 | 0 | 0 | 0 | 0 | 0 | 0 | 0 | 0 | 0 | 0 | 0 | 0 | 0 | 0 | 0 | 0 | 0 | 0 | 0 | 0 | 0 | 0 | 0 | 0 | 0 | 0 | 0 | 0 | 0 | 0 | 0 | 0 | 0 | 0 | 0 | 0 | 0 | 0 | 0 | 0 | 0 | 0 | 0 | 0 | 0 | 0 | 0 | 0 | 0 | 0 | 0 | 0 | 0.033873 | 0.041175 | 0.049852 | 0.057226 | 0.064514 | 0.074497 | 0.080684 | 0.081369 | 0.075724 | 0.064325 | 0.049244 | 0.03228 | 0.018585 | 0.0088807 | 0.0037309 | 0 | 0 | 0 | 0 | 0 | 0 | 0 | 0 | 0 | 0 | 0.033873 | 0.074758 | 0.12392 | 0.17994 | 0.24262 | 0.31447 | 0.3916 | 0.46851 | 0.53905 | 0.59779 | 0.64148 | 0.66855 | 0.68245 | 0.68713 | 0.68701 | 0.68343 | 0.68006 | 0.67686 | 0.67382 | 0.67092 | 0.66817 | 0.66554 | 0.66303 | 0.66065 | 0.65837 | 10388.1848 | 12736.826 | 15563.8979 | 18041.4416 | 20549.1722 | 23990.1566 | 26280.0051 | 26808.5567 | 25227.7824 | 21654.4591 | 16733.2134 | 11058.5865 | 6411.9484 | 3082.8273 | 1302.4112 | 0 | 0 | 0 | 0 | 0 | 0 | 0 | 0 | 0 | 0 | 10388.1848 | 23125.0108 | 38688.9087 | 56730.3503 | 77279.5224 | 101269.679 | 127549.6841 | 154358.2408 | 179586.0232 | 201240.4823 | 217973.6957 | 229032.2822 | 235444.2306 | 238527.0579 | 239829.469 | 239829.469 | 239829.469 | 239829.469 | 239829.469 | 239829.469 | 239829.469 | 239829.469 | 239829.469 | 239829.469 | 239829.469 | 3068.8119 | 3088.356 | 3108.382 | 3128.7942 | 3149.5008 | 3170.4067 | 3191.4145 | 3212.4261 | 3233.3421 | 3254.0777 | 3274.358 | 3294.2164 | 3313.3492 | 3331.7664 | 3349.4866 | 3366.5286 | 3382.9145 | 3398.6631 | 3413.7936 | 3428.2976 | 3442.2239 | 3455.5918 | 3468.4185 | 3480.7219 | 3492.5193 | 1331.4676 | 1339.9472 | 1348.6359 | 1357.4921 | 1366.4761 | 1375.5466 | 1384.6612 | 1393.7776 | 1402.8524 | 1411.849 | 1420.648 | 1429.264 | 1437.5651 | 1445.5558 | 1453.2441 | 1460.6381 | 1467.7475 | 1474.5804 | 1481.145 | 1487.4379 | 1493.4801 | 1499.28 | 1504.8452 | 1510.1832 | 1515.3018 | 315
OR_Residential_LI - Single Family_Existing_Space Heating_Natural Gas_Furnace | OR | Residential | LI - Mobile Home | Existing | Space Heating | Natural Gas | Insulation - Wall Cavity Installation | A | ORM268 | R-0 | R-11 | 45 | 0.07 | 0 | 0 | 1.41 | 0 | 0 | 0 | 1 | 0.25 | sqft wall | 0% | 0% | Retrofit | Retro5Med | 81.71% | TBD | 0% | 1492.455 |  | 1457.7915 |  | 0 | Avista TRM - 07.01.21 - Wall Insulation | Avista TRM - 07.01.21 - Wall Insulation | Avista TRM - 07.01.21 - Wall Insulation | R-0 | R-0 | R-0 | R-0 | R-0 | R-0 | R-0 | R-0 | R-0 | R-0 | R-0 | R-0 | R-0 | R-0 | R-0 | R-0 | R-0 | R-0 | R-0 | R-0 | R-0 | R-0 | R-0 | R-0 | R-0 | R-0 | R-0 | R-11 | R-11 | R-11 | R-11 | R-11 | R-11 | R-11 | R-11 | R-11 | R-11 | R-11 | R-11 | R-11 | R-11 | R-11 | R-11 | R-11 | R-11 | R-11 | R-11 | R-11 | R-11 | R-11 | R-11 | R-11 | R-11 | R-11 | 1.41 | 1.41 | 1.41 | 1.41 | 1.41 | 1.41 | 1.41 | 1.41 | 1.41 | 1.41 | 1.41 | 1.41 | 1.41 | 1.41 | 1.41 | 1.41 | 1.41 | 1.41 | 1.41 | 1.41 | 1.41 | 1.41 | 1.41 | 1.41 | 1.41 | 1.41 | 1.41 | 0 | 0 | 0.074357 | 0.073887 | 0.073411 | 0.072932 | 0.072452 | 0.071975 | 0.071501 | 0.071033 | 0.070574 | 0.070124 | 0.06969 | 0.069269 | 0.068869 | 0.068489 | 0.068126 | 0.067782 | 0.067453 | 0.067141 | 0.066843 | 0.06656 | 0.066291 | 0.066035 | 0.06579 | 0.065558 | 0.065336 | 0 | 0 | 0 | 0 | 0 | 0 | 0 | 0 | 0 | 0 | 0 | 0 | 0 | 0 | 0 | 0 | 0 | 0 | 0 | 0 | 0 | 0 | 0 | 0 | 0 | 0 | 0 | 0 | 0 | 0 | 0 | 0 | 0 | 0 | 0 | 0 | 0 | 0 | 0 | 0 | 0 | 0 | 0 | 0 | 0 | 0 | 0 | 0 | 0 | 0 | 0 | 0 | 0 | 0 | 0 | 0 | 0 | 0 | 0 | 0 | 0 | 0 | 0 | 0 | 0 | 0 | 0 | 0 | 0 | 0 | 0 | 0 | 0 | 0 | 0 | 0 | 0 | 0 | 0 | 0 | 0 | 0 | 0 | 0 | 0 | 0 | 0 | 0 | 0 | 0 | 0 | 0 | 0 | 0 | 0 | 0 | 0 | 0 | 0 | 0 | 0 | 0 | 0 | 0 | 0 | 0 | 0 | 0 | 0 | 0 | 0 | 0 | 0 | 0 | 0 | 0 | 0 | 0 | 0 | 0 | 0 | 0 | 0 | 0 | 0 | 0 | 0 | 0 | 0 | 0 | 0 | 0 | 0 | 0 | 0 | 0 | 0 | 0 | 0 | 0 | 0 | 0 | 0 | 0 | 0 | 0 | 0 | 0 | 0 | 0 | 0 | 0 | 0 | 0 | 0 | 0 | 0 | 0 | 0 | 0 | 0 | 0 | 0 | 0 | 0 | 0 | 0 | 0 | 0 | 0 | 0 | 0 | 0 | 0 | 0 | 0 | 0 | 0 | 0 | 0 | 0 | 0 | 0 | 0 | 0 | 0 | 0 | 0 | 0 | 0 | 0 | 0 | 0 | 0 | 0 | 0 | 0 | 0 | 0 | 0 | 0 | 0 | 0 | 0 | 0 | 0 | 0 | 0 | 0 | 0 | 0 | 0 | 0 | 0 | 0 | 0 | 0 | 0 | 0 | 0 | 0 | 0 | 0 | 0 | 0 | 0 | 0 | 0 | 0 | 0 | 0 | 0 | 0 | 0 | 0 | 0 | 0 | 0 | 0 | 0 | 0 | 0 | 0 | 0 | 0 | 0 | 0 | 0 | 0 | 0 | 0 | 0 | 0 | 0 | 0 | 0 | 0 | 0 | 0 | 0 | 0 | 0 | 0 | 0 | 0 | 0 | 0 | 0 | 0 | 0 | 0 | 0 | 0 | 0 | 0 | 0 | 0 | 0 | 0 | 0 | 0 | 0 | 0 | 0 | 0 | 0 | 0 | 0 | 0 | 0 | 0 | 0 | 0 | 0 | 0 | 0 | 0 | 0 | 0 | 0 | 0 | 0 | 0 | 0 | 0 | 0 | 0 | 0 | 0 | 0 | 0 | 0 | 0 | 0 | 0 | 0 | 0 | 0 | 0 | 0 | 0 | 0 | 0 | 0 | 0 | 0 | 0 | 0 | 0 | 0 | 0 | 0 | 0 | 0 | 0 | 0 | 0 | 0 | 0 | 0 | 0 | 0 | 0 | 0 | 0 | 0 | 0 | 0 | 0 | 0 | 0 | 0 | 0 | 0 | 0 | 0 | 0 | 0 | 0 | 0 | 0 | 0 | 0 | 0 | 0 | 0 | 0 | 0 | 0 | 0 | 0 | 0 | 0 | 0 | 0 | 0 | 0 | 0 | 0 | 0 | 0 | 0 | 0 | 0 | 0 | 0 | 0 | 0 | 0 | 0 | 0 | 0 | 0 | 0 | 0 | 0 | 0 | 0 | 0 | 0 | 1407.474 | 1416.4376 | 1425.6223 | 1434.9842 | 1444.481 | 1454.0692 | 1463.7042 | 1473.3409 | 1482.9338 | 1492.4439 | 1501.7452 | 1510.8531 | 1519.6281 | 1528.0749 | 1536.2021 | 1544.0182 | 1551.5334 | 1558.7563 | 1565.6957 | 1572.3478 | 1578.7349 | 1584.8659 | 1590.7488 | 1596.3916 | 1601.8023 | 1374.7843 | 1383.5397 | 1392.5111 | 1401.6555 | 1410.9317 | 1420.2972 | 1429.7085 | 1439.1214 | 1448.4914 | 1457.7807 | 1466.866 | 1475.7623 | 1484.3335 | 1492.5841 | 1500.5225 | 1508.1571 | 1515.4978 | 1522.5529 | 1529.3312 | 1535.8288 | 1542.0675 | 1548.0561 | 1553.8023 | 1559.3141 | 1564.5992 | 316
OR_Residential_LI - Single Family_Existing_Space Heating_Natural Gas_Furnace | OR | Residential | LI - Mobile Home | Existing | Space Heating | Natural Gas | Insulation - Wall Cavity Upgrade | A | ORM269 | R-5 | R-11 | 45 | 0.031818 | 0 | 0 | 1.79 | 0 | 0 | 0 | 0.28637 | 0.25 | sqft wall | 50% | 95% | Retrofit | Retro5Med | 81.71% | TBD | 0% | 4106.1406 |  | 1747.0534 |  | 1.0465 | D20_INS_WLC-Heat-RTF-v4.1-9 | D20_INS_WLC-Heat-RTF-v4.1-9 | Avista TRM - 07.01.21 - Wall Insulation | R-5 | R-5 | R-5 | R-5 | R-5 | R-5 | R-5 | R-5 | R-5 | R-5 | R-5 | R-5 | R-5 | R-5 | R-5 | R-5 | R-5 | R-5 | R-5 | R-5 | R-5 | R-5 | R-5 | R-5 | R-5 | R-5 | R-5 | R-11 | R-11 | R-11 | R-11 | R-11 | R-11 | R-11 | R-11 | R-11 | R-11 | R-11 | R-11 | R-11 | R-11 | R-11 | R-11 | R-11 | R-11 | R-11 | R-11 | R-11 | R-11 | R-11 | R-11 | R-11 | R-11 | R-11 | 1.79 | 1.79 | 1.79 | 1.79 | 1.79 | 1.79 | 1.79 | 1.79 | 1.79 | 1.79 | 1.79 | 1.79 | 1.79 | 1.79 | 1.79 | 1.79 | 1.79 | 1.79 | 1.79 | 1.79 | 1.79 | 1.79 | 1.79 | 1.79 | 1.79 | 1.79 | 1.79 | 0 | 0 | 0.033542 | 0.033017 | 0.032428 | 0.031786 | 0.031094 | 0.030335 | 0.02954 | 0.028751 | 0.028014 | 0.02737 | 0.026842 | 0.026443 | 0.026148 | 0.025928 | 0.025753 | 0.025602 | 0.025465 | 0.025338 | 0.025217 | 0.025102 | 0.024994 | 0.024891 | 0.024792 | 0.024698 | 0.024607 | 1.2298 | 1.4842 | 1.7813 | 2.024 | 2.2551 | 2.5685 | 2.7399 | 2.7204 | 2.4944 | 2.0918 | 1.5853 | 1.0321 | 0.59173 | 0.28212 | 0.11838 | 0.042734 | 0.013258 | 0.002871 | 0.000469 | 5.596e-05 | 0 | 0 | 0 | 0 | 0 | 1.2298 | 2.6948 | 4.428 | 6.3643 | 8.4808 | 10.8423 | 13.2981 | 15.6633 | 17.7564 | 19.4396 | 20.6504 | 21.3748 | 21.7281 | 21.8282 | 21.799 | 21.714 | 21.611 | 21.5055 | 21.4035 | 21.3065 | 21.2145 | 21.1267 | 21.0429 | 20.9628 | 20.8863 | 36664.1817 | 44953.5035 | 54931.4044 | 63675.6761 | 72526.49 | 84671.1409 | 92752.9592 | 94618.4354 | 89039.2319 | 76427.5028 | 59058.4001 | 39030.3053 | 22630.4061 | 10880.5669 | 4596.7454 | 1669.1576 | 520.6255 | 113.3107 | 18.5985 | 2.2293 | 0 | 0 | 0 | 0 | 0 | 36664.1817 | 81617.6852 | 136549.0895 | 200224.7656 | 272751.2556 | 357422.3965 | 450175.3557 | 544793.7911 | 633833.023 | 710260.5258 | 769318.9259 | 808349.2312 | 830979.6373 | 841860.2042 | 846456.9495 | 848126.1071 | 848646.7326 | 848760.0433 | 848778.6418 | 848780.8711 | 848780.8711 | 848780.8711 | 848780.8711 | 848780.8711 | 848780.8711 | 1.0465 | 1.2648 | 1.5206 | 1.7313 | 1.9335 | 2.2082 | 2.3627 | 2.3532 | 2.1642 | 1.8196 | 1.3818 | 0.90081 | 0.51691 | 0.24655 | 0.10348 | 0.03736 | 0.011592 | 0.0025103 | 0.00041009 | 4.8934e-05 | 0 | 0 | 0 | 0 | 0 | 1.0465 | 2.2964 | 3.78 | 5.444 | 7.2714 | 9.3215 | 11.4675 | 13.5494 | 15.4057 | 16.9097 | 17.9994 | 18.6565 | 18.9806 | 19.0765 | 19.0553 | 18.9833 | 18.8948 | 18.8036 | 18.7154 | 18.6314 | 18.5518 | 18.4758 | 18.4032 | 18.334 | 18.2678 | 31164.5545 | 38210.4779 | 46691.6937 | 54124.3247 | 61647.5165 | 71970.4698 | 78840.0153 | 80425.6701 | 75683.3471 | 64963.3774 | 50199.6401 | 33175.7595 | 19235.8452 | 9248.4818 | 3907.2336 | 1418.7839 | 442.5316 | 96.3141 | 15.8087 | 1.8949 | 0 | 0 | 0 | 0 | 0 | 31164.5545 | 69375.0324 | 116066.7261 | 170191.0508 | 231838.5672 | 303809.037 | 382649.0523 | 463074.7224 | 538758.0695 | 603721.4469 | 653921.087 | 687096.8466 | 706332.6917 | 715581.1736 | 719488.4071 | 720907.1911 | 721349.7227 | 721446.0368 | 721461.8456 | 721463.7404 | 721463.7404 | 721463.7404 | 721463.7404 | 721463.7404 | 721463.7404 | 0 | 0 | 0 | 0 | 0 | 0 | 0 | 0 | 0 | 0 | 0 | 0 | 0 | 0 | 0 | 0 | 0 | 0 | 0 | 0 | 0 | 0 | 0 | 0 | 0 | 0 | 0 | 0 | 0 | 0 | 0 | 0 | 0 | 0 | 0 | 0 | 0 | 0 | 0 | 0 | 0 | 0 | 0 | 0 | 0 | 0 | 0 | 0 | 0 | 0 | 0 | 0 | 0 | 0 | 0 | 0 | 0 | 0 | 0 | 0 | 0 | 0 | 0 | 0 | 0 | 0 | 0 | 0 | 0 | 0 | 0 | 0 | 0 | 0 | 0 | 0 | 0 | 0 | 0 | 0 | 0 | 0 | 0 | 0 | 0 | 0 | 0 | 0 | 0 | 0 | 0 | 0 | 0 | 0 | 0 | 0 | 0 | 0 | 0 | 0 | 0 | 0 | 0 | 0 | 0 | 0 | 0 | 0 | 0 | 0 | 0 | 0 | 0 | 0 | 0 | 0 | 0 | 0 | 0 | 0 | 0 | 0 | 0 | 0 | 0 | 0 | 0 | 0 | 0 | 0 | 0 | 0 | 0 | 0 | 0 | 0 | 0 | 0 | 0 | 0 | 0 | 0 | 0 | 0 | 0 | 0 | 0 | 0 | 0 | 0 | 0 | 0 | 0 | 0 | 0 | 0 | 0 | 0 | 0 | 0 | 0 | 0 | 0 | 0 | 0 | 0 | 0 | 0 | 0 | 0 | 0 | 0 | 0 | 0 | 0 | 0 | 0 | 0 | 0 | 0 | 0 | 0 | 0 | 0 | 0 | 0 | 0 | 0 | 0 | 0 | 0 | 0 | 0 | 0 | 0 | 0 | 0 | 0 | 0 | 0 | 3872.3354 | 3896.9968 | 3922.2662 | 3948.0232 | 3974.1515 | 4000.5312 | 4027.0397 | 4053.5528 | 4079.9453 | 4106.1103 | 4131.7006 | 4156.7587 | 4180.9012 | 4204.1406 | 4226.5006 | 4248.0048 | 4268.6811 | 4288.5533 | 4307.6455 | 4325.9472 | 4343.5198 | 4360.3879 | 4376.5731 | 4392.0979 | 4406.9844 | 1647.5755 | 1658.0683 | 1668.8198 | 1679.7787 | 1690.8956 | 1702.1194 | 1713.3981 | 1724.6787 | 1735.908 | 1747.0405 | 1757.9285 | 1768.5901 | 1778.862 | 1788.7498 | 1798.2634 | 1807.4129 | 1816.2101 | 1824.6652 | 1832.7884 | 1840.5752 | 1848.0519 | 1855.2288 | 1862.1153 | 1868.7206 | 1875.0544 | 317
OR_Residential_LI - Single Family_Existing_Space Heating_Natural Gas_Furnace | OR | Residential | LI - Mobile Home | Existing | Space Heating | Natural Gas | Insulation - Wall Sheathing | A | ORM270 | None | Install R-5 Rigid | 20 | 0.076017 | 0 | 0 | 1.02 | 0 | 0 | 0 | 0.28637 | 0.45 | sqft wall | 1% | 5% | Retrofit | Retro5Med | 81.71% | TBD | 0% | 1620.9999 |  | 805.6069 |  | 0.22369 | INS_WLS-Cooling/Heating-DEER-1 | INS_WLS-Cooling/Heating-DEER-1 | BEST | None | None | None | None | None | None | None | None | None | None | None | None | None | None | None | None | None | None | None | None | None | None | None | None | None | None | None | Install R-5 Rigid | Install R-5 Rigid | Install R-5 Rigid | Install R-5 Rigid | Install R-5 Rigid | Install R-5 Rigid | Install R-5 Rigid | Install R-5 Rigid | Install R-5 Rigid | Install R-5 Rigid | Install R-5 Rigid | Install R-5 Rigid | Install R-5 Rigid | Install R-5 Rigid | Install R-5 Rigid | Install R-5 Rigid | Install R-5 Rigid | Install R-5 Rigid | Install R-5 Rigid | Install R-5 Rigid | Install R-5 Rigid | Install R-5 Rigid | Install R-5 Rigid | Install R-5 Rigid | Install R-5 Rigid | Install R-5 Rigid | Install R-5 Rigid | 1.02 | 1.02 | 1.02 | 1.02 | 1.02 | 1.02 | 1.02 | 1.02 | 1.02 | 1.02 | 1.02 | 1.02 | 1.02 | 1.02 | 1.02 | 1.02 | 1.02 | 1.02 | 1.02 | 1.02 | 1.02 | 1.02 | 1.02 | 1.02 | 1.02 | 1.02 | 1.02 | 0 | 0 | 0.080749 | 0.080238 | 0.079721 | 0.079201 | 0.07868 | 0.078161 | 0.077647 | 0.077139 | 0.07664 | 0.076152 | 0.07568 | 0.075224 | 0.074789 | 0.074376 | 0.073982 | 0.073608 | 0.073251 | 0.072912 | 0.072589 | 0.072282 | 0.071989 | 0.071711 | 0.071446 | 0.071193 | 0.070953 | 0.26316 | 0.32062 | 0.38926 | 0.44828 | 0.50723 | 0.58827 | 0.64018 | 0.64878 | 0.60657 | 0.51734 | 0.39729 | 0.26098 | 0.15045 | 0.071934 | 0.030229 | 0.010921 | 0.0033899 | 0.00073437 | 0.00012 | 1.4323e-05 | 0 | 0 | 0 | 0 | 0 | 0.26316 | 0.58212 | 0.96763 | 1.4096 | 1.9076 | 2.4833 | 3.1071 | 3.7355 | 4.3179 | 4.8078 | 5.1753 | 5.4051 | 5.5243 | 5.5657 | 5.5665 | 5.5492 | 5.5257 | 5.5009 | 5.4766 | 5.4534 | 5.4314 | 5.4104 | 5.3904 | 5.3713 | 5.3532 | 3259.0384 | 3995.867 | 4882.7915 | 5660.0601 | 6446.7991 | 7526.3236 | 8244.7075 | 8410.5276 | 7914.5984 | 6793.5558 | 5249.6356 | 3469.3605 | 2011.5917 | 967.1615 | 408.5996 | 148.3696 | 46.2778 | 10.0721 | 1.6532 | 0.19816 | 0 | 0 | 0 | 0 | 0 | 3259.0384 | 7254.9053 | 12137.6968 | 17797.7569 | 24244.5561 | 31770.8797 | 40015.5872 | 48426.1148 | 56340.7132 | 63134.269 | 68383.9045 | 71853.265 | 73864.8567 | 74832.0181 | 75240.6177 | 75388.9873 | 75435.2651 | 75445.3372 | 75446.9904 | 75447.1885 | 75447.1885 | 75447.1885 | 75447.1885 | 75447.1885 | 75447.1885 | 0.22369 | 0.27253 | 0.33087 | 0.38104 | 0.43115 | 0.50003 | 0.54415 | 0.55146 | 0.51559 | 0.43974 | 0.3377 | 0.22183 | 0.12788 | 0.061143 | 0.025695 | 0.009283 | 0.0028814 | 0.00062422 | 0.000102 | 1.2175e-05 | 0 | 0 | 0 | 0 | 0 | 0.22369 | 0.4948 | 0.82248 | 1.1982 | 1.6214 | 2.1108 | 2.641 | 3.1752 | 3.6703 | 4.0866 | 4.399 | 4.5943 | 4.6957 | 4.7308 | 4.7315 | 4.7168 | 4.6969 | 4.6757 | 4.6551 | 4.6354 | 4.6167 | 4.5988 | 4.5818 | 4.5656 | 4.5502 | 2770.1826 | 3396.4869 | 4150.3728 | 4811.0511 | 5479.7792 | 6397.3751 | 7008.0014 | 7148.9485 | 6727.4086 | 5774.5224 | 4462.1902 | 2948.9564 | 1709.8529 | 822.0873 | 347.3096 | 126.1141 | 39.3361 | 8.5613 | 1.4052 | 0.16843 | 0 | 0 | 0 | 0 | 0 | 2770.1826 | 6166.6695 | 10317.0423 | 15128.0934 | 20607.8726 | 27005.2477 | 34013.2491 | 41162.1975 | 47889.6062 | 53664.1286 | 58126.3188 | 61075.2752 | 62785.1282 | 63607.2154 | 63954.5251 | 64080.6392 | 64119.9754 | 64128.5366 | 64129.9418 | 64130.1103 | 64130.1103 | 64130.1103 | 64130.1103 | 64130.1103 | 64130.1103 | 0 | 0.27253 | 0.33087 | 0.38104 | 0.43115 | 0.50003 | 0.54415 | 0.55146 | 0.51559 | 0.43974 | 0.3377 | 0.22183 | 0.12788 | 0.061143 | 0.025695 | 0.009283 | 0.0028814 | 0.00062422 | 0.000102 | 1.2175e-05 | 0 | 0 | 0 | 0 | 0 | 0 | 0.27253 | 0.60164 | 0.97876 | 1.4035 | 1.8942 | 2.4259 | 2.9615 | 3.4579 | 3.8757 | 4.1893 | 4.3859 | 4.4885 | 4.5248 | 4.5266 | 4.5129 | 4.494 | 4.4738 | 4.454 | 4.4352 | 4.4173 | 4.4002 | 4.3839 | 4.3684 | 4.3536 | 0 | 3396.4869 | 4150.3728 | 4811.0511 | 5479.7792 | 6397.3751 | 7008.0014 | 7148.9485 | 6727.4086 | 5774.5224 | 4462.1902 | 2948.9564 | 1709.8529 | 822.0873 | 347.3096 | 126.1141 | 39.3361 | 8.5613 | 1.4052 | 0.16843 | 0 | 0 | 0 | 0 | 0 | 0 | 3396.4869 | 7546.8597 | 12357.9108 | 17837.69 | 24235.0651 | 31243.0665 | 38392.0149 | 45119.4236 | 50893.946 | 55356.1362 | 58305.0926 | 60014.9455 | 60837.0328 | 61184.3425 | 61310.4566 | 61349.7927 | 61358.354 | 61359.7592 | 61359.9276 | 61359.9276 | 61359.9276 | 61359.9276 | 61359.9276 | 61359.9276 | 0.22369 | 0.27253 | 0.33087 | 0.38104 | 0.43115 | 0.50003 | 0.54415 | 0.55146 | 0.51559 | 0.43974 | 0.3377 | 0.22183 | 0.12788 | 0.061143 | 0.025695 | 0.009283 | 0.0028814 | 0.00062422 | 0.000102 | 1.2175e-05 | 0 | 0 | 0 | 0 | 0 | 0.22369 | 0.4948 | 0.82248 | 1.1982 | 1.6214 | 2.1108 | 2.641 | 3.1752 | 3.6703 | 4.0866 | 4.399 | 4.5943 | 4.6957 | 4.7308 | 4.7315 | 4.7168 | 4.6969 | 4.6757 | 4.6551 | 4.6354 | 4.6167 | 4.5988 | 4.5818 | 4.5656 | 4.5502 | 2770.1826 | 3396.4869 | 4150.3728 | 4811.0511 | 5479.7792 | 6397.3751 | 7008.0014 | 7148.9485 | 6727.4086 | 5774.5224 | 4462.1902 | 2948.9564 | 1709.8529 | 822.0873 | 347.3096 | 126.1141 | 39.3361 | 8.5613 | 1.4052 | 0.16843 | 0 | 0 | 0 | 0 | 0 | 2770.1826 | 6166.6695 | 10317.0423 | 15128.0934 | 20607.8726 | 27005.2477 | 34013.2491 | 41162.1975 | 47889.6062 | 53664.1286 | 58126.3188 | 61075.2752 | 62785.1282 | 63607.2154 | 63954.5251 | 64080.6392 | 64119.9754 | 64128.5366 | 64129.9418 | 64130.1103 | 64130.1103 | 64130.1103 | 64130.1103 | 64130.1103 | 64130.1103 | 1528.6995 | 1538.4352 | 1548.4109 | 1558.5791 | 1568.8939 | 1579.308 | 1589.7728 | 1600.2395 | 1610.6586 | 1620.9879 | 1631.0903 | 1640.9826 | 1650.5134 | 1659.6878 | 1668.5149 | 1677.0043 | 1685.1667 | 1693.0118 | 1700.5489 | 1707.7739 | 1714.7111 | 1721.3702 | 1727.7597 | 1733.8885 | 1739.7653 | 759.7353 | 764.5738 | 769.5315 | 774.5849 | 779.7112 | 784.8868 | 790.0876 | 795.2894 | 800.4675 | 805.6009 | 810.6216 | 815.5379 | 820.2746 | 824.834 | 829.221 | 833.44 | 837.4966 | 841.3955 | 845.1412 | 848.732 | 852.1796 | 855.4891 | 858.6646 | 861.7104 | 864.6311 | 318
OR_Residential_LI - Single Family_Existing_Space Heating_Natural Gas_Furnace | OR | Residential | LI - Mobile Home | Existing | Space Heating | Natural Gas | Insulation - External Wall Sheathing - Insulated Vinyl Siding | A | ORM271 | None | Insulated Vinyl Siding, between R-2 and R-2.7 | 25 | 0.024513 | 0 | 0 | 1.91 | 0 | 0 | 0 | 0.28637 | 0.25 | sqft wall | 0.5% | 5% | Retrofit | Retro1Slow | 84.81% | TBD | 0% | 7079.0222 |  | 3022.7042 |  | 0.0048094 | INS_WLS_SIDING-HVAC-AEG-1 | INS_WLS_SIDING-HVAC-AEG-1 | INS_WLS_SIDING-HVAC-E3T-287-1 | None | None | None | None | None | None | None | None | None | None | None | None | None | None | None | None | None | None | None | None | None | None | None | None | None | None | None | Insulated Vinyl Siding, between R-2 and R-2.7 | Insulated Vinyl Siding, between R-2 and R-2.7 | Insulated Vinyl Siding, between R-2 and R-2.7 | Insulated Vinyl Siding, between R-2 and R-2.7 | Insulated Vinyl Siding, between R-2 and R-2.7 | Insulated Vinyl Siding, between R-2 and R-2.7 | Insulated Vinyl Siding, between R-2 and R-2.7 | Insulated Vinyl Siding, between R-2 and R-2.7 | Insulated Vinyl Siding, between R-2 and R-2.7 | Insulated Vinyl Siding, between R-2 and R-2.7 | Insulated Vinyl Siding, between R-2 and R-2.7 | Insulated Vinyl Siding, between R-2 and R-2.7 | Insulated Vinyl Siding, between R-2 and R-2.7 | Insulated Vinyl Siding, between R-2 and R-2.7 | Insulated Vinyl Siding, between R-2 and R-2.7 | Insulated Vinyl Siding, between R-2 and R-2.7 | Insulated Vinyl Siding, between R-2 and R-2.7 | Insulated Vinyl Siding, between R-2 and R-2.7 | Insulated Vinyl Siding, between R-2 and R-2.7 | Insulated Vinyl Siding, between R-2 and R-2.7 | Insulated Vinyl Siding, between R-2 and R-2.7 | Insulated Vinyl Siding, between R-2 and R-2.7 | Insulated Vinyl Siding, between R-2 and R-2.7 | Insulated Vinyl Siding, between R-2 and R-2.7 | Insulated Vinyl Siding, between R-2 and R-2.7 | Insulated Vinyl Siding, between R-2 and R-2.7 | Insulated Vinyl Siding, between R-2 and R-2.7 | 1.91 | 1.91 | 1.91 | 1.91 | 1.91 | 1.91 | 1.91 | 1.91 | 1.91 | 1.91 | 1.91 | 1.91 | 1.91 | 1.91 | 1.91 | 1.91 | 1.91 | 1.91 | 1.91 | 1.91 | 1.91 | 1.91 | 1.91 | 1.91 | 1.91 | 1.91 | 1.91 | 0 | 0 | 0.025848 | 0.025454 | 0.025011 | 0.02453 | 0.024012 | 0.023444 | 0.022849 | 0.02226 | 0.02171 | 0.021228 | 0.020834 | 0.020536 | 0.020316 | 0.020153 | 0.020022 | 0.019908 | 0.019804 | 0.019707 | 0.019615 | 0.019527 | 0.019443 | 0.019363 | 0.019286 | 0.019213 | 0.019143 | 0.0056519 | 0.011109 | 0.019355 | 0.030833 | 0.045746 | 0.063877 | 0.084567 | 0.10665 | 0.12846 | 0.14791 | 0.16264 | 0.1703 | 0.16893 | 0.15774 | 0.13759 | 0.11298 | 0.085825 | 0.059041 | 0.03749 | 0.024306 | 0 | 0 | 0 | 0 | 0 | 0.0056519 | 0.016675 | 0.03574 | 0.065885 | 0.11024 | 0.17151 | 0.25173 | 0.35188 | 0.47164 | 0.6091 | 0.76044 | 0.91984 | 1.0789 | 1.228 | 1.3576 | 1.4629 | 1.5411 | 1.5926 | 1.6226 | 1.6396 | 1.6326 | 1.6258 | 1.6194 | 1.6133 | 1.6074 | 218.6547 | 436.4525 | 773.8349 | 1256.9515 | 1905.1533 | 2724.6915 | 3701.0378 | 4791.0325 | 5917.2224 | 6967.8498 | 7806.3149 | 8292.5944 | 8315.3275 | 7827.4087 | 6872.2185 | 5675.1358 | 4333.6145 | 2995.9118 | 1911.3224 | 1244.7351 | 0 | 0 | 0 | 0 | 0 | 218.6547 | 655.1072 | 1428.942 | 2685.8935 | 4591.0469 | 7315.7384 | 11016.7761 | 15807.8087 | 21725.0311 | 28692.8809 | 36499.1958 | 44791.7902 | 53107.1178 | 60934.5265 | 67806.745 | 73481.8808 | 77815.4953 | 80811.4071 | 82722.7294 | 83967.4646 | 83967.4646 | 83967.4646 | 83967.4646 | 83967.4646 | 83967.4646 | 0.0048094 | 0.0094663 | 0.01652 | 0.026367 | 0.039208 | 0.054892 | 0.072882 | 0.092187 | 0.11136 | 0.12853 | 0.1416 | 0.14846 | 0.14738 | 0.13767 | 0.12011 | 0.098635 | 0.074931 | 0.051549 | 0.032734 | 0.021223 | 0 | 0 | 0 | 0 | 0 | 0.0048094 | 0.014209 | 0.030505 | 0.056343 | 0.094483 | 0.14738 | 0.21695 | 0.30417 | 0.40884 | 0.52929 | 0.66208 | 0.80189 | 0.94129 | 1.0718 | 1.1851 | 1.2771 | 1.3455 | 1.3905 | 1.4168 | 1.4317 | 1.4256 | 1.4197 | 1.4142 | 1.4089 | 1.4038 | 185.8565 | 370.9846 | 657.7596 | 1068.4088 | 1619.3803 | 2315.9878 | 3145.8821 | 4072.3777 | 5029.639 | 5922.6723 | 6635.3677 | 7048.7053 | 7068.0284 | 6653.2974 | 5841.3858 | 4823.8654 | 3683.5723 | 2546.525 | 1624.624 | 1058.0249 | 0 | 0 | 0 | 0 | 0 | 185.8565 | 556.8411 | 1214.6007 | 2283.0095 | 3902.3898 | 6218.3776 | 9364.2597 | 13436.6374 | 18466.2764 | 24388.9487 | 31024.3164 | 38073.0217 | 45141.0501 | 51794.3475 | 57635.7333 | 62459.5987 | 66143.171 | 68689.696 | 70314.32 | 71372.3449 | 71372.3449 | 71372.3449 | 71372.3449 | 71372.3449 | 71372.3449 | 0 | 0 | 0 | 0 | 0 | 0 | 0 | 0 | 0 | 0 | 0 | 0 | 0 | 0 | 0 | 0 | 0 | 0 | 0 | 0 | 0 | 0 | 0 | 0 | 0 | 0 | 0 | 0 | 0 | 0 | 0 | 0 | 0 | 0 | 0 | 0 | 0 | 0 | 0 | 0 | 0 | 0 | 0 | 0 | 0 | 0 | 0 | 0 | 0 | 0 | 0 | 0 | 0 | 0 | 0 | 0 | 0 | 0 | 0 | 0 | 0 | 0 | 0 | 0 | 0 | 0 | 0 | 0 | 0 | 0 | 0 | 0 | 0 | 0 | 0 | 0 | 0 | 0 | 0 | 0 | 0 | 0 | 0 | 0 | 0 | 0 | 0 | 0 | 0 | 0 | 0 | 0 | 0 | 0 | 0 | 0 | 0 | 0 | 0 | 0 | 0 | 0 | 0 | 0 | 0 | 0 | 0 | 0 | 0 | 0 | 0 | 0 | 0 | 0 | 0 | 0 | 0 | 0 | 0 | 0 | 0 | 0 | 0 | 0 | 0 | 0 | 0 | 0 | 0 | 0 | 0 | 0 | 0 | 0 | 0 | 0 | 0 | 0 | 0 | 0 | 0 | 0 | 0 | 0 | 0 | 0 | 0 | 0 | 0 | 0 | 0 | 0 | 0 | 0 | 0 | 0 | 0 | 0 | 0 | 0 | 0 | 0 | 0 | 0 | 0 | 0 | 0 | 0 | 0 | 0 | 0 | 0 | 0 | 0 | 0 | 0 | 0 | 0 | 0 | 0 | 0 | 0 | 0 | 0 | 0 | 0 | 0 | 0 | 0 | 0 | 0 | 0 | 0 | 0 | 0 | 0 | 0 | 0 | 0 | 0 | 6675.9399 | 6718.4563 | 6762.0211 | 6806.4263 | 6851.4717 | 6896.9505 | 6942.6514 | 6988.3603 | 7033.8612 | 7078.9698 | 7123.0878 | 7166.2881 | 7207.91 | 7247.9749 | 7286.5237 | 7323.5973 | 7359.2433 | 7393.5032 | 7426.4182 | 7457.9705 | 7488.2659 | 7517.3465 | 7545.2501 | 7572.0149 | 7597.6793 | 2850.5902 | 2868.7445 | 2887.3464 | 2906.3072 | 2925.5413 | 2944.9606 | 2964.4746 | 2983.9921 | 3003.4207 | 3022.6818 | 3041.52 | 3059.9663 | 3077.7386 | 3094.8461 | 3111.3062 | 3127.1364 | 3142.3571 | 3156.9859 | 3171.0404 | 3184.5131 | 3197.449 | 3209.8663 | 3221.781 | 3233.2094 | 3244.168 | 319
OR_Residential_LI - Single Family_Existing_Space Heating_Natural Gas_Furnace | OR | Residential | LI - Mobile Home | Existing | Space Heating | Natural Gas | Insulation - Floor Installation | A | ORM272 | R-0 | R-30 | 25 | 0.062061 | 0 | 0 | 1.47 | 0 | 0 | 0 | 1 | 0.25 | sqft floor | 0% | 10% | Retrofit | Retro5Med | 81.71% | TBD | 0% | 2176.0755 |  | 2141.4121 |  | 0.55674 | RTF Workbook - ResMHWeatherization_v6_0 | RTF Workbook - ResMHWeatherization_v6_0 | RTF Workbook - ResMHWeatherization_v6_0 | R-0 | R-0 | R-0 | R-0 | R-0 | R-0 | R-0 | R-0 | R-0 | R-0 | R-0 | R-0 | R-0 | R-0 | R-0 | R-0 | R-0 | R-0 | R-0 | R-0 | R-0 | R-0 | R-0 | R-0 | R-0 | R-0 | R-0 | R-30 | R-30 | R-30 | R-30 | R-30 | R-30 | R-30 | R-30 | R-30 | R-30 | R-30 | R-30 | R-30 | R-30 | R-30 | R-30 | R-30 | R-30 | R-30 | R-30 | R-30 | R-30 | R-30 | R-30 | R-30 | R-30 | R-30 | 1.47 | 1.47 | 1.47 | 1.47 | 1.47 | 1.47 | 1.47 | 1.47 | 1.47 | 1.47 | 1.47 | 1.47 | 1.47 | 1.47 | 1.47 | 1.47 | 1.47 | 1.47 | 1.47 | 1.47 | 1.47 | 1.47 | 1.47 | 1.47 | 1.47 | 1.47 | 1.47 | 0 | 0 | 0.065905 | 0.065464 | 0.065013 | 0.064556 | 0.064093 | 0.063627 | 0.06316 | 0.062698 | 0.062246 | 0.06181 | 0.061397 | 0.061007 | 0.060643 | 0.060301 | 0.05998 | 0.059675 | 0.059385 | 0.059109 | 0.058846 | 0.058597 | 0.058359 | 0.058133 | 0.057917 | 0.057712 | 0.057516 | 0.65496 | 0.79766 | 0.968 | 1.1142 | 1.26 | 1.4602 | 1.5879 | 1.608 | 1.5023 | 1.2805 | 0.98284 | 0.64541 | 0.37198 | 0.17784 | 0.074732 | 0.026998 | 0.0083802 | 0.0018154 | 0.00029665 | 3.5407e-05 | 0 | 0 | 0 | 0 | 0 | 0.65496 | 1.4482 | 2.4063 | 3.5035 | 4.7384 | 6.1641 | 7.7068 | 9.2584 | 10.694 | 11.8996 | 12.8029 | 13.3669 | 13.6591 | 13.7601 | 13.7614 | 13.7184 | 13.6601 | 13.5985 | 13.5384 | 13.481 | 13.4263 | 13.3742 | 13.3246 | 13.2774 | 13.2324 | 9937.9023 | 12184.7401 | 14889.2707 | 17259.4237 | 19658.4551 | 22950.2878 | 25140.8814 | 25646.5226 | 24134.2679 | 20715.8327 | 16007.9015 | 10579.245 | 6134.0184 | 2949.2001 | 1245.9573 | 452.4286 | 141.1166 | 30.7131 | 5.0412 | 0.60425 | 0 | 0 | 0 | 0 | 0 | 9937.9023 | 22122.6423 | 37011.9131 | 54271.3367 | 73929.7918 | 96880.0796 | 122020.961 | 147667.4835 | 171801.7514 | 192517.5841 | 208525.4856 | 219104.7305 | 225238.7489 | 228187.949 | 229433.9064 | 229886.335 | 230027.4516 | 230058.1647 | 230063.2059 | 230063.8101 | 230063.8101 | 230063.8101 | 230063.8101 | 230063.8101 | 230063.8101 | 0.55674 | 0.67808 | 0.82294 | 0.94729 | 1.0713 | 1.2418 | 1.3505 | 1.3677 | 1.2779 | 1.0893 | 0.83621 | 0.54914 | 0.31651 | 0.15132 | 0.063589 | 0.022973 | 0.0071307 | 0.0015447 | 0.00025242 | 3.0128e-05 | 0 | 0 | 0 | 0 | 0 | 0.55674 | 1.2311 | 2.0457 | 2.9787 | 4.029 | 5.2418 | 6.5544 | 7.8749 | 9.097 | 10.1235 | 10.8928 | 11.3732 | 11.6222 | 11.7083 | 11.7094 | 11.6729 | 11.6234 | 11.5709 | 11.5198 | 11.471 | 11.4245 | 11.3802 | 11.338 | 11.2978 | 11.2596 | 8447.2169 | 10357.0291 | 12655.8801 | 14670.5101 | 16709.6868 | 19507.7446 | 21369.7492 | 21799.5442 | 20514.1277 | 17608.4578 | 13606.7162 | 8992.3582 | 5213.9156 | 2506.8201 | 1059.0637 | 384.5643 | 119.9491 | 26.1061 | 4.285 | 0.51361 | 0 | 0 | 0 | 0 | 0 | 8447.2169 | 18804.246 | 31460.1261 | 46130.6362 | 62840.323 | 82348.0677 | 103717.8168 | 125517.361 | 146031.4887 | 163639.9465 | 177246.6627 | 186239.0209 | 191452.9365 | 193959.7567 | 195018.8204 | 195403.3847 | 195523.3338 | 195549.44 | 195553.725 | 195554.2386 | 195554.2386 | 195554.2386 | 195554.2386 | 195554.2386 | 195554.2386 | 0 | 0 | 0 | 0 | 0 | 0 | 0 | 0 | 0 | 0 | 0 | 0 | 0 | 0 | 0 | 0 | 0 | 0 | 0 | 0 | 0 | 0 | 0 | 0 | 0 | 0 | 0 | 0 | 0 | 0 | 0 | 0 | 0 | 0 | 0 | 0 | 0 | 0 | 0 | 0 | 0 | 0 | 0 | 0 | 0 | 0 | 0 | 0 | 0 | 0 | 0 | 0 | 0 | 0 | 0 | 0 | 0 | 0 | 0 | 0 | 0 | 0 | 0 | 0 | 0 | 0 | 0 | 0 | 0 | 0 | 0 | 0 | 0 | 0 | 0 | 0 | 0 | 0 | 0 | 0 | 0 | 0 | 0 | 0 | 0 | 0 | 0 | 0 | 0 | 0 | 0 | 0 | 0 | 0 | 0 | 0 | 0 | 0 | 0 | 0 | 0 | 0 | 0 | 0 | 0 | 0 | 0 | 0 | 0 | 0 | 0 | 0 | 0 | 0 | 0 | 0 | 0 | 0 | 0 | 0 | 0 | 0 | 0 | 0 | 0 | 0 | 0 | 0 | 0 | 0 | 0 | 0 | 0 | 0 | 0 | 0 | 0 | 0 | 0 | 0 | 0 | 0 | 0 | 0 | 0 | 0 | 0 | 0 | 0 | 0 | 0 | 0 | 0 | 0 | 0 | 0 | 0 | 0 | 0 | 0 | 0 | 0 | 0 | 0 | 0 | 0 | 0 | 0 | 0 | 0 | 0 | 0 | 0 | 0 | 0 | 0 | 0 | 0 | 0 | 0 | 0 | 0 | 0 | 0 | 0 | 0 | 0 | 0 | 0 | 0 | 0 | 0 | 0 | 0 | 0 | 0 | 0 | 0 | 0 | 0 | 2052.169 | 2065.2384 | 2078.6301 | 2092.2802 | 2106.127 | 2120.1071 | 2134.1555 | 2148.2063 | 2162.1932 | 2176.0595 | 2189.6212 | 2202.9009 | 2215.6954 | 2228.0112 | 2239.8611 | 2251.2574 | 2262.2149 | 2272.7463 | 2282.8643 | 2292.5634 | 2301.8762 | 2310.8155 | 2319.393 | 2327.6204 | 2335.5096 | 2019.4792 | 2032.3405 | 2045.5189 | 2058.9515 | 2072.5778 | 2086.3352 | 2100.1597 | 2113.9868 | 2127.7508 | 2141.3962 | 2154.742 | 2167.8101 | 2180.4008 | 2192.5205 | 2204.1815 | 2215.3963 | 2226.1793 | 2236.5429 | 2246.4997 | 2256.0444 | 2265.2088 | 2274.0057 | 2282.4465 | 2290.5429 | 2298.3064 | 320
OR_Residential_LI - Single Family_Existing_Space Heating_Natural Gas_Furnace | OR | Residential | LI - Mobile Home | Existing | Space Heating | Natural Gas | Insulation - Floor Upgrade | A | ORM273 | R-19 | R-30 | 25 | 0.027569 | 0 | 0 | 2.66 | 0 | 0 | 0 | 0.21321 | 0.25 | sqft floor | 30% | 85% | Retrofit | Retro5Med | 81.71% | TBD | 0% | 8757.6903 |  | 3232.4402 |  | 1.3542 | RTF Workbook - ResMHWeatherization_v6_0 | RTF Workbook - ResMHWeatherization_v6_0 | RTF Workbook - ResMHWeatherization_v6_0 | R-19 | R-19 | R-19 | R-19 | R-19 | R-19 | R-19 | R-19 | R-19 | R-19 | R-19 | R-19 | R-19 | R-19 | R-19 | R-19 | R-19 | R-19 | R-19 | R-19 | R-19 | R-19 | R-19 | R-19 | R-19 | R-19 | R-19 | R-30 | R-30 | R-30 | R-30 | R-30 | R-30 | R-30 | R-30 | R-30 | R-30 | R-30 | R-30 | R-30 | R-30 | R-30 | R-30 | R-30 | R-30 | R-30 | R-30 | R-30 | R-30 | R-30 | R-30 | R-30 | R-30 | R-30 | 2.66 | 2.66 | 2.66 | 2.66 | 2.66 | 2.66 | 2.66 | 2.66 | 2.66 | 2.66 | 2.66 | 2.66 | 2.66 | 2.66 | 2.66 | 2.66 | 2.66 | 2.66 | 2.66 | 2.66 | 2.66 | 2.66 | 2.66 | 2.66 | 2.66 | 2.66 | 2.66 | 0 | 0 | 0.029123 | 0.028742 | 0.02832 | 0.027863 | 0.027373 | 0.02684 | 0.026283 | 0.025729 | 0.025208 | 0.024747 | 0.024364 | 0.024065 | 0.023837 | 0.02366 | 0.023513 | 0.023383 | 0.023264 | 0.023151 | 0.023044 | 0.022942 | 0.022845 | 0.022752 | 0.022663 | 0.022579 | 0.022498 | 1.5918 | 1.9262 | 2.3191 | 2.6449 | 2.9596 | 3.3879 | 3.6343 | 3.6293 | 3.3461 | 2.8197 | 2.1451 | 1.4002 | 0.80418 | 0.38378 | 0.16113 | 0.058186 | 0.018056 | 0.0039107 | 0.00063893 | 7.6245e-05 | 0 | 0 | 0 | 0 | 0 | 1.5918 | 3.4972 | 5.7649 | 8.3168 | 11.1303 | 14.3015 | 17.639 | 20.8965 | 23.8197 | 26.2038 | 27.9428 | 29.0001 | 29.5291 | 29.6938 | 29.6708 | 29.5653 | 29.4321 | 29.2935 | 29.1586 | 29.0297 | 28.9067 | 28.7893 | 28.6773 | 28.5703 | 28.4683 | 54658.4624 | 67016.0703 | 81890.989 | 94926.8302 | 108121.5029 | 126226.583 | 138274.8475 | 141055.8741 | 132738.4735 | 113937.0797 | 88043.458 | 58185.8473 | 33737.101 | 16220.6008 | 6852.7653 | 2488.3574 | 776.1413 | 168.9221 | 27.7264 | 3.3234 | 0 | 0 | 0 | 0 | 0 | 54658.4624 | 121674.5328 | 203565.5218 | 298492.352 | 406613.8548 | 532840.4378 | 671115.2853 | 812171.1594 | 944909.6329 | 1058846.7126 | 1146890.1706 | 1205076.0179 | 1238813.1189 | 1255033.7196 | 1261886.485 | 1264374.8424 | 1265150.9837 | 1265319.9058 | 1265347.6322 | 1265350.9556 | 1265350.9556 | 1265350.9556 | 1265350.9556 | 1265350.9556 | 1265350.9556 | 1.3542 | 1.6403 | 1.9774 | 2.2585 | 2.5315 | 2.9035 | 3.1215 | 3.1241 | 2.8865 | 2.4369 | 1.8565 | 1.2131 | 0.69707 | 0.33276 | 0.13973 | 0.050462 | 0.01566 | 0.0033918 | 0.00055417 | 6.6132e-05 | 0 | 0 | 0 | 0 | 0 | 1.3542 | 2.9782 | 4.9154 | 7.1017 | 9.5201 | 12.2567 | 15.15 | 17.9881 | 20.5481 | 22.6463 | 24.184 | 25.1234 | 25.5963 | 25.7466 | 25.7302 | 25.6406 | 25.5261 | 25.4067 | 25.2905 | 25.1794 | 25.0735 | 24.9724 | 24.8759 | 24.7839 | 24.6962 | 46459.6931 | 56963.6598 | 69607.3407 | 80687.8056 | 91903.2774 | 107292.5955 | 117533.6204 | 119897.493 | 112827.7025 | 96846.5177 | 74836.9393 | 49457.9702 | 28676.5358 | 13787.5107 | 5824.8505 | 2115.1038 | 659.7201 | 143.5838 | 23.5675 | 2.8249 | 0 | 0 | 0 | 0 | 0 | 46459.6931 | 103423.3529 | 173030.6935 | 253718.4992 | 345621.7766 | 452914.3721 | 570447.9925 | 690345.4855 | 803173.1879 | 900019.7057 | 974856.645 | 1024314.6152 | 1052991.151 | 1066778.6617 | 1072603.5122 | 1074718.616 | 1075378.3361 | 1075521.9199 | 1075545.4874 | 1075548.3122 | 1075548.3122 | 1075548.3122 | 1075548.3122 | 1075548.3122 | 1075548.3122 | 0 | 0 | 0 | 0 | 0 | 0 | 0 | 0 | 0 | 0 | 0 | 0 | 0 | 0 | 0 | 0 | 0 | 0 | 0 | 0 | 0 | 0 | 0 | 0 | 0 | 0 | 0 | 0 | 0 | 0 | 0 | 0 | 0 | 0 | 0 | 0 | 0 | 0 | 0 | 0 | 0 | 0 | 0 | 0 | 0 | 0 | 0 | 0 | 0 | 0 | 0 | 0 | 0 | 0 | 0 | 0 | 0 | 0 | 0 | 0 | 0 | 0 | 0 | 0 | 0 | 0 | 0 | 0 | 0 | 0 | 0 | 0 | 0 | 0 | 0 | 0 | 0 | 0 | 0 | 0 | 0 | 0 | 0 | 0 | 0 | 0 | 0 | 0 | 0 | 0 | 0 | 0 | 0 | 0 | 0 | 0 | 0 | 0 | 0 | 0 | 0 | 0 | 0 | 0 | 0 | 0 | 0 | 0 | 0 | 0 | 0 | 0 | 0 | 0 | 0 | 0 | 0 | 0 | 0 | 0 | 0 | 0 | 0 | 0 | 0 | 0 | 0 | 0 | 0 | 0 | 0 | 0 | 0 | 0 | 0 | 0 | 0 | 0 | 0 | 0 | 0 | 0 | 0 | 0 | 0 | 0 | 0 | 0 | 0 | 0 | 0 | 0 | 0 | 0 | 0 | 0 | 0 | 0 | 0 | 0 | 0 | 0 | 0 | 0 | 0 | 0 | 0 | 0 | 0 | 0 | 0 | 0 | 0 | 0 | 0 | 0 | 0 | 0 | 0 | 0 | 0 | 0 | 0 | 0 | 0 | 0 | 0 | 0 | 0 | 0 | 0 | 0 | 0 | 0 | 0 | 0 | 0 | 0 | 0 | 0 | 8259.0241 | 8311.6225 | 8365.5179 | 8420.453 | 8476.1802 | 8532.4436 | 8588.9816 | 8645.5296 | 8701.8202 | 8757.6256 | 8812.2054 | 8865.65 | 8917.1417 | 8966.7073 | 9014.3973 | 9060.2622 | 9104.3612 | 9146.7451 | 9187.4654 | 9226.4998 | 9263.9792 | 9299.9558 | 9334.4762 | 9367.5878 | 9399.3381 | 3048.3838 | 3067.7977 | 3087.6904 | 3107.9668 | 3128.5355 | 3149.3022 | 3170.1702 | 3191.0419 | 3211.8186 | 3232.4163 | 3252.5615 | 3272.2878 | 3291.2932 | 3309.5878 | 3327.19 | 3344.1186 | 3360.3954 | 3376.0392 | 3391.069 | 3405.4765 | 3419.31 | 3432.5889 | 3445.3303 | 3457.5517 | 3469.2707 | 321
OR_Residential_LI - Single Family_Existing_Space Heating_Natural Gas_Furnace | OR | Residential | LI - Mobile Home | Existing | Space Heating | Natural Gas | Insulation - Basement Sidewall | A | ORM274 | R-0 | R-11 | 20 | 0 | 0 | 0 | 2.04 | 0 | 0 | 0 | 0.28637 | 0.25 | sqft bswall | 0% | 0% | Retrofit | Retro5Med | 81.71% | TBD | 0% | 0 |  | 0 |  | 0 | IL TRM - 5.6.2 - RS-SHL-BINS-V12-220101 | D20_INS_FLR-Heat-RTF-v4.1-13 | BEST | R-0 | R-0 | R-0 | R-0 | R-0 | R-0 | R-0 | R-0 | R-0 | R-0 | R-0 | R-0 | R-0 | R-0 | R-0 | R-0 | R-0 | R-0 | R-0 | R-0 | R-0 | R-0 | R-0 | R-0 | R-0 | R-0 | R-0 | R-11 | R-11 | R-11 | R-11 | R-11 | R-11 | R-11 | R-11 | R-11 | R-11 | R-11 | R-11 | R-11 | R-11 | R-11 | R-11 | R-11 | R-11 | R-11 | R-11 | R-11 | R-11 | R-11 | R-11 | R-11 | R-11 | R-11 | 2.04 | 2.04 | 2.04 | 2.04 | 2.04 | 2.04 | 2.04 | 2.04 | 2.04 | 2.04 | 2.04 | 2.04 | 2.04 | 2.04 | 2.04 | 2.04 | 2.04 | 2.04 | 2.04 | 2.04 | 2.04 | 2.04 | 2.04 | 2.04 | 2.04 | 2.04 | 2.04 | 0 | 0 | 0 | 0 | 0 | 0 | 0 | 0 | 0 | 0 | 0 | 0 | 0 | 0 | 0 | 0 | 0 | 0 | 0 | 0 | 0 | 0 | 0 | 0 | 0 | 0 | 0 | 0 | 0 | 0 | 0 | 0 | 0 | 0 | 0 | 0 | 0 | 0 | 0 | 0 | 0 | 0 | 0 | 0 | 0 | 0 | 0 | 0 | 0 | 0 | 0 | 0 | 0 | 0 | 0 | 0 | 0 | 0 | 0 | 0 | 0 | 0 | 0 | 0 | 0 | 0 | 0 | 0 | 0 | 0 | 0 | 0 | 0 | 0 | 0 | 0 | 0 | 0 | 0 | 0 | 0 | 0 | 0 | 0 | 0 | 0 | 0 | 0 | 0 | 0 | 0 | 0 | 0 | 0 | 0 | 0 | 0 | 0 | 0 | 0 | 0 | 0 | 0 | 0 | 0 | 0 | 0 | 0 | 0 | 0 | 0 | 0 | 0 | 0 | 0 | 0 | 0 | 0 | 0 | 0 | 0 | 0 | 0 | 0 | 0 | 0 | 0 | 0 | 0 | 0 | 0 | 0 | 0 | 0 | 0 | 0 | 0 | 0 | 0 | 0 | 0 | 0 | 0 | 0 | 0 | 0 | 0 | 0 | 0 | 0 | 0 | 0 | 0 | 0 | 0 | 0 | 0 | 0 | 0 | 0 | 0 | 0 | 0 | 0 | 0 | 0 | 0 | 0 | 0 | 0 | 0 | 0 | 0 | 0 | 0 | 0 | 0 | 0 | 0 | 0 | 0 | 0 | 0 | 0 | 0 | 0 | 0 | 0 | 0 | 0 | 0 | 0 | 0 | 0 | 0 | 0 | 0 | 0 | 0 | 0 | 0 | 0 | 0 | 0 | 0 | 0 | 0 | 0 | 0 | 0 | 0 | 0 | 0 | 0 | 0 | 0 | 0 | 0 | 0 | 0 | 0 | 0 | 0 | 0 | 0 | 0 | 0 | 0 | 0 | 0 | 0 | 0 | 0 | 0 | 0 | 0 | 0 | 0 | 0 | 0 | 0 | 0 | 0 | 0 | 0 | 0 | 0 | 0 | 0 | 0 | 0 | 0 | 0 | 0 | 0 | 0 | 0 | 0 | 0 | 0 | 0 | 0 | 0 | 0 | 0 | 0 | 0 | 0 | 0 | 0 | 0 | 0 | 0 | 0 | 0 | 0 | 0 | 0 | 0 | 0 | 0 | 0 | 0 | 0 | 0 | 0 | 0 | 0 | 0 | 0 | 0 | 0 | 0 | 0 | 0 | 0 | 0 | 0 | 0 | 0 | 0 | 0 | 0 | 0 | 0 | 0 | 0 | 0 | 0 | 0 | 0 | 0 | 0 | 0 | 0 | 0 | 0 | 0 | 0 | 0 | 0 | 0 | 0 | 0 | 0 | 0 | 0 | 0 | 0 | 0 | 0 | 0 | 0 | 0 | 0 | 0 | 0 | 0 | 0 | 0 | 0 | 0 | 0 | 0 | 0 | 0 | 0 | 0 | 0 | 0 | 0 | 0 | 0 | 0 | 0 | 0 | 0 | 0 | 0 | 0 | 0 | 0 | 0 | 0 | 0 | 0 | 0 | 0 | 0 | 0 | 0 | 0 | 0 | 0 | 0 | 0 | 0 | 0 | 0 | 0 | 0 | 0 | 0 | 0 | 0 | 0 | 0 | 0 | 0 | 0 | 0 | 0 | 0 | 0 | 0 | 0 | 0 | 0 | 0 | 0 | 0 | 0 | 0 | 0 | 0 | 0 | 0 | 0 | 0 | 0 | 0 | 0 | 0 | 0 | 0 | 0 | 0 | 0 | 0 | 0 | 0 | 0 | 0 | 0 | 0 | 0 | 0 | 0 | 0 | 0 | 0 | 0 | 0 | 0 | 0 | 0 | 0 | 0 | 0 | 0 | 0 | 0 | 0 | 0 | 0 | 0 | 0 | 0 | 0 | 0 | 0 | 0 | 0 | 0 | 0 | 0 | 0 | 0 | 0 | 0 | 0 | 0 | 0 | 0 | 0 | 0 | 0 | 0 | 0 | 0 | 0 | 0 | 0 | 0 | 0 | 0 | 0 | 322
OR_Residential_LI - Single Family_Existing_Space Heating_Natural Gas_Furnace | OR | Residential | LI - Mobile Home | Existing | Space Heating | Natural Gas | Insulation - Foundation | A | ORM275 | R-0 | R-15 | 70 | 0.064884 | 0 | 0 | 1.03 | 0 | 0 | 0 | 0.21321 | 0.45 | sqft floor cs | 0% | 0% | Retrofit | Retro5Med | 81.71% | TBD | 0% | 1267.011 |  | 563.6546 |  | 0 | ResNewSFSlabInsulation v3.2 | ResNewSFSlabInsulation v3.2 | BEST | R-0 | R-0 | R-0 | R-0 | R-0 | R-0 | R-0 | R-0 | R-0 | R-0 | R-0 | R-0 | R-0 | R-0 | R-0 | R-0 | R-0 | R-0 | R-0 | R-0 | R-0 | R-0 | R-0 | R-0 | R-0 | R-0 | R-0 | R-15 | R-15 | R-15 | R-15 | R-15 | R-15 | R-15 | R-15 | R-15 | R-15 | R-15 | R-15 | R-15 | R-15 | R-15 | R-15 | R-15 | R-15 | R-15 | R-15 | R-15 | R-15 | R-15 | R-15 | R-15 | R-15 | R-15 | 1.03 | 1.03 | 1.03 | 1.03 | 1.03 | 1.03 | 1.03 | 1.03 | 1.03 | 1.03 | 1.03 | 1.03 | 1.03 | 1.03 | 1.03 | 1.03 | 1.03 | 1.03 | 1.03 | 1.03 | 1.03 | 1.03 | 1.03 | 1.03 | 1.03 | 1.03 | 1.03 | 0 | 0 | 0.068852 | 0.068329 | 0.067783 | 0.067219 | 0.06664 | 0.06604 | 0.065431 | 0.064825 | 0.06424 | 0.063689 | 0.063184 | 0.062731 | 0.062325 | 0.061959 | 0.061621 | 0.061304 | 0.061004 | 0.060719 | 0.060447 | 0.06019 | 0.059944 | 0.05971 | 0.059487 | 0.059275 | 0.059072 | 0 | 0 | 0 | 0 | 0 | 0 | 0 | 0 | 0 | 0 | 0 | 0 | 0 | 0 | 0 | 0 | 0 | 0 | 0 | 0 | 0 | 0 | 0 | 0 | 0 | 0 | 0 | 0 | 0 | 0 | 0 | 0 | 0 | 0 | 0 | 0 | 0 | 0 | 0 | 0 | 0 | 0 | 0 | 0 | 0 | 0 | 0 | 0 | 0 | 0 | 0 | 0 | 0 | 0 | 0 | 0 | 0 | 0 | 0 | 0 | 0 | 0 | 0 | 0 | 0 | 0 | 0 | 0 | 0 | 0 | 0 | 0 | 0 | 0 | 0 | 0 | 0 | 0 | 0 | 0 | 0 | 0 | 0 | 0 | 0 | 0 | 0 | 0 | 0 | 0 | 0 | 0 | 0 | 0 | 0 | 0 | 0 | 0 | 0 | 0 | 0 | 0 | 0 | 0 | 0 | 0 | 0 | 0 | 0 | 0 | 0 | 0 | 0 | 0 | 0 | 0 | 0 | 0 | 0 | 0 | 0 | 0 | 0 | 0 | 0 | 0 | 0 | 0 | 0 | 0 | 0 | 0 | 0 | 0 | 0 | 0 | 0 | 0 | 0 | 0 | 0 | 0 | 0 | 0 | 0 | 0 | 0 | 0 | 0 | 0 | 0 | 0 | 0 | 0 | 0 | 0 | 0 | 0 | 0 | 0 | 0 | 0 | 0 | 0 | 0 | 0 | 0 | 0 | 0 | 0 | 0 | 0 | 0 | 0 | 0 | 0 | 0 | 0 | 0 | 0 | 0 | 0 | 0 | 0 | 0 | 0 | 0 | 0 | 0 | 0 | 0 | 0 | 0 | 0 | 0 | 0 | 0 | 0 | 0 | 0 | 0 | 0 | 0 | 0 | 0 | 0 | 0 | 0 | 0 | 0 | 0 | 0 | 0 | 0 | 0 | 0 | 0 | 0 | 0 | 0 | 0 | 0 | 0 | 0 | 0 | 0 | 0 | 0 | 0 | 0 | 0 | 0 | 0 | 0 | 0 | 0 | 0 | 0 | 0 | 0 | 0 | 0 | 0 | 0 | 0 | 0 | 0 | 0 | 0 | 0 | 0 | 0 | 0 | 0 | 0 | 0 | 0 | 0 | 0 | 0 | 0 | 0 | 0 | 0 | 0 | 0 | 0 | 0 | 0 | 0 | 0 | 0 | 0 | 0 | 0 | 0 | 0 | 0 | 0 | 0 | 0 | 0 | 0 | 0 | 0 | 0 | 0 | 0 | 0 | 0 | 0 | 0 | 0 | 0 | 0 | 0 | 0 | 0 | 0 | 0 | 0 | 0 | 0 | 0 | 0 | 0 | 0 | 0 | 0 | 0 | 0 | 0 | 0 | 0 | 0 | 0 | 0 | 0 | 0 | 0 | 0 | 0 | 0 | 0 | 0 | 0 | 0 | 0 | 0 | 0 | 0 | 0 | 0 | 0 | 0 | 0 | 0 | 0 | 0 | 0 | 0 | 0 | 0 | 0 | 0 | 0 | 0 | 0 | 0 | 0 | 0 | 0 | 0 | 0 | 0 | 0 | 0 | 0 | 0 | 0 | 0 | 0 | 0 | 0 | 0 | 0 | 0 | 0 | 0 | 0 | 0 | 0 | 0 | 0 | 0 | 0 | 0 | 0 | 0 | 0 | 0 | 0 | 0 | 0 | 0 | 0 | 0 | 0 | 0 | 0 | 0 | 0 | 0 | 0 | 0 | 0 | 0 | 0 | 0 | 0 | 1194.8669 | 1202.4765 | 1210.2738 | 1218.2215 | 1226.2838 | 1234.4236 | 1242.6032 | 1250.7843 | 1258.928 | 1267.0016 | 1274.8979 | 1282.63 | 1290.0795 | 1297.2503 | 1304.1499 | 1310.7853 | 1317.1653 | 1323.2972 | 1329.1883 | 1334.8356 | 1340.2579 | 1345.4628 | 1350.457 | 1355.2474 | 1359.8408 | 531.5599 | 534.9451 | 538.4139 | 541.9496 | 545.5363 | 549.1574 | 552.7963 | 556.4358 | 560.0587 | 563.6504 | 567.1632 | 570.603 | 573.917 | 577.1071 | 580.1765 | 583.1284 | 585.9667 | 588.6946 | 591.3154 | 593.8276 | 596.2399 | 598.5554 | 600.7771 | 602.9082 | 604.9517 | 323
OR_Residential_LI - Single Family_Existing_Space Heating_Natural Gas_Furnace | OR | Residential | LI - Mobile Home | Existing | Space Heating | Natural Gas | Insulation - Ducting | A | ORM276 | R-4 | R-8 | 45 | 0.088173 | 0 | 0 | 2.54 | 0 | 0 | 0 | 1 | 0.25 | sqft duct | 5% | 10% | Retrofit | Retro5Med | 81.71% | TBD | 0% | 0 |  | 0 |  | 0 | RTF Workbook - ResSFWx_v5_0 | RTF Workbook - ResSFWx_v5_0 | RTF Workbook - ResSFWx_v5_0 | R-4 | R-4 | R-4 | R-4 | R-4 | R-4 | R-4 | R-4 | R-4 | R-4 | R-4 | R-4 | R-4 | R-4 | R-4 | R-4 | R-4 | R-4 | R-4 | R-4 | R-4 | R-4 | R-4 | R-4 | R-4 | R-4 | R-4 | R-8 | R-8 | R-8 | R-8 | R-8 | R-8 | R-8 | R-8 | R-8 | R-8 | R-8 | R-8 | R-8 | R-8 | R-8 | R-8 | R-8 | R-8 | R-8 | R-8 | R-8 | R-8 | R-8 | R-8 | R-8 | R-8 | R-8 | 2.54 | 2.54 | 2.54 | 2.54 | 2.54 | 2.54 | 2.54 | 2.54 | 2.54 | 2.54 | 2.54 | 2.54 | 2.54 | 2.54 | 2.54 | 2.54 | 2.54 | 2.54 | 2.54 | 2.54 | 2.54 | 2.54 | 2.54 | 2.54 | 2.54 | 2.54 | 2.54 | 0 | 0 | 0 | 0 | 0 | 0 | 0 | 0 | 0 | 0 | 0 | 0 | 0 | 0 | 0 | 0 | 0 | 0 | 0 | 0 | 0 | 0 | 0 | 0 | 0 | 0 | 0 | 0 | 0 | 0 | 0 | 0 | 0 | 0 | 0 | 0 | 0 | 0 | 0 | 0 | 0 | 0 | 0 | 0 | 0 | 0 | 0 | 0 | 0 | 0 | 0 | 0 | 0 | 0 | 0 | 0 | 0 | 0 | 0 | 0 | 0 | 0 | 0 | 0 | 0 | 0 | 0 | 0 | 0 | 0 | 0 | 0 | 0 | 0 | 0 | 0 | 0 | 0.36665 | 0.45019 | 0.5509 | 0.63951 | 0.72944 | 0.8528 | 0.93554 | 0.95572 | 0.90065 | 0.77419 | 0.5991 | 0.3965 | 0.23022 | 0.11085 | 0.046897 | 0.017054 | 0.0053268 | 0.001161 | 0.00019083 | 2.2907e-05 | 0 | 0 | 0 | 0 | 0 | 0.36665 | 0.81684 | 1.3677 | 2.0073 | 2.7367 | 3.5895 | 4.525 | 5.4808 | 6.3814 | 7.1556 | 7.7547 | 8.1512 | 8.3814 | 8.4923 | 8.5392 | 8.5562 | 8.5615 | 8.5627 | 8.5629 | 8.5629 | 8.5629 | 8.5629 | 8.5629 | 8.5629 | 8.5629 | 0 | 0 | 0 | 0 | 0 | 0 | 0 | 0 | 0 | 0 | 0 | 0 | 0 | 0 | 0 | 0 | 0 | 0 | 0 | 0 | 0 | 0 | 0 | 0 | 0 | 0 | 0 | 0 | 0 | 0 | 0 | 0 | 0 | 0 | 0 | 0 | 0 | 0 | 0 | 0 | 0 | 0 | 0 | 0 | 0 | 0 | 0 | 0 | 0 | 0 | 0.31165 | 0.38266 | 0.46827 | 0.54358 | 0.62002 | 0.72488 | 0.79521 | 0.81236 | 0.76555 | 0.65806 | 0.50923 | 0.33702 | 0.19569 | 0.094221 | 0.039863 | 0.014496 | 0.0045278 | 0.00098684 | 0.00016221 | 1.9471e-05 | 0 | 0 | 0 | 0 | 0 | 0.31165 | 0.69432 | 1.1626 | 1.7062 | 2.3262 | 3.0511 | 3.8463 | 4.6586 | 5.4242 | 6.0823 | 6.5915 | 6.9285 | 7.1242 | 7.2184 | 7.2583 | 7.2728 | 7.2773 | 7.2783 | 7.2785 | 7.2785 | 7.2785 | 7.2785 | 7.2785 | 7.2785 | 7.2785 | 0 | 0 | 0 | 0 | 0 | 0 | 0 | 0 | 0 | 0 | 0 | 0 | 0 | 0 | 0 | 0 | 0 | 0 | 0 | 0 | 0 | 0 | 0 | 0 | 0 | 0 | 0 | 0 | 0 | 0 | 0 | 0 | 0 | 0 | 0 | 0 | 0 | 0 | 0 | 0 | 0 | 0 | 0 | 0 | 0 | 0 | 0 | 0 | 0 | 0 | 0 | 0 | 0 | 0 | 0 | 0 | 0 | 0 | 0 | 0 | 0 | 0 | 0 | 0 | 0 | 0 | 0 | 0 | 0 | 0 | 0 | 0 | 0 | 0 | 0 | 0 | 0 | 0 | 0 | 0 | 0 | 0 | 0 | 0 | 0 | 0 | 0 | 0 | 0 | 0 | 0 | 0 | 0 | 0 | 0 | 0 | 0 | 0 | 0 | 0 | 0 | 0 | 0 | 0 | 0 | 0 | 0 | 0 | 0 | 0 | 0 | 0 | 0 | 0 | 0 | 0 | 0 | 0 | 0 | 0 | 0 | 0 | 0 | 0 | 0 | 0 | 0 | 0 | 0 | 0 | 0 | 0 | 0 | 0 | 0 | 0 | 0 | 0 | 0 | 0 | 0 | 0 | 0 | 0 | 0 | 0 | 0 | 0 | 0 | 0 | 0 | 0 | 0 | 0 | 0 | 0 | 0 | 0 | 0 | 0 | 0 | 0 | 0 | 0 | 0 | 0 | 0 | 0 | 0 | 0 | 0 | 0 | 0 | 0 | 0 | 0 | 0 | 0 | 0 | 0 | 0 | 0 | 0 | 0 | 0 | 0 | 0 | 0 | 0 | 0 | 0 | 0 | 0 | 0 | 0 | 0 | 0 | 0 | 0 | 0 | 0 | 0 | 0 | 0 | 0 | 0 | 0 | 0 | 0 | 0 | 0 | 0 | 0 | 0 | 0 | 0 | 0 | 0 | 0 | 0 | 0 | 0 | 0 | 0 | 0 | 0 | 0 | 0 | 0 | 0 | 0 | 0 | 0 | 0 | 0 | 0 | 0 | 0 | 0 | 0 | 0 | 0 | 0 | 0 | 0 | 0 | 0 | 0 | 0 | 0 | 324
OR_Residential_LI - Single Family_Existing_Space Heating_Natural Gas_Furnace | OR | Residential | LI - Mobile Home | Existing | Space Heating | Natural Gas | Ducting - Repair and Sealing | A | ORM277 | 20% Leakage | Sealed | 20 | 20.17 | 0 | 0 | 808.51 | 0 | 0.7 | 0 | 0.94093 | 0.25 | household | 5% | 10% | Retrofit | Retro3Slow | 84.16% | TBD | 0% | 0 |  | 0 |  | 0 | Avista TRM - 07.01.21 - Duct Sealing | Avista TRM - 07.01.21 - Duct Sealing | Avista TRM - 07.01.21 - Duct Sealing | 20% Leakage | 20% Leakage | 20% Leakage | 20% Leakage | 20% Leakage | 20% Leakage | 20% Leakage | 20% Leakage | 20% Leakage | 20% Leakage | 20% Leakage | 20% Leakage | 20% Leakage | 20% Leakage | 20% Leakage | 20% Leakage | 20% Leakage | 20% Leakage | 20% Leakage | 20% Leakage | 20% Leakage | 20% Leakage | 20% Leakage | 20% Leakage | 20% Leakage | 20% Leakage | 20% Leakage | Sealed | Sealed | Sealed | Sealed | Sealed | Sealed | Sealed | Sealed | Sealed | Sealed | Sealed | Sealed | Sealed | Sealed | Sealed | Sealed | Sealed | Sealed | Sealed | Sealed | Sealed | Sealed | Sealed | Sealed | Sealed | Sealed | Sealed | 808.51 | 808.51 | 808.51 | 808.51 | 808.51 | 808.51 | 808.51 | 808.51 | 808.51 | 808.51 | 808.51 | 808.51 | 808.51 | 808.51 | 808.51 | 808.51 | 808.51 | 808.51 | 808.51 | 808.51 | 808.51 | 808.51 | 808.51 | 808.51 | 808.51 | 808.51 | 808.51 | 0 | 0 | 0 | 0 | 0 | 0 | 0 | 0 | 0 | 0 | 0 | 0 | 0 | 0 | 0 | 0 | 0 | 0 | 0 | 0 | 0 | 0 | 0 | 0 | 0 | 0 | 0 | 0 | 0 | 0 | 0 | 0 | 0 | 0 | 0 | 0 | 0 | 0 | 0 | 0 | 0 | 0 | 0 | 0 | 0 | 0 | 0 | 0 | 0 | 0 | 0 | 0 | 0 | 0 | 0 | 0 | 0 | 0 | 0 | 0 | 0 | 0 | 0 | 0 | 0 | 0 | 0 | 0 | 0 | 0 | 0 | 0 | 0 | 0 | 0 | 0 | 0 | 0.0002766 | 0.00043479 | 0.00086959 | 0.0015218 | 0.0023672 | 0.0033141 | 0.0042179 | 0.0049209 | 0.0052995 | 0.0052995 | 0.0049462 | 0.0043279 | 0.0035641 | 0.0027721 | 0.0020426 | 0.0014298 | 0.00095322 | 0.00060659 | 0.00036923 | 0.00025 | 0 | 0 | 0 | 0 | 0 | 0.0002766 | 0.0007114 | 0.001581 | 0.0031028 | 0.00547 | 0.0087841 | 0.013002 | 0.017923 | 0.023222 | 0.028522 | 0.033468 | 0.037796 | 0.04136 | 0.044132 | 0.046175 | 0.047605 | 0.048558 | 0.049164 | 0.049534 | 0.049784 | 0.049784 | 0.049784 | 0.049784 | 0.049784 | 0.049784 | 0 | 0 | 0 | 0 | 0 | 0 | 0 | 0 | 0 | 0 | 0 | 0 | 0 | 0 | 0 | 0 | 0 | 0 | 0 | 0 | 0 | 0 | 0 | 0 | 0 | 0 | 0 | 0 | 0 | 0 | 0 | 0 | 0 | 0 | 0 | 0 | 0 | 0 | 0 | 0 | 0 | 0 | 0 | 0 | 0 | 0 | 0 | 0 | 0 | 0 | 0.00023511 | 0.00036957 | 0.00073915 | 0.0012935 | 0.0020121 | 0.002817 | 0.0035852 | 0.0041828 | 0.0045045 | 0.0045045 | 0.0042042 | 0.0036787 | 0.0030295 | 0.0023563 | 0.0017362 | 0.0012154 | 0.00081024 | 0.0005156 | 0.00031385 | 0.0002125 | 0 | 0 | 0 | 0 | 0 | 0.00023511 | 0.00060469 | 0.0013438 | 0.0026373 | 0.0046495 | 0.0074665 | 0.011052 | 0.015234 | 0.019739 | 0.024244 | 0.028448 | 0.032127 | 0.035156 | 0.037512 | 0.039249 | 0.040464 | 0.041274 | 0.04179 | 0.042104 | 0.042316 | 0.042316 | 0.042316 | 0.042316 | 0.042316 | 0.042316 | 0 | 0 | 0 | 0 | 0 | 0 | 0 | 0 | 0 | 0 | 0 | 0 | 0 | 0 | 0 | 0 | 0 | 0 | 0 | 0 | 0 | 0 | 0 | 0 | 0 | 0 | 0 | 0 | 0 | 0 | 0 | 0 | 0 | 0 | 0 | 0 | 0 | 0 | 0 | 0 | 0 | 0 | 0 | 0 | 0 | 0 | 0 | 0 | 0 | 0 | 0 | 0 | 0 | 0 | 0 | 0 | 0 | 0 | 0 | 0 | 0 | 0 | 0 | 0 | 0 | 0 | 0 | 0 | 0 | 0 | 0 | 0 | 0 | 0 | 0 | 0 | 0 | 0 | 0 | 0 | 0 | 0 | 0 | 0 | 0 | 0 | 0 | 0 | 0 | 0 | 0 | 0 | 0 | 0 | 0 | 0 | 0 | 0 | 0 | 0 | 0 | 0 | 0 | 0 | 0 | 0 | 0 | 0 | 0 | 0 | 0 | 0 | 0 | 0 | 0 | 0 | 0 | 0 | 0 | 0 | 0 | 0 | 0 | 0 | 0 | 0 | 0 | 0 | 0 | 0 | 0 | 0 | 0 | 0 | 0 | 0 | 0 | 0 | 0 | 0 | 0 | 0 | 0 | 0 | 0 | 0 | 0 | 0 | 0 | 0 | 0 | 0 | 0 | 0 | 0 | 0 | 0 | 0 | 0 | 0 | 0 | 0 | 0 | 0 | 0 | 0 | 0 | 0 | 0 | 0 | 0 | 0 | 0 | 0 | 0 | 0 | 0 | 0 | 0 | 0 | 0 | 0 | 0 | 0 | 0 | 0 | 0 | 0 | 0 | 0 | 0 | 0 | 0 | 0 | 0 | 0 | 0 | 0 | 0 | 0 | 0 | 0 | 0 | 0 | 0 | 0 | 0 | 0 | 0 | 0 | 0 | 0 | 0 | 0 | 0 | 0 | 0 | 0 | 0 | 0 | 0 | 0 | 0 | 0 | 0 | 0 | 0 | 0 | 0 | 0 | 0 | 0 | 0 | 0 | 0 | 0 | 0 | 0 | 0 | 0 | 0 | 0 | 0 | 0 | 0 | 0 | 0 | 0 | 0 | 0 | 325
OR_Residential_LI - Single Family_Existing_Space Heating_Natural Gas_Furnace | OR | Residential | LI - Mobile Home | Existing | Space Heating | Natural Gas | Ducting - Repair and Sealing - Aerosol | A | ORM278 | 20% Leakage | G.17 Aerosol Duct Sealing | 10 | 0.042292 | 0 | 0 | 0.59 | 0 | 0 | 0 | 0.95977 | 0.45 | sqft home | 5% | 10% | Retrofit | Retro3Slow | 84.16% | TBD | 0% | 0 |  | 0 |  | 0 | DCT_RPR_AERO-HVAC-E3T-178-1 | DCT_RPR_AERO-HVAC-E3T-178-1 | DCT_RPR_AERO-HVAC-DOE-1 | 20% Leakage | 20% Leakage | 20% Leakage | 20% Leakage | 20% Leakage | 20% Leakage | 20% Leakage | 20% Leakage | 20% Leakage | 20% Leakage | 20% Leakage | 20% Leakage | 20% Leakage | 20% Leakage | 20% Leakage | 20% Leakage | 20% Leakage | 20% Leakage | 20% Leakage | 20% Leakage | 20% Leakage | 20% Leakage | 20% Leakage | 20% Leakage | 20% Leakage | 20% Leakage | 20% Leakage | G.17 Aerosol Duct Sealing | G.17 Aerosol Duct Sealing | G.17 Aerosol Duct Sealing | G.17 Aerosol Duct Sealing | G.17 Aerosol Duct Sealing | G.17 Aerosol Duct Sealing | G.17 Aerosol Duct Sealing | G.17 Aerosol Duct Sealing | G.17 Aerosol Duct Sealing | G.17 Aerosol Duct Sealing | G.17 Aerosol Duct Sealing | G.17 Aerosol Duct Sealing | G.17 Aerosol Duct Sealing | G.17 Aerosol Duct Sealing | G.17 Aerosol Duct Sealing | G.17 Aerosol Duct Sealing | G.17 Aerosol Duct Sealing | G.17 Aerosol Duct Sealing | G.17 Aerosol Duct Sealing | G.17 Aerosol Duct Sealing | G.17 Aerosol Duct Sealing | G.17 Aerosol Duct Sealing | G.17 Aerosol Duct Sealing | G.17 Aerosol Duct Sealing | G.17 Aerosol Duct Sealing | G.17 Aerosol Duct Sealing | G.17 Aerosol Duct Sealing | 0.59 | 0.59 | 0.59 | 0.59 | 0.59 | 0.59 | 0.59 | 0.59 | 0.59 | 0.59 | 0.59 | 0.59 | 0.59 | 0.59 | 0.59 | 0.59 | 0.59 | 0.59 | 0.59 | 0.59 | 0.59 | 0.59 | 0.59 | 0.59 | 0.59 | 0.59 | 0.59 | 0 | 0 | 0 | 0 | 0 | 0 | 0 | 0 | 0 | 0 | 0 | 0 | 0 | 0 | 0 | 0 | 0 | 0 | 0 | 0 | 0 | 0 | 0 | 0 | 0 | 0 | 0 | 0 | 0 | 0 | 0 | 0 | 0 | 0 | 0 | 0 | 0 | 0 | 0 | 0 | 0 | 0 | 0 | 0 | 0 | 0 | 0 | 0 | 0 | 0 | 0 | 0 | 0 | 0 | 0 | 0 | 0 | 0 | 0 | 0 | 0 | 0 | 0 | 0 | 0 | 0 | 0 | 0 | 0 | 0 | 0 | 0 | 0 | 0 | 0 | 0 | 0 | 0.36982 | 0.58132 | 1.1626 | 2.0346 | 3.165 | 4.4309 | 5.6394 | 6.5793 | 7.0854 | 7.0854 | 6.2432 | 5.2051 | 3.6026 | 1.6717 | 0 | 0 | 0 | 0 | 0 | 0 | 0 | 0 | 0 | 0 | 0 | 0.36982 | 0.95114 | 2.1138 | 4.1484 | 7.3133 | 11.7443 | 17.3837 | 23.9629 | 31.0483 | 38.1337 | 44.3769 | 49.582 | 53.1846 | 54.8563 | 54.8563 | 54.8563 | 54.8563 | 54.8563 | 54.8563 | 54.8563 | 54.8563 | 54.8563 | 54.8563 | 54.8563 | 54.8563 | 0 | 0 | 0 | 0 | 0 | 0 | 0 | 0 | 0 | 0 | 0 | 0 | 0 | 0 | 0 | 0 | 0 | 0 | 0 | 0 | 0 | 0 | 0 | 0 | 0 | 0 | 0 | 0 | 0 | 0 | 0 | 0 | 0 | 0 | 0 | 0 | 0 | 0 | 0 | 0 | 0 | 0 | 0 | 0 | 0 | 0 | 0 | 0 | 0 | 0 | 0.31434 | 0.49412 | 0.98824 | 1.7294 | 2.6902 | 3.7663 | 4.7935 | 5.5924 | 6.0226 | 6.0226 | 5.3067 | 4.4243 | 3.0622 | 1.4209 | 0 | 0 | 0 | 0 | 0 | 0 | 0 | 0 | 0 | 0 | 0 | 0.31434 | 0.80847 | 1.7967 | 3.5261 | 6.2163 | 9.9826 | 14.7761 | 20.3685 | 26.3911 | 32.4136 | 37.7204 | 42.1447 | 45.2069 | 46.6278 | 46.6278 | 46.6278 | 46.6278 | 46.6278 | 46.6278 | 46.6278 | 46.6278 | 46.6278 | 46.6278 | 46.6278 | 46.6278 | 0 | 0 | 0 | 0 | 0 | 0 | 0 | 0 | 0 | 0 | 0 | 0 | 0 | 0 | 0 | 0 | 0 | 0 | 0 | 0 | 0 | 0 | 0 | 0 | 0 | 0 | 0 | 0 | 0 | 0 | 0 | 0 | 0 | 0 | 0 | 0 | 0 | 0 | 0 | 0 | 0 | 0 | 0 | 0 | 0 | 0 | 0 | 0 | 0 | 0 | 0 | 0 | 0 | 0 | 0 | 0 | 0 | 0 | 0 | 0 | 0 | 0 | 0 | 0 | 0 | 0 | 0 | 0 | 0 | 0 | 0 | 0 | 0 | 0 | 0 | 0 | 0 | 0 | 0 | 0 | 0 | 0 | 0 | 0 | 0 | 0 | 0 | 0 | 0 | 0 | 0 | 0 | 0 | 0 | 0 | 0 | 0 | 0 | 0 | 0 | 0 | 0 | 0 | 0 | 0 | 0 | 0 | 0 | 0 | 0 | 0 | 0 | 0 | 0 | 0 | 0 | 0 | 0 | 0 | 0 | 0 | 0 | 0 | 0 | 0 | 0 | 0 | 0 | 0 | 0 | 0 | 0 | 0 | 0 | 0 | 0 | 0 | 0 | 0 | 0 | 0 | 0 | 0 | 0 | 0 | 0 | 0 | 0 | 0 | 0 | 0 | 0 | 0 | 0 | 0 | 0 | 0 | 0 | 0 | 0 | 0 | 0 | 0 | 0 | 0 | 0 | 0 | 0 | 0 | 0 | 0 | 0 | 0 | 0 | 0 | 0 | 0 | 0 | 0 | 0 | 0 | 0 | 0 | 0 | 0 | 0 | 0 | 0 | 0 | 0 | 0 | 0 | 0 | 0 | 0 | 0 | 0 | 0 | 0 | 0 | 0 | 0 | 0 | 0 | 0 | 0 | 0 | 0 | 0 | 0 | 0 | 0 | 0 | 0 | 0 | 0 | 0 | 0 | 0 | 0 | 0 | 0 | 0 | 0 | 0 | 0 | 0 | 0 | 0 | 0 | 0 | 0 | 0 | 0 | 0 | 0 | 0 | 0 | 0 | 0 | 0 | 0 | 0 | 0 | 0 | 0 | 0 | 0 | 0 | 0 | 326
OR_Residential_LI - Single Family_Existing_Space Heating_Natural Gas_Furnace | OR | Residential | LI - Mobile Home | Existing | Space Heating | Natural Gas | Building Shell - Air Sealing (Infiltration Control) | A | ORM279 | None | 0.1 ACH Reduction | 25 | 0.017315 | 0 | 0 | 0.73 | 0 | 0 | 0 | 0.7179 | 0.45 | sqft floor | 50% | 100% | Retrofit | Retro5Med | 81.71% | TBD | 0% | 4456.1518 |  | 3561.2806 |  | 0.77386 | RTF Workbook - ResMHWeatherization_v6_0 | RTF Workbook - ResMHWeatherization_v6_0 | RTF Workbook - ResMHWeatherization_v6_0 | None | None | None | None | None | None | None | None | None | None | None | None | None | None | None | None | None | None | None | None | None | None | None | None | None | None | None | 0.1 ACH Reduction | 0.1 ACH Reduction | 0.1 ACH Reduction | 0.1 ACH Reduction | 0.1 ACH Reduction | 0.1 ACH Reduction | 0.1 ACH Reduction | 0.1 ACH Reduction | 0.1 ACH Reduction | 0.1 ACH Reduction | 0.1 ACH Reduction | 0.1 ACH Reduction | 0.1 ACH Reduction | 0.1 ACH Reduction | 0.1 ACH Reduction | 0.1 ACH Reduction | 0.1 ACH Reduction | 0.1 ACH Reduction | 0.1 ACH Reduction | 0.1 ACH Reduction | 0.1 ACH Reduction | 0.1 ACH Reduction | 0.1 ACH Reduction | 0.1 ACH Reduction | 0.1 ACH Reduction | 0.1 ACH Reduction | 0.1 ACH Reduction | 0.73 | 0.73 | 0.73 | 0.73 | 0.73 | 0.73 | 0.73 | 0.73 | 0.73 | 0.73 | 0.73 | 0.73 | 0.73 | 0.73 | 0.73 | 0.73 | 0.73 | 0.73 | 0.73 | 0.73 | 0.73 | 0.73 | 0.73 | 0.73 | 0.73 | 0.73 | 0.73 | 0 | 0 | 0.01831 | 0.018093 | 0.017855 | 0.017598 | 0.017325 | 0.017029 | 0.01672 | 0.016412 | 0.016122 | 0.015862 | 0.015644 | 0.01547 | 0.015334 | 0.015225 | 0.015133 | 0.015051 | 0.014975 | 0.014903 | 0.014835 | 0.014769 | 0.014707 | 0.014648 | 0.014592 | 0.014538 | 0.014486 | 0.9098 | 1.1023 | 1.3292 | 1.5187 | 1.7029 | 1.9541 | 2.1017 | 2.1046 | 1.9454 | 1.643 | 1.2521 | 0.81829 | 0.47028 | 0.22451 | 0.094277 | 0.034048 | 0.010566 | 0.0022886 | 0.00037392 | 4.4622e-05 | 0 | 0 | 0 | 0 | 0 | 0.9098 | 2.0014 | 3.3042 | 4.7754 | 6.4041 | 8.2487 | 10.2008 | 12.1177 | 13.8487 | 15.2688 | 16.3105 | 16.9475 | 17.2686 | 17.371 | 17.3605 | 17.3003 | 17.2232 | 17.1427 | 17.0644 | 16.9896 | 16.9182 | 16.8501 | 16.7851 | 16.7231 | 16.664 | 49689.5113 | 60923.7003 | 74446.3537 | 86297.1183 | 98292.2753 | 114751.4391 | 125704.4068 | 128232.6128 | 120671.3395 | 103579.1634 | 80039.5073 | 52896.2248 | 30670.0918 | 14746.0007 | 6229.7867 | 2262.1431 | 705.583 | 153.5655 | 25.2058 | 3.0212 | 0 | 0 | 0 | 0 | 0 | 49689.5113 | 110613.2116 | 185059.5653 | 271356.6836 | 369648.9589 | 484400.398 | 610104.8048 | 738337.4176 | 859008.7571 | 962587.9205 | 1042627.4278 | 1095523.6526 | 1126193.7444 | 1140939.7451 | 1147169.5318 | 1149431.6749 | 1150137.2579 | 1150290.8234 | 1150316.0293 | 1150319.0505 | 1150319.0505 | 1150319.0505 | 1150319.0505 | 1150319.0505 | 1150319.0505 | 0.77386 | 0.93838 | 1.1327 | 1.2957 | 1.4549 | 1.6721 | 1.8017 | 1.8074 | 1.6736 | 1.4156 | 1.0801 | 0.70641 | 0.40617 | 0.19395 | 0.081454 | 0.029418 | 0.0091297 | 0.0019775 | 0.0003231 | 3.8559e-05 | 0 | 0 | 0 | 0 | 0 | 0.77386 | 1.7037 | 2.8157 | 4.0743 | 5.4713 | 7.0585 | 8.7445 | 10.4067 | 11.9139 | 13.1554 | 14.0694 | 14.6303 | 14.9145 | 15.0065 | 14.9991 | 14.9479 | 14.8819 | 14.8127 | 14.7454 | 14.6811 | 14.6198 | 14.5613 | 14.5055 | 14.4523 | 14.4015 | 42236.0846 | 51785.1453 | 63279.4006 | 73352.5506 | 83548.434 | 97538.7232 | 106848.7458 | 108997.7209 | 102570.6386 | 88042.2889 | 68033.5812 | 44961.7911 | 26069.578 | 12534.1006 | 5295.3187 | 1922.8216 | 599.7456 | 130.5307 | 21.425 | 2.5681 | 0 | 0 | 0 | 0 | 0 | 42236.0846 | 94021.2299 | 157300.6305 | 230653.1811 | 314201.6151 | 411740.3383 | 518589.0841 | 627586.805 | 730157.4436 | 818199.7324 | 886233.3136 | 931195.1047 | 957264.6827 | 969798.7834 | 975094.102 | 977016.9236 | 977616.6692 | 977747.1999 | 977768.6249 | 977771.1929 | 977771.1929 | 977771.1929 | 977771.1929 | 977771.1929 | 977771.1929 | 0 | 0 | 0 | 0 | 0 | 0 | 0 | 0 | 0 | 0 | 0 | 0 | 0 | 0 | 0 | 0 | 0 | 0 | 0 | 0 | 0 | 0 | 0 | 0 | 0 | 0 | 0 | 0 | 0 | 0 | 0 | 0 | 0 | 0 | 0 | 0 | 0 | 0 | 0 | 0 | 0 | 0 | 0 | 0 | 0 | 0 | 0 | 0 | 0 | 0 | 0 | 0 | 0 | 0 | 0 | 0 | 0 | 0 | 0 | 0 | 0 | 0 | 0 | 0 | 0 | 0 | 0 | 0 | 0 | 0 | 0 | 0 | 0 | 0 | 0 | 0 | 0 | 0 | 0 | 0 | 0 | 0 | 0 | 0 | 0 | 0 | 0 | 0 | 0 | 0 | 0 | 0 | 0 | 0 | 0 | 0 | 0 | 0 | 0 | 0 | 0 | 0 | 0 | 0 | 0 | 0 | 0 | 0 | 0 | 0 | 0 | 0 | 0 | 0 | 0 | 0 | 0 | 0 | 0 | 0 | 0 | 0 | 0 | 0 | 0 | 0 | 0 | 0 | 0 | 0 | 0 | 0 | 0 | 0 | 0 | 0 | 0 | 0 | 0 | 0 | 0 | 0 | 0 | 0 | 0 | 0 | 0 | 0 | 0 | 0 | 0 | 0 | 0 | 0 | 0 | 0 | 0 | 0 | 0 | 0 | 0 | 0 | 0 | 0 | 0 | 0 | 0 | 0 | 0 | 0 | 0 | 0 | 0 | 0 | 0 | 0 | 0 | 0 | 0 | 0 | 0 | 0 | 0 | 0 | 0 | 0 | 0 | 0 | 0 | 0 | 0 | 0 | 0 | 0 | 0 | 0 | 0 | 0 | 0 | 0 | 4202.4168 | 4229.1803 | 4256.6037 | 4284.5562 | 4312.9117 | 4341.5401 | 4370.3081 | 4399.0813 | 4427.7235 | 4456.1188 | 4483.8905 | 4511.0846 | 4537.285 | 4562.5053 | 4586.7713 | 4610.1086 | 4632.5473 | 4654.1135 | 4674.833 | 4694.6948 | 4713.7654 | 4732.0712 | 4749.6362 | 4766.4843 | 4782.6397 | 3358.4999 | 3379.8888 | 3401.8052 | 3424.1443 | 3446.8055 | 3469.6848 | 3492.6758 | 3515.6708 | 3538.5612 | 3561.2542 | 3583.4489 | 3605.1819 | 3626.1208 | 3646.2765 | 3665.6694 | 3684.3202 | 3702.2529 | 3719.4882 | 3736.0469 | 3751.9201 | 3767.1609 | 3781.7907 | 3795.8283 | 3809.293 | 3822.2041 | 327
OR_Residential_LI - Single Family_Existing_Space Heating_Natural Gas_Furnace | OR | Residential | LI - Mobile Home | Existing | Space Heating | Natural Gas | Building Shell - Liquid-Applied Weather-Resistive Barrier | A | ORM280 | None | Liquid-Applied Weather-Resistant Barrier | 15 | 0.089138 | 0 | 0 | 0.72 | 0 | 0 | 0 | 0.30173 | 0.45 | sqft wall | 0% | 0% | Retrofit | Retro1Slow | 84.81% | TBD | 0% | 1177.1042 |  | 592.2803 |  | 0 | INF_CTRL_LIQ-WRB-HVAC-AEG-1 | INF_CTRL_LIQ-WRB-HVAC-E3T-570-2 | INF_CTRL_LIQ-WRB-HVAC-E3T-570-1 | None | None | None | None | None | None | None | None | None | None | None | None | None | None | None | None | None | None | None | None | None | None | None | None | None | None | None | Liquid-Applied Weather-Resistant Barrier | Liquid-Applied Weather-Resistant Barrier | Liquid-Applied Weather-Resistant Barrier | Liquid-Applied Weather-Resistant Barrier | Liquid-Applied Weather-Resistant Barrier | Liquid-Applied Weather-Resistant Barrier | Liquid-Applied Weather-Resistant Barrier | Liquid-Applied Weather-Resistant Barrier | Liquid-Applied Weather-Resistant Barrier | Liquid-Applied Weather-Resistant Barrier | Liquid-Applied Weather-Resistant Barrier | Liquid-Applied Weather-Resistant Barrier | Liquid-Applied Weather-Resistant Barrier | Liquid-Applied Weather-Resistant Barrier | Liquid-Applied Weather-Resistant Barrier | Liquid-Applied Weather-Resistant Barrier | Liquid-Applied Weather-Resistant Barrier | Liquid-Applied Weather-Resistant Barrier | Liquid-Applied Weather-Resistant Barrier | Liquid-Applied Weather-Resistant Barrier | Liquid-Applied Weather-Resistant Barrier | Liquid-Applied Weather-Resistant Barrier | Liquid-Applied Weather-Resistant Barrier | Liquid-Applied Weather-Resistant Barrier | Liquid-Applied Weather-Resistant Barrier | Liquid-Applied Weather-Resistant Barrier | Liquid-Applied Weather-Resistant Barrier | 0.72 | 0.72 | 0.72 | 0.72 | 0.72 | 0.72 | 0.72 | 0.72 | 0.72 | 0.72 | 0.72 | 0.72 | 0.72 | 0.72 | 0.72 | 0.72 | 0.72 | 0.72 | 0.72 | 0.72 | 0.72 | 0.72 | 0.72 | 0.72 | 0.72 | 0.72 | 0.72 | 0 | 0 | 0.094686 | 0.094087 | 0.093481 | 0.092871 | 0.092261 | 0.091652 | 0.091049 | 0.090453 | 0.089868 | 0.089296 | 0.088742 | 0.088208 | 0.087698 | 0.087213 | 0.086752 | 0.086313 | 0.085895 | 0.085497 | 0.085118 | 0.084758 | 0.084415 | 0.084088 | 0.083777 | 0.083481 | 0.083199 | 0 | 0 | 0 | 0 | 0 | 0 | 0 | 0 | 0 | 0 | 0 | 0 | 0 | 0 | 0 | 0 | 0 | 0 | 0 | 0 | 0 | 0 | 0 | 0 | 0 | 0 | 0 | 0 | 0 | 0 | 0 | 0 | 0 | 0 | 0 | 0 | 0 | 0 | 0 | 0 | 0 | 0 | 0 | 0 | 0 | 0 | 0 | 0 | 0 | 0 | 0 | 0 | 0 | 0 | 0 | 0 | 0 | 0 | 0 | 0 | 0 | 0 | 0 | 0 | 0 | 0 | 0 | 0 | 0 | 0 | 0 | 0 | 0 | 0 | 0 | 0 | 0 | 0 | 0 | 0 | 0 | 0 | 0 | 0 | 0 | 0 | 0 | 0 | 0 | 0 | 0 | 0 | 0 | 0 | 0 | 0 | 0 | 0 | 0 | 0 | 0 | 0 | 0 | 0 | 0 | 0 | 0 | 0 | 0 | 0 | 0 | 0 | 0 | 0 | 0 | 0 | 0 | 0 | 0 | 0 | 0 | 0 | 0 | 0 | 0 | 0 | 0 | 0 | 0 | 0 | 0 | 0 | 0 | 0 | 0 | 0 | 0 | 0 | 0 | 0 | 0 | 0 | 0 | 0 | 0 | 0 | 0 | 0 | 0 | 0 | 0 | 0 | 0 | 0 | 0 | 0 | 0 | 0 | 0 | 0 | 0 | 0 | 0 | 0 | 0 | 0 | 0 | 0 | 0 | 0 | 0 | 0 | 0 | 0 | 0 | 0 | 0 | 0 | 0 | 0 | 0 | 0 | 0 | 0 | 0 | 0 | 0 | 0 | 0 | 0 | 0 | 0 | 0 | 0 | 0 | 0 | 0 | 0 | 0 | 0 | 0 | 0 | 0 | 0 | 0 | 0 | 0 | 0 | 0 | 0 | 0 | 0 | 0 | 0 | 0 | 0 | 0 | 0 | 0 | 0 | 0 | 0 | 0 | 0 | 0 | 0 | 0 | 0 | 0 | 0 | 0 | 0 | 0 | 0 | 0 | 0 | 0 | 0 | 0 | 0 | 0 | 0 | 0 | 0 | 0 | 0 | 0 | 0 | 0 | 0 | 0 | 0 | 0 | 0 | 0 | 0 | 0 | 0 | 0 | 0 | 0 | 0 | 0 | 0 | 0 | 0 | 0 | 0 | 0 | 0 | 0 | 0 | 0 | 0 | 0 | 0 | 0 | 0 | 0 | 0 | 0 | 0 | 0 | 0 | 0 | 0 | 0 | 0 | 0 | 0 | 0 | 0 | 0 | 0 | 0 | 0 | 0 | 0 | 0 | 0 | 0 | 0 | 0 | 0 | 0 | 0 | 0 | 0 | 0 | 0 | 0 | 0 | 0 | 0 | 0 | 0 | 0 | 0 | 0 | 0 | 0 | 0 | 0 | 0 | 0 | 0 | 0 | 0 | 0 | 0 | 0 | 0 | 0 | 0 | 0 | 0 | 0 | 0 | 0 | 0 | 0 | 0 | 0 | 0 | 0 | 0 | 0 | 0 | 0 | 0 | 0 | 0 | 0 | 0 | 0 | 0 | 0 | 0 | 0 | 0 | 0 | 0 | 0 | 0 | 0 | 0 | 0 | 0 | 0 | 0 | 0 | 0 | 0 | 0 | 0 | 0 | 0 | 0 | 0 | 0 | 0 | 0 | 0 | 0 | 0 | 0 | 0 | 0 | 0 | 0 | 0 | 0 | 0 | 0 | 0 | 0 | 0 | 0 | 0 | 0 | 1110.0794 | 1117.149 | 1124.393 | 1131.7767 | 1139.2669 | 1146.8292 | 1154.4283 | 1162.0288 | 1169.5948 | 1177.0954 | 1184.4314 | 1191.6148 | 1198.5357 | 1205.1977 | 1211.6076 | 1217.7723 | 1223.6995 | 1229.3963 | 1234.8694 | 1240.1159 | 1245.1535 | 1249.989 | 1254.6288 | 1259.0793 | 1263.3468 | 558.5556 | 562.1128 | 565.7578 | 569.473 | 573.2418 | 577.0469 | 580.8706 | 584.6949 | 588.5018 | 592.2759 | 595.9671 | 599.5816 | 603.0639 | 606.4161 | 609.6413 | 612.7431 | 615.7255 | 618.592 | 621.3459 | 623.9857 | 626.5205 | 628.9536 | 631.2882 | 633.5275 | 635.6748 | 328
OR_Residential_LI - Single Family_Existing_Space Heating_Natural Gas_Furnace | OR | Residential | LI - Mobile Home | Existing | Space Heating | Natural Gas | Building Shell - Whole-Home Aerosol Sealing | A | ORM281 | Leaky Building | Building Sealed | 20 | 53.7391 | 0 | 0 | 386 | 0 | 1.87 | 0 | 0.30173 | 0.45 | household | 0% | 0% | Retrofit | Retro5Med | 81.71% | TBD | 0% | 883.8492 |  | 440.2469 |  | 0 | INF_CTRL_AERO-Cooling-MNCARD-1 | INF_CTRL_AERO-Heating-NREL-1 | INF_CTRL_AERO-Heating-MNCARD-5 | Leaky Building | Leaky Building | Leaky Building | Leaky Building | Leaky Building | Leaky Building | Leaky Building | Leaky Building | Leaky Building | Leaky Building | Leaky Building | Leaky Building | Leaky Building | Leaky Building | Leaky Building | Leaky Building | Leaky Building | Leaky Building | Leaky Building | Leaky Building | Leaky Building | Leaky Building | Leaky Building | Leaky Building | Leaky Building | Leaky Building | Leaky Building | Building Sealed | Building Sealed | Building Sealed | Building Sealed | Building Sealed | Building Sealed | Building Sealed | Building Sealed | Building Sealed | Building Sealed | Building Sealed | Building Sealed | Building Sealed | Building Sealed | Building Sealed | Building Sealed | Building Sealed | Building Sealed | Building Sealed | Building Sealed | Building Sealed | Building Sealed | Building Sealed | Building Sealed | Building Sealed | Building Sealed | Building Sealed | 386 | 386 | 386 | 386 | 386 | 386 | 386 | 386 | 386 | 386 | 386 | 386 | 386 | 386 | 386 | 386 | 386 | 386 | 386 | 386 | 386 | 386 | 386 | 386 | 386 | 386 | 386 | 0 | 0 | 57.0842 | 56.723 | 56.3576 | 55.9899 | 55.6218 | 55.255 | 54.8913 | 54.5322 | 54.1795 | 53.8342 | 53.5008 | 53.1783 | 52.8712 | 52.579 | 52.3008 | 52.036 | 51.784 | 51.544 | 51.3156 | 51.0985 | 50.8918 | 50.6949 | 50.5074 | 50.3289 | 50.1589 | 0 | 0 | 0 | 0 | 0 | 0 | 0 | 0 | 0 | 0 | 0 | 0 | 0 | 0 | 0 | 0 | 0 | 0 | 0 | 0 | 0 | 0 | 0 | 0 | 0 | 0 | 0 | 0 | 0 | 0 | 0 | 0 | 0 | 0 | 0 | 0 | 0 | 0 | 0 | 0 | 0 | 0 | 0 | 0 | 0 | 0 | 0 | 0 | 0 | 0 | 0 | 0 | 0 | 0 | 0 | 0 | 0 | 0 | 0 | 0 | 0 | 0 | 0 | 0 | 0 | 0 | 0 | 0 | 0 | 0 | 0 | 0 | 0 | 0 | 0 | 0 | 0 | 0 | 0 | 0 | 0 | 0 | 0 | 0 | 0 | 0 | 0 | 0 | 0 | 0 | 0 | 0 | 0 | 0 | 0 | 0 | 0 | 0 | 0 | 0 | 0 | 0 | 0 | 0 | 0 | 0 | 0 | 0 | 0 | 0 | 0 | 0 | 0 | 0 | 0 | 0 | 0 | 0 | 0 | 0 | 0 | 0 | 0 | 0 | 0 | 0 | 0 | 0 | 0 | 0 | 0 | 0 | 0 | 0 | 0 | 0 | 0 | 0 | 0 | 0 | 0 | 0 | 0 | 0 | 0 | 0 | 0 | 0 | 0 | 0 | 0 | 0 | 0 | 0 | 0 | 0 | 0 | 0 | 0 | 0 | 0 | 0 | 0 | 0 | 0 | 0 | 0 | 0 | 0 | 0 | 0 | 0 | 0 | 0 | 0 | 0 | 0 | 0 | 0 | 0 | 0 | 0 | 0 | 0 | 0 | 0 | 0 | 0 | 0 | 0 | 0 | 0 | 0 | 0 | 0 | 0 | 0 | 0 | 0 | 0 | 0 | 0 | 0 | 0 | 0 | 0 | 0 | 0 | 0 | 0 | 0 | 0 | 0 | 0 | 0 | 0 | 0 | 0 | 0 | 0 | 0 | 0 | 0 | 0 | 0 | 0 | 0 | 0 | 0 | 0 | 0 | 0 | 0 | 0 | 0 | 0 | 0 | 0 | 0 | 0 | 0 | 0 | 0 | 0 | 0 | 0 | 0 | 0 | 0 | 0 | 0 | 0 | 0 | 0 | 0 | 0 | 0 | 0 | 0 | 0 | 0 | 0 | 0 | 0 | 0 | 0 | 0 | 0 | 0 | 0 | 0 | 0 | 0 | 0 | 0 | 0 | 0 | 0 | 0 | 0 | 0 | 0 | 0 | 0 | 0 | 0 | 0 | 0 | 0 | 0 | 0 | 0 | 0 | 0 | 0 | 0 | 0 | 0 | 0 | 0 | 0 | 0 | 0 | 0 | 0 | 0 | 0 | 0 | 0 | 0 | 0 | 0 | 0 | 0 | 0 | 0 | 0 | 0 | 0 | 0 | 0 | 0 | 0 | 0 | 0 | 0 | 0 | 0 | 0 | 0 | 0 | 0 | 0 | 0 | 0 | 0 | 0 | 0 | 0 | 0 | 0 | 0 | 0 | 0 | 0 | 0 | 0 | 0 | 0 | 0 | 0 | 0 | 0 | 0 | 0 | 0 | 0 | 0 | 0 | 0 | 0 | 0 | 0 | 0 | 0 | 0 | 0 | 0 | 0 | 0 | 0 | 0 | 0 | 0 | 0 | 0 | 0 | 0 | 0 | 0 | 0 | 0 | 0 | 0 | 0 | 0 | 0 | 0 | 0 | 0 | 0 | 0 | 0 | 0 | 0 | 0 | 0 | 0 | 0 | 0 | 833.5224 | 838.8308 | 844.2701 | 849.8143 | 855.4384 | 861.1167 | 866.8226 | 872.5296 | 878.2106 | 883.8426 | 889.351 | 894.7447 | 899.9414 | 904.9437 | 909.7567 | 914.3855 | 918.8361 | 923.1136 | 927.2232 | 931.1626 | 934.9452 | 938.576 | 942.0599 | 945.4016 | 948.6059 | 415.179 | 417.8232 | 420.5325 | 423.294 | 426.0954 | 428.9238 | 431.7659 | 434.6086 | 437.4383 | 440.2436 | 442.9873 | 445.674 | 448.2625 | 450.7541 | 453.1515 | 455.4571 | 457.6739 | 459.8046 | 461.8516 | 463.8138 | 465.6979 | 467.5064 | 469.2418 | 470.9063 | 472.5023 | 329
OR_Residential_LI - Single Family_Existing_Space Heating_Natural Gas_Furnace | OR | Residential | LI - Mobile Home | Existing | Space Heating | Natural Gas | Windows - High Efficiency (Class 30) | A | ORM282 | Double Pane | Class 30 | 45 | 0.28918 | 0 | 0 | 25.9 | 0 | 0.01 | 0 | 1.0623 | 0.25 | sqft window | 0% | 15% | Retrofit | Retro5Med | 81.71% | TBD | 0% | 6516.6973 |  | 6804.9508 |  | 0.42671 | RTF Workbook - ResSFWx_v5_0 | RTF Workbook - ResSFWx_v5_0 | RTF Workbook - ResSFWx_v5_0 | Double Pane | Double Pane | Double Pane | Double Pane | Double Pane | Double Pane | Double Pane | Double Pane | Double Pane | Double Pane | Double Pane | Double Pane | Double Pane | Double Pane | Double Pane | Double Pane | Double Pane | Double Pane | Double Pane | Double Pane | Double Pane | Double Pane | Double Pane | Double Pane | Double Pane | Double Pane | Double Pane | Class 30 | Class 30 | Class 30 | Class 30 | Class 30 | Class 30 | Class 30 | Class 30 | Class 30 | Class 30 | Class 30 | Class 30 | Class 30 | Class 30 | Class 30 | Class 30 | Class 30 | Class 30 | Class 30 | Class 30 | Class 30 | Class 30 | Class 30 | Class 30 | Class 30 | Class 30 | Class 30 | 25.9 | 25.9 | 25.9 | 25.9 | 25.9 | 25.9 | 25.9 | 25.9 | 25.9 | 25.9 | 25.9 | 25.9 | 25.9 | 25.9 | 25.9 | 25.9 | 25.9 | 25.9 | 25.9 | 25.9 | 25.9 | 25.9 | 25.9 | 25.9 | 25.9 | 25.9 | 25.9 | 0 | 0 | 0.30597 | 0.30256 | 0.29883 | 0.29483 | 0.29058 | 0.28599 | 0.28121 | 0.27645 | 0.27194 | 0.26789 | 0.26445 | 0.26168 | 0.25947 | 0.25769 | 0.25616 | 0.25478 | 0.25349 | 0.25228 | 0.25113 | 0.25003 | 0.24899 | 0.24799 | 0.24704 | 0.24613 | 0.24526 | 0.50171 | 0.60829 | 0.73414 | 0.83961 | 0.94253 | 1.083 | 1.1665 | 1.1698 | 1.0829 | 0.91569 | 0.6985 | 0.45678 | 0.26262 | 0.1254 | 0.052662 | 0.019019 | 0.0059024 | 0.0012785 | 0.00020889 | 2.4928e-05 | 0 | 0 | 0 | 0 | 0 | 0.50171 | 1.1044 | 1.8249 | 2.6401 | 3.5446 | 4.5716 | 5.6617 | 6.7357 | 7.7088 | 8.5097 | 9.0989 | 9.4603 | 9.6432 | 9.7022 | 9.6973 | 9.6641 | 9.6213 | 9.5765 | 9.533 | 9.4914 | 9.4516 | 9.4138 | 9.3777 | 9.3432 | 9.3104 | 1639.7539 | 2010.4821 | 2456.7297 | 2847.8049 | 3243.6451 | 3786.7975 | 4148.2454 | 4231.6762 | 3982.1542 | 3418.1124 | 2641.3037 | 1745.5754 | 1012.113 | 486.618 | 205.583 | 74.6507 | 23.2842 | 5.0677 | 0.83179 | 0.099701 | 0 | 0 | 0 | 0 | 0 | 1639.7539 | 3650.236 | 6106.9657 | 8954.7706 | 12198.4156 | 15985.2131 | 20133.4586 | 24365.1348 | 28347.289 | 31765.4014 | 34406.7051 | 36152.2805 | 37164.3936 | 37651.0116 | 37856.5945 | 37931.2453 | 37954.5295 | 37959.5972 | 37960.429 | 37960.5287 | 37960.5287 | 37960.5287 | 37960.5287 | 37960.5287 | 37960.5287 | 0.42671 | 0.51773 | 0.6254 | 0.716 | 0.80473 | 0.92595 | 0.99893 | 1.0034 | 0.93023 | 0.78761 | 0.60142 | 0.39357 | 0.22637 | 0.10811 | 0.045407 | 0.0164 | 0.0050897 | 0.0011025 | 0.00018013 | 2.1497e-05 | 0 | 0 | 0 | 0 | 0 | 0.42671 | 0.94 | 1.5546 | 2.2514 | 3.0263 | 3.9087 | 4.8483 | 5.7772 | 6.6219 | 7.3195 | 7.8344 | 8.1511 | 8.3121 | 8.3648 | 8.3613 | 8.3331 | 8.2965 | 8.2581 | 8.2207 | 8.185 | 8.1509 | 8.1184 | 8.0874 | 8.0579 | 8.0298 | 1393.7908 | 1708.9098 | 2088.2202 | 2420.6342 | 2757.0983 | 3218.7779 | 3526.0086 | 3596.9248 | 3384.8311 | 2905.3955 | 2245.1082 | 1483.7391 | 860.2961 | 413.6253 | 174.7455 | 63.4531 | 19.7916 | 4.3075 | 0.70702 | 0.084746 | 0 | 0 | 0 | 0 | 0 | 1393.7908 | 3102.7006 | 5190.9208 | 7611.555 | 10368.6533 | 13587.4312 | 17113.4398 | 20710.3646 | 24095.1956 | 27000.5912 | 29245.6993 | 30729.4385 | 31589.7345 | 32003.3599 | 32178.1054 | 32241.5585 | 32261.3501 | 32265.6576 | 32266.3646 | 32266.4494 | 32266.4494 | 32266.4494 | 32266.4494 | 32266.4494 | 32266.4494 | 0 | 0 | 0 | 0 | 0 | 0 | 0 | 0 | 0 | 0 | 0 | 0 | 0 | 0 | 0 | 0 | 0 | 0 | 0 | 0 | 0 | 0 | 0 | 0 | 0 | 0 | 0 | 0 | 0 | 0 | 0 | 0 | 0 | 0 | 0 | 0 | 0 | 0 | 0 | 0 | 0 | 0 | 0 | 0 | 0 | 0 | 0 | 0 | 0 | 0 | 0 | 0 | 0 | 0 | 0 | 0 | 0 | 0 | 0 | 0 | 0 | 0 | 0 | 0 | 0 | 0 | 0 | 0 | 0 | 0 | 0 | 0 | 0 | 0 | 0 | 0 | 0 | 0 | 0 | 0 | 0 | 0 | 0 | 0 | 0 | 0 | 0 | 0 | 0 | 0 | 0 | 0 | 0 | 0 | 0 | 0 | 0 | 0 | 0 | 0 | 0 | 0 | 0 | 0 | 0 | 0 | 0 | 0 | 0 | 0 | 0 | 0 | 0 | 0 | 0 | 0 | 0 | 0 | 0 | 0 | 0 | 0 | 0 | 0 | 0 | 0 | 0 | 0 | 0 | 0 | 0 | 0 | 0 | 0 | 0 | 0 | 0 | 0 | 0 | 0 | 0 | 0 | 0 | 0 | 0 | 0 | 0 | 0 | 0 | 0 | 0 | 0 | 0 | 0 | 0 | 0 | 0 | 0 | 0 | 0 | 0 | 0 | 0 | 0 | 0 | 0 | 0 | 0 | 0 | 0 | 0 | 0 | 0 | 0 | 0 | 0 | 0 | 0 | 0 | 0 | 0 | 0 | 0 | 0 | 0 | 0 | 0 | 0 | 0 | 0 | 0 | 0 | 0 | 0 | 0 | 0 | 0 | 0 | 0 | 0 | 6145.634 | 6184.7732 | 6224.8773 | 6265.7552 | 6307.2224 | 6349.0886 | 6391.1592 | 6433.2372 | 6475.1237 | 6516.6491 | 6557.2626 | 6597.0313 | 6635.3469 | 6672.2292 | 6707.7159 | 6741.8445 | 6774.659 | 6806.1974 | 6836.4978 | 6865.5437 | 6893.4326 | 6920.2032 | 6945.8903 | 6970.529 | 6994.1548 | 6417.4742 | 6458.3446 | 6500.2227 | 6542.9087 | 6586.2101 | 6629.9282 | 6673.8597 | 6717.799 | 6761.5382 | 6804.9004 | 6847.3104 | 6888.8381 | 6928.8485 | 6967.3623 | 7004.4187 | 7040.0569 | 7074.3229 | 7107.2563 | 7138.897 | 7169.2277 | 7198.3502 | 7226.305 | 7253.1282 | 7278.8568 | 7303.5276 | 330
OR_Residential_LI - Single Family_Existing_Space Heating_Natural Gas_Furnace | OR | Residential | LI - Mobile Home | Existing | Space Heating | Natural Gas | Windows - High Efficiency (Class 22) | A | ORM283 | Double Pane | Class 22 | 45 | 0.34946 | 0 | 0 | 30.09 | 0 | 0.01 | 0 | 0.91454 | 0.25 | sqft window | 0% | 15% | Retrofit | Retro5Med | 81.71% | TBD | 0% | 6266.3222 |  | 5805.6375 |  | 0.51677 | RTF Workbook - ResSFWx_v5_0 | RTF Workbook - ResSFWx_v5_0 | RTF Workbook - ResSFWx_v5_0 | Double Pane | Double Pane | Double Pane | Double Pane | Double Pane | Double Pane | Double Pane | Double Pane | Double Pane | Double Pane | Double Pane | Double Pane | Double Pane | Double Pane | Double Pane | Double Pane | Double Pane | Double Pane | Double Pane | Double Pane | Double Pane | Double Pane | Double Pane | Double Pane | Double Pane | Double Pane | Double Pane | Class 22 | Class 22 | Class 22 | Class 22 | Class 22 | Class 22 | Class 22 | Class 22 | Class 22 | Class 22 | Class 22 | Class 22 | Class 22 | Class 22 | Class 22 | Class 22 | Class 22 | Class 22 | Class 22 | Class 22 | Class 22 | Class 22 | Class 22 | Class 22 | Class 22 | Class 22 | Class 22 | 30.09 | 30.09 | 30.09 | 30.09 | 30.09 | 30.09 | 30.09 | 30.09 | 30.09 | 30.09 | 30.09 | 30.09 | 30.09 | 30.09 | 30.09 | 30.09 | 30.09 | 30.09 | 30.09 | 30.09 | 30.09 | 30.09 | 30.09 | 30.09 | 30.09 | 30.09 | 30.09 | 0 | 0 | 0.37069 | 0.36771 | 0.36457 | 0.36131 | 0.35793 | 0.3544 | 0.3508 | 0.34722 | 0.34377 | 0.34055 | 0.33765 | 0.33508 | 0.33284 | 0.33084 | 0.32902 | 0.32731 | 0.3257 | 0.32418 | 0.32273 | 0.32135 | 0.32003 | 0.31878 | 0.31758 | 0.31644 | 0.31536 | 0.60784 | 0.73928 | 0.89566 | 1.0289 | 1.161 | 1.342 | 1.4552 | 1.4693 | 1.3689 | 1.164 | 0.89183 | 0.58491 | 0.33687 | 0.16099 | 0.06764 | 0.024434 | 0.0075838 | 0.0016428 | 0.00026844 | 3.2038e-05 | 0 | 0 | 0 | 0 | 0 | 0.60784 | 1.3422 | 2.2264 | 3.2354 | 4.3661 | 5.6652 | 7.0628 | 8.4601 | 9.745 | 10.8177 | 11.6173 | 12.114 | 12.3697 | 12.4565 | 12.4554 | 12.4154 | 12.362 | 12.3057 | 12.2508 | 12.1984 | 12.1485 | 12.1009 | 12.0556 | 12.0124 | 11.9712 | 1639.7539 | 2010.4821 | 2456.7297 | 2847.8049 | 3243.6451 | 3786.7975 | 4148.2454 | 4231.6762 | 3982.1542 | 3418.1124 | 2641.3037 | 1745.5754 | 1012.113 | 486.618 | 205.583 | 74.6507 | 23.2842 | 5.0677 | 0.83179 | 0.099701 | 0 | 0 | 0 | 0 | 0 | 1639.7539 | 3650.236 | 6106.9657 | 8954.7706 | 12198.4156 | 15985.2131 | 20133.4586 | 24365.1348 | 28347.289 | 31765.4014 | 34406.7051 | 36152.2805 | 37164.3936 | 37651.0116 | 37856.5945 | 37931.2453 | 37954.5295 | 37959.5972 | 37960.429 | 37960.5287 | 37960.5287 | 37960.5287 | 37960.5287 | 37960.5287 | 37960.5287 | 0.51677 | 0.62868 | 0.76191 | 0.8756 | 0.9884 | 1.1431 | 1.2402 | 1.2529 | 1.1679 | 0.99356 | 0.76148 | 0.49954 | 0.28774 | 0.13753 | 0.057782 | 0.020873 | 0.0064787 | 0.0014035 | 0.00022933 | 2.7371e-05 | 0 | 0 | 0 | 0 | 0 | 0.51677 | 1.1414 | 1.894 | 2.7533 | 3.7171 | 4.8254 | 6.0191 | 7.2139 | 8.3139 | 9.2334 | 9.9194 | 10.346 | 10.5658 | 10.6407 | 10.6401 | 10.6061 | 10.5606 | 10.5126 | 10.4658 | 10.4212 | 10.3786 | 10.338 | 10.2993 | 10.2625 | 10.2274 | 1393.7908 | 1708.9098 | 2088.2202 | 2420.6342 | 2757.0983 | 3218.7779 | 3526.0086 | 3596.9248 | 3384.8311 | 2905.3955 | 2245.1082 | 1483.7391 | 860.2961 | 413.6253 | 174.7455 | 63.4531 | 19.7916 | 4.3075 | 0.70702 | 0.084746 | 0 | 0 | 0 | 0 | 0 | 1393.7908 | 3102.7006 | 5190.9208 | 7611.555 | 10368.6533 | 13587.4312 | 17113.4398 | 20710.3646 | 24095.1956 | 27000.5912 | 29245.6993 | 30729.4385 | 31589.7345 | 32003.3599 | 32178.1054 | 32241.5585 | 32261.3501 | 32265.6576 | 32266.3646 | 32266.4494 | 32266.4494 | 32266.4494 | 32266.4494 | 32266.4494 | 32266.4494 | 0 | 0 | 0 | 0 | 0 | 0 | 0 | 0 | 0 | 0 | 0 | 0 | 0 | 0 | 0 | 0 | 0 | 0 | 0 | 0 | 0 | 0 | 0 | 0 | 0 | 0 | 0 | 0 | 0 | 0 | 0 | 0 | 0 | 0 | 0 | 0 | 0 | 0 | 0 | 0 | 0 | 0 | 0 | 0 | 0 | 0 | 0 | 0 | 0 | 0 | 0 | 0 | 0 | 0 | 0 | 0 | 0 | 0 | 0 | 0 | 0 | 0 | 0 | 0 | 0 | 0 | 0 | 0 | 0 | 0 | 0 | 0 | 0 | 0 | 0 | 0 | 0 | 0 | 0 | 0 | 0 | 0 | 0 | 0 | 0 | 0 | 0 | 0 | 0 | 0 | 0 | 0 | 0 | 0 | 0 | 0 | 0 | 0 | 0 | 0 | 0 | 0 | 0 | 0 | 0 | 0 | 0 | 0 | 0 | 0 | 0 | 0 | 0 | 0 | 0 | 0 | 0 | 0 | 0 | 0 | 0 | 0 | 0 | 0 | 0 | 0 | 0 | 0 | 0 | 0 | 0 | 0 | 0 | 0 | 0 | 0 | 0 | 0 | 0 | 0 | 0 | 0 | 0 | 0 | 0 | 0 | 0 | 0 | 0 | 0 | 0 | 0 | 0 | 0 | 0 | 0 | 0 | 0 | 0 | 0 | 0 | 0 | 0 | 0 | 0 | 0 | 0 | 0 | 0 | 0 | 0 | 0 | 0 | 0 | 0 | 0 | 0 | 0 | 0 | 0 | 0 | 0 | 0 | 0 | 0 | 0 | 0 | 0 | 0 | 0 | 0 | 0 | 0 | 0 | 0 | 0 | 0 | 0 | 0 | 0 | 5909.5154 | 5947.1507 | 5985.7141 | 6025.0214 | 6064.8954 | 6105.1531 | 6145.6073 | 6186.0687 | 6226.3458 | 6266.2758 | 6305.3289 | 6343.5697 | 6380.4132 | 6415.8785 | 6450.0017 | 6482.8191 | 6514.3729 | 6544.6995 | 6573.8358 | 6601.7657 | 6628.5831 | 6654.3252 | 6679.0253 | 6702.7174 | 6725.4354 | 5475.0623 | 5509.9308 | 5545.6591 | 5582.0766 | 5619.0192 | 5656.3172 | 5693.7973 | 5731.2841 | 5768.6002 | 5805.5946 | 5841.7766 | 5877.206 | 5911.3408 | 5944.1988 | 5975.8134 | 6006.2181 | 6035.4521 | 6063.5493 | 6090.5435 | 6116.4201 | 6141.266 | 6165.1155 | 6187.9998 | 6209.9501 | 6230.9979 | 331
OR_Residential_LI - Single Family_Existing_Space Heating_Natural Gas_Furnace | OR | Residential | LI - Mobile Home | Existing | Space Heating | Natural Gas | Windows - Low-e Storm Addition | A | ORM284 | Single or Double Pane | Low-e Storm Window | 20 | 0.33513 | 0 | 0 | 11.25 | 0 | 0.01 | 0 | 0.072075 | 0.25 | sqft window | 7.5% | 50% | Retrofit | Retro5Med | 81.71% | TBD | 0% | 3455.9004 |  | 881.516 |  | 1.4034 | RTF Workbook - ResSFWx_v5_0 | RTF Workbook - ResSFWx_v5_0 | RTF Workbook - ResSFWx_v5_0 | Single or Double Pane | Single or Double Pane | Single or Double Pane | Single or Double Pane | Single or Double Pane | Single or Double Pane | Single or Double Pane | Single or Double Pane | Single or Double Pane | Single or Double Pane | Single or Double Pane | Single or Double Pane | Single or Double Pane | Single or Double Pane | Single or Double Pane | Single or Double Pane | Single or Double Pane | Single or Double Pane | Single or Double Pane | Single or Double Pane | Single or Double Pane | Single or Double Pane | Single or Double Pane | Single or Double Pane | Single or Double Pane | Single or Double Pane | Single or Double Pane | Low-e Storm Window | Low-e Storm Window | Low-e Storm Window | Low-e Storm Window | Low-e Storm Window | Low-e Storm Window | Low-e Storm Window | Low-e Storm Window | Low-e Storm Window | Low-e Storm Window | Low-e Storm Window | Low-e Storm Window | Low-e Storm Window | Low-e Storm Window | Low-e Storm Window | Low-e Storm Window | Low-e Storm Window | Low-e Storm Window | Low-e Storm Window | Low-e Storm Window | Low-e Storm Window | Low-e Storm Window | Low-e Storm Window | Low-e Storm Window | Low-e Storm Window | Low-e Storm Window | Low-e Storm Window | 11.25 | 11.25 | 11.25 | 11.25 | 11.25 | 11.25 | 11.25 | 11.25 | 11.25 | 11.25 | 11.25 | 11.25 | 11.25 | 11.25 | 11.25 | 11.25 | 11.25 | 11.25 | 11.25 | 11.25 | 11.25 | 11.25 | 11.25 | 11.25 | 11.25 | 11.25 | 11.25 | 0 | 0 | 0.35525 | 0.3521 | 0.34874 | 0.3452 | 0.3415 | 0.33759 | 0.33357 | 0.32957 | 0.32574 | 0.32221 | 0.3191 | 0.31643 | 0.31416 | 0.31221 | 0.31045 | 0.30883 | 0.3073 | 0.30585 | 0.30447 | 0.30316 | 0.30191 | 0.30073 | 0.29959 | 0.29851 | 0.29748 | 1.6505 | 2.0057 | 2.4275 | 2.7853 | 3.1385 | 3.6221 | 3.9206 | 3.9515 | 3.6752 | 3.1205 | 2.388 | 1.565 | 0.90092 | 0.43046 | 0.18083 | 0.06532 | 0.020273 | 0.0043915 | 0.00071757 | 8.5639e-05 | 0 | 0 | 0 | 0 | 0 | 1.6505 | 3.6416 | 6.0342 | 8.7583 | 11.803 | 15.2902 | 19.0287 | 22.7519 | 26.1625 | 28.9997 | 31.1073 | 32.4124 | 33.0813 | 33.3056 | 33.2989 | 33.1901 | 33.0462 | 32.8949 | 32.7475 | 32.6067 | 32.4724 | 32.3445 | 32.2225 | 32.1063 | 31.9955 | 4645.9693 | 5696.366 | 6960.7341 | 8068.7806 | 9190.3277 | 10729.2596 | 11753.362 | 11989.7493 | 11282.7702 | 9684.6518 | 7483.6939 | 4945.797 | 2867.6536 | 1378.7511 | 582.4851 | 211.5104 | 65.972 | 14.3584 | 2.3567 | 0.28249 | 0 | 0 | 0 | 0 | 0 | 4645.9693 | 10342.3353 | 17303.0694 | 25371.8499 | 34562.1777 | 45291.4372 | 57044.7992 | 69034.5485 | 80317.3188 | 90001.9706 | 97485.6645 | 102431.4615 | 105299.1151 | 106677.8662 | 107260.3512 | 107471.8616 | 107537.8336 | 107552.192 | 107554.5487 | 107554.8312 | 107554.8312 | 107554.8312 | 107554.8312 | 107554.8312 | 107554.8312 | 1.4034 | 1.706 | 2.0658 | 2.3716 | 2.674 | 3.0883 | 3.3455 | 3.3747 | 3.1412 | 2.6689 | 2.0435 | 1.3397 | 0.77138 | 0.3686 | 0.15486 | 0.055939 | 0.017362 | 0.0037609 | 0.00061453 | 7.3343e-05 | 0 | 0 | 0 | 0 | 0 | 1.4034 | 3.0975 | 5.1351 | 7.4574 | 10.0561 | 13.0368 | 16.2375 | 19.4307 | 22.3611 | 24.8029 | 26.6196 | 27.7463 | 28.3249 | 28.52 | 28.5158 | 28.4233 | 28.3005 | 28.1713 | 28.0453 | 27.925 | 27.8104 | 27.7011 | 27.597 | 27.4977 | 27.4032 | 3949.0739 | 4841.9111 | 5916.624 | 6858.4635 | 7811.7786 | 9119.8706 | 9990.3577 | 10191.2869 | 9590.3547 | 8231.954 | 6361.1398 | 4203.9275 | 2437.5055 | 1171.9384 | 495.1123 | 179.7838 | 56.0762 | 12.2046 | 2.0032 | 0.24011 | 0 | 0 | 0 | 0 | 0 | 3949.0739 | 8790.985 | 14707.609 | 21566.0724 | 29377.851 | 38497.7216 | 48488.0794 | 58679.3663 | 68269.721 | 76501.675 | 82862.8148 | 87066.7423 | 89504.2478 | 90676.1862 | 91171.2985 | 91351.0824 | 91407.1586 | 91419.3632 | 91421.3664 | 91421.6065 | 91421.6065 | 91421.6065 | 91421.6065 | 91421.6065 | 91421.6065 | 0 | 0 | 0 | 0 | 0 | 0 | 0 | 0 | 0 | 0 | 0 | 0 | 0 | 0 | 0 | 0 | 0 | 0 | 0 | 0 | 0 | 0 | 0 | 0 | 0 | 0 | 0 | 0 | 0 | 0 | 0 | 0 | 0 | 0 | 0 | 0 | 0 | 0 | 0 | 0 | 0 | 0 | 0 | 0 | 0 | 0 | 0 | 0 | 0 | 0 | 0 | 0 | 0 | 0 | 0 | 0 | 0 | 0 | 0 | 0 | 0 | 0 | 0 | 0 | 0 | 0 | 0 | 0 | 0 | 0 | 0 | 0 | 0 | 0 | 0 | 0 | 0 | 0 | 0 | 0 | 0 | 0 | 0 | 0 | 0 | 0 | 0 | 0 | 0 | 0 | 0 | 0 | 0 | 0 | 0 | 0 | 0 | 0 | 0 | 0 | 1.4055 | 1.7118 | 2.0775 | 2.3915 | 2.7046 | 3.1348 | 3.4092 | 3.4528 | 3.2261 | 2.7501 | 2.111 | 1.3863 | 0.79904 | 0.38202 | 0.16053 | 0.057996 | 0.018002 | 0.0038997 | 0.00063725 | 7.6058e-05 | 0 | 0 | 0 | 0 | 0 | 1.4055 | 3.108 | 5.1643 | 7.5198 | 10.1713 | 13.2331 | 16.5467 | 19.8804 | 22.9656 | 25.557 | 27.4991 | 28.712 | 29.3405 | 29.5578 | 29.5608 | 29.4685 | 29.3434 | 29.2111 | 29.082 | 28.9588 | 28.8414 | 28.7296 | 28.6231 | 28.5217 | 28.4251 | 3949.0739 | 4841.9111 | 5916.624 | 6858.4635 | 7811.7786 | 9119.8706 | 9990.3577 | 10191.2869 | 9590.3547 | 8231.954 | 6361.1398 | 4203.9275 | 2437.5055 | 1171.9384 | 495.1123 | 179.7838 | 56.0762 | 12.2046 | 2.0032 | 0.24011 | 0 | 0 | 0 | 0 | 0 | 3949.0739 | 8790.985 | 14707.609 | 21566.0724 | 29377.851 | 38497.7216 | 48488.0794 | 58679.3663 | 68269.721 | 76501.675 | 82862.8148 | 87066.7423 | 89504.2478 | 90676.1862 | 91171.2985 | 91351.0824 | 91407.1586 | 91419.3632 | 91421.3664 | 91421.6065 | 91421.6065 | 91421.6065 | 91421.6065 | 91421.6065 | 91421.6065 | 3259.1201 | 3279.8761 | 3301.144 | 3322.8221 | 3344.8128 | 3367.0151 | 3389.3257 | 3411.6403 | 3433.8533 | 3455.8748 | 3477.4128 | 3498.5027 | 3518.822 | 3538.3813 | 3557.2004 | 3575.2993 | 3592.7013 | 3609.4266 | 3625.4953 | 3640.8988 | 3655.6887 | 3669.8855 | 3683.5077 | 3696.574 | 3709.1031 | 831.3222 | 836.6165 | 842.0414 | 847.571 | 853.1803 | 858.8435 | 864.5344 | 870.2263 | 875.8923 | 881.5095 | 887.0033 | 892.3828 | 897.5658 | 902.5549 | 907.3552 | 911.9718 | 916.4106 | 920.6768 | 924.7755 | 928.7046 | 932.4771 | 936.0984 | 939.5731 | 942.906 | 946.1019 | 332
OR_Residential_LI - Single Family_Existing_Space Heating_Natural Gas_Furnace | OR | Residential | LI - Mobile Home | Existing | Space Heating | Natural Gas | ENERGY STAR Doors - Storm and Thermal | A | ORM285 | R-2.5 Door | R-5 Door | 40 | 20.6826 | 0 | 0 | 619.69 | 0 | 0.72 | 0 | 0.97343 | 0.25 | household | 60% | 80% | Retrofit | Retro5Med | 81.71% | TBD | 0% | 2276.4811 |  | 2194.1644 |  | 0.27737 | Avista TRM - 07.01.21 - Energy Star Rated Doors | Avista TRM - 07.01.21 - Energy Star Rated Doors | Avista TRM - 07.01.21 - Energy Star Rated Doors | R-2.5 Door | R-2.5 Door | R-2.5 Door | R-2.5 Door | R-2.5 Door | R-2.5 Door | R-2.5 Door | R-2.5 Door | R-2.5 Door | R-2.5 Door | R-2.5 Door | R-2.5 Door | R-2.5 Door | R-2.5 Door | R-2.5 Door | R-2.5 Door | R-2.5 Door | R-2.5 Door | R-2.5 Door | R-2.5 Door | R-2.5 Door | R-2.5 Door | R-2.5 Door | R-2.5 Door | R-2.5 Door | R-2.5 Door | R-2.5 Door | R-5 Door | R-5 Door | R-5 Door | R-5 Door | R-5 Door | R-5 Door | R-5 Door | R-5 Door | R-5 Door | R-5 Door | R-5 Door | R-5 Door | R-5 Door | R-5 Door | R-5 Door | R-5 Door | R-5 Door | R-5 Door | R-5 Door | R-5 Door | R-5 Door | R-5 Door | R-5 Door | R-5 Door | R-5 Door | R-5 Door | R-5 Door | 619.69 | 619.69 | 619.69 | 619.69 | 619.69 | 619.69 | 619.69 | 619.69 | 619.69 | 619.69 | 619.69 | 619.69 | 619.69 | 619.69 | 619.69 | 619.69 | 619.69 | 619.69 | 619.69 | 619.69 | 619.69 | 619.69 | 619.69 | 619.69 | 619.69 | 619.69 | 619.69 | 0 | 0 | 21.9474 | 21.7808 | 21.6069 | 21.4271 | 21.2422 | 21.0511 | 20.8569 | 20.664 | 20.4774 | 20.3016 | 20.1409 | 19.9962 | 19.867 | 19.7503 | 19.6425 | 19.5414 | 19.4458 | 19.3549 | 19.2684 | 19.1862 | 19.1079 | 19.0333 | 18.9623 | 18.8946 | 18.8301 | 0.32627 | 0.397 | 0.48124 | 0.55321 | 0.62467 | 0.72271 | 0.78438 | 0.79276 | 0.73928 | 0.62912 | 0.48229 | 0.31645 | 0.1823 | 0.087132 | 0.03661 | 0.013225 | 0.0041049 | 0.00088923 | 0.0001453 | 1.7342e-05 | 0 | 0 | 0 | 0 | 0 | 0.32627 | 0.72079 | 1.1963 | 1.7395 | 2.3492 | 3.0508 | 3.807 | 4.5645 | 5.2626 | 5.8466 | 6.2826 | 6.5539 | 6.6938 | 6.7416 | 6.7414 | 6.72 | 6.6912 | 6.6608 | 6.6312 | 6.6029 | 6.576 | 6.5503 | 6.5259 | 6.5026 | 6.4804 | 14.866 | 18.227 | 22.2727 | 25.8181 | 29.4068 | 34.331 | 37.6079 | 38.3643 | 36.1021 | 30.9885 | 23.946 | 15.8253 | 9.1758 | 4.4117 | 1.8638 | 0.67678 | 0.21109 | 0.045943 | 0.007541 | 0.00090389 | 0 | 0 | 0 | 0 | 0 | 14.866 | 33.093 | 55.3656 | 81.1837 | 110.5906 | 144.9216 | 182.5295 | 220.8938 | 256.9959 | 287.9844 | 311.9304 | 327.7558 | 336.9316 | 341.3432 | 343.207 | 343.8838 | 344.0949 | 344.1409 | 344.1484 | 344.1493 | 344.1493 | 344.1493 | 344.1493 | 344.1493 | 344.1493 | 0.27737 | 0.33757 | 0.40929 | 0.47063 | 0.53158 | 0.61524 | 0.66801 | 0.67543 | 0.63011 | 0.53639 | 0.41132 | 0.26993 | 0.15551 | 0.074334 | 0.031234 | 0.011283 | 0.0035021 | 0.00075866 | 0.00012397 | 1.4796e-05 | 0 | 0 | 0 | 0 | 0 | 0.27737 | 0.61288 | 1.0174 | 1.4799 | 1.9991 | 2.5971 | 3.2422 | 3.889 | 4.4855 | 4.9848 | 5.358 | 5.5904 | 5.7104 | 5.7514 | 5.7514 | 5.7332 | 5.7087 | 5.6828 | 5.6576 | 5.6335 | 5.6105 | 5.5886 | 5.5678 | 5.5479 | 5.529 | 12.6361 | 15.4929 | 18.9318 | 21.9454 | 24.9958 | 29.1814 | 31.9667 | 32.6096 | 30.6868 | 26.3403 | 20.3541 | 13.4515 | 7.7994 | 3.7499 | 1.5842 | 0.57526 | 0.17943 | 0.039052 | 0.0064099 | 0.0007683 | 0 | 0 | 0 | 0 | 0 | 12.6361 | 28.129 | 47.0608 | 69.0062 | 94.002 | 123.1833 | 155.1501 | 187.7597 | 218.4465 | 244.7868 | 265.1409 | 278.5924 | 286.3918 | 290.1417 | 291.726 | 292.3012 | 292.4807 | 292.5197 | 292.5261 | 292.5269 | 292.5269 | 292.5269 | 292.5269 | 292.5269 | 292.5269 | 0 | 0 | 0 | 0 | 0 | 0 | 0 | 0 | 0 | 0 | 0 | 0 | 0 | 0 | 0 | 0 | 0 | 0 | 0 | 0 | 0 | 0 | 0 | 0 | 0 | 0 | 0 | 0 | 0 | 0 | 0 | 0 | 0 | 0 | 0 | 0 | 0 | 0 | 0 | 0 | 0 | 0 | 0 | 0 | 0 | 0 | 0 | 0 | 0 | 0 | 0 | 0 | 0 | 0 | 0 | 0 | 0 | 0 | 0 | 0 | 0 | 0 | 0 | 0 | 0 | 0 | 0 | 0 | 0 | 0 | 0 | 0 | 0 | 0 | 0 | 0 | 0 | 0 | 0 | 0 | 0 | 0 | 0 | 0 | 0 | 0 | 0 | 0 | 0 | 0 | 0 | 0 | 0 | 0 | 0 | 0 | 0 | 0 | 0 | 0 | 0 | 0 | 0 | 0 | 0 | 0 | 0 | 0 | 0 | 0 | 0 | 0 | 0 | 0 | 0 | 0 | 0 | 0 | 0 | 0 | 0 | 0 | 0 | 0 | 0 | 0 | 0 | 0 | 0 | 0 | 0 | 0 | 0 | 0 | 0 | 0 | 0 | 0 | 0 | 0 | 0 | 0 | 0 | 0 | 0 | 0 | 0 | 0 | 0 | 0 | 0 | 0 | 0 | 0 | 0 | 0 | 0 | 0 | 0 | 0 | 0 | 0 | 0 | 0 | 0 | 0 | 0 | 0 | 0 | 0 | 0 | 0 | 0 | 0 | 0 | 0 | 0 | 0 | 0 | 0 | 0 | 0 | 0 | 0 | 0 | 0 | 0 | 0 | 0 | 0 | 0 | 0 | 0 | 0 | 0 | 0 | 0 | 0 | 0 | 0 | 2146.8573 | 2160.5298 | 2174.5394 | 2188.8193 | 2203.3051 | 2217.9302 | 2232.6268 | 2247.3259 | 2261.9581 | 2276.4642 | 2290.6517 | 2304.5442 | 2317.929 | 2330.8131 | 2343.2097 | 2355.1318 | 2366.5949 | 2377.6123 | 2388.1971 | 2398.3437 | 2408.0862 | 2417.438 | 2426.4112 | 2435.0183 | 2443.2715 | 2069.2278 | 2082.4059 | 2095.9089 | 2109.6725 | 2123.6344 | 2137.7307 | 2151.8958 | 2166.0635 | 2180.1666 | 2194.1481 | 2207.8226 | 2221.2127 | 2234.1135 | 2246.5318 | 2258.4801 | 2269.9712 | 2281.0198 | 2291.6387 | 2301.8408 | 2311.6206 | 2321.0107 | 2330.0243 | 2338.6731 | 2346.969 | 2354.9237 | 333
OR_Residential_LI - Single Family_Existing_Space Heating_Natural Gas_Furnace | OR | Residential | LI - Mobile Home | Existing | Space Heating | Natural Gas | Combined Boiler + DHW System | A | ORM286 | Gas space heating AFUE 80% and water heating baseline storage tank 40 gal | Combined tankless boiler unit for space and DHW | 21 | 48.9681 | 0 | 0 | 5368.77 | 0 | 0.78 | 0 | 0.30173 | 0.45 | household | 1% | 10% | Lost Opportunity | LO12Med | 85% | TBD | 0% | 17037.1197 |  | 8821.5469 |  | 0 | CNGC Program Data | CNGC Program Data | AEG Calculated | Gas space heating AFUE 80% and water heating baseline storage tank 40 gal | Gas space heating AFUE 80% and water heating baseline storage tank 40 gal | Gas space heating AFUE 80% and water heating baseline storage tank 40 gal | Gas space heating AFUE 80% and water heating baseline storage tank 40 gal | Gas space heating AFUE 80% and water heating baseline storage tank 40 gal | Gas space heating AFUE 80% and water heating baseline storage tank 40 gal | Gas space heating AFUE 80% and water heating baseline storage tank 40 gal | Gas space heating AFUE 80% and water heating baseline storage tank 40 gal | Gas space heating AFUE 80% and water heating baseline storage tank 40 gal | Gas space heating AFUE 80% and water heating baseline storage tank 40 gal | Gas space heating AFUE 80% and water heating baseline storage tank 40 gal | Gas space heating AFUE 80% and water heating baseline storage tank 40 gal | Gas space heating AFUE 80% and water heating baseline storage tank 40 gal | Gas space heating AFUE 80% and water heating baseline storage tank 40 gal | Gas space heating AFUE 80% and water heating baseline storage tank 40 gal | Gas space heating AFUE 80% and water heating baseline storage tank 40 gal | Gas space heating AFUE 80% and water heating baseline storage tank 40 gal | Gas space heating AFUE 80% and water heating baseline storage tank 40 gal | Gas space heating AFUE 80% and water heating baseline storage tank 40 gal | Gas space heating AFUE 80% and water heating baseline storage tank 40 gal | Gas space heating AFUE 80% and water heating baseline storage tank 40 gal | Gas space heating AFUE 80% and water heating baseline storage tank 40 gal | Gas space heating AFUE 80% and water heating baseline storage tank 40 gal | Gas space heating AFUE 80% and water heating baseline storage tank 40 gal | Gas space heating AFUE 80% and water heating baseline storage tank 40 gal | Gas space heating AFUE 80% and water heating baseline storage tank 40 gal | Gas space heating AFUE 80% and water heating baseline storage tank 40 gal | Combined tankless boiler unit for space and DHW | Combined tankless boiler unit for space and DHW | Combined tankless boiler unit for space and DHW | Combined tankless boiler unit for space and DHW | Combined tankless boiler unit for space and DHW | Combined tankless boiler unit for space and DHW | Combined tankless boiler unit for space and DHW | Combined tankless boiler unit for space and DHW | Combined tankless boiler unit for space and DHW | Combined tankless boiler unit for space and DHW | Combined tankless boiler unit for space and DHW | Combined tankless boiler unit for space and DHW | Combined tankless boiler unit for space and DHW | Combined tankless boiler unit for space and DHW | Combined tankless boiler unit for space and DHW | Combined tankless boiler unit for space and DHW | Combined tankless boiler unit for space and DHW | Combined tankless boiler unit for space and DHW | Combined tankless boiler unit for space and DHW | Combined tankless boiler unit for space and DHW | Combined tankless boiler unit for space and DHW | Combined tankless boiler unit for space and DHW | Combined tankless boiler unit for space and DHW | Combined tankless boiler unit for space and DHW | Combined tankless boiler unit for space and DHW | Combined tankless boiler unit for space and DHW | Combined tankless boiler unit for space and DHW | 5368.77 | 5368.77 | 5368.77 | 5368.77 | 5368.77 | 5368.77 | 5368.77 | 5368.77 | 5368.77 | 5368.77 | 5368.77 | 5368.77 | 5368.77 | 5368.77 | 5368.77 | 5368.77 | 5368.77 | 5368.77 | 5368.77 | 5368.77 | 5368.77 | 5368.77 | 5368.77 | 5368.77 | 5368.77 | 5368.77 | 5368.77 | 0 | 0 | 0 | 0 | 0 | 0 | 0 | 0 | 0 | 0 | 0 | 0 | 0 | 0 | 0 | 0 | 0 | 0 | 0 | 0 | 0 | 0 | 0 | 0 | 0 | 0 | 0 | 0 | 0 | 0 | 0 | 0 | 0 | 0 | 0 | 0 | 0 | 0 | 0 | 0 | 0 | 0 | 0 | 0 | 0 | 0 | 0 | 0 | 0 | 0 | 0 | 0 | 0 | 0 | 0 | 0 | 0 | 0 | 0 | 0 | 0 | 0 | 0 | 0 | 0 | 0 | 0 | 0 | 0 | 0 | 0 | 0 | 0 | 0 | 0 | 0 | 0 | 0 | 0 | 0 | 0 | 0 | 0 | 0 | 0 | 0 | 0 | 0 | 0 | 0 | 0 | 0 | 0 | 0 | 0 | 0 | 0 | 0 | 0 | 0 | 0 | 0 | 0 | 0 | 0 | 0 | 0 | 0 | 0 | 0 | 0 | 0 | 0 | 0 | 0 | 0 | 0 | 0 | 0 | 0 | 0 | 0 | 0 | 0 | 0 | 0 | 0 | 0 | 0 | 0 | 0 | 0 | 0 | 0 | 0 | 0 | 0 | 0 | 0 | 0 | 0 | 0 | 0 | 0 | 0 | 0 | 0 | 0 | 0 | 0 | 0 | 0 | 0 | 0 | 0 | 0 | 0 | 0 | 0 | 0 | 0 | 0 | 0 | 0 | 0 | 0 | 0 | 0 | 0 | 0 | 0 | 0 | 0 | 0 | 0 | 0 | 0 | 0 | 0 | 0 | 0 | 0 | 0 | 0 | 0 | 0 | 0 | 0 | 0 | 0 | 0 | 0 | 0 | 0 | 0 | 0 | 0 | 0 | 0 | 0 | 0 | 0 | 0 | 0 | 0 | 0 | 0 | 0 | 0 | 0 | 0 | 0 | 0 | 0 | 0 | 0 | 0 | 0 | 0 | 0 | 0 | 0 | 0 | 0 | 0 | 0 | 0 | 0 | 0 | 0 | 0 | 0 | 0 | 0 | 0 | 0 | 0 | 0 | 0 | 0 | 0 | 0 | 0 | 0 | 0 | 0 | 0 | 0 | 0 | 0 | 0 | 0 | 0 | 0 | 0 | 0 | 0 | 0 | 0 | 0 | 0 | 0 | 0 | 0 | 0 | 0 | 0 | 0 | 0 | 0 | 0 | 0 | 0 | 0 | 0 | 0 | 0 | 0 | 0 | 0 | 0 | 0 | 0 | 0 | 0 | 0 | 0 | 0 | 0 | 0 | 0 | 0 | 0 | 0 | 0 | 0 | 0 | 0 | 0 | 0 | 0 | 0 | 0 | 0 | 0 | 0 | 0 | 0 | 0 | 0 | 0 | 0 | 0 | 0 | 0 | 0 | 0 | 0 | 0 | 0 | 0 | 0 | 0 | 0 | 0 | 0 | 0 | 0 | 0 | 0 | 0 | 0 | 0 | 0 | 0 | 0 | 0 | 0 | 0 | 0 | 0 | 0 | 0 | 0 | 0 | 0 | 0 | 0 | 0 | 0 | 0 | 0 | 0 | 0 | 0 | 0 | 0 | 0 | 0 | 0 | 0 | 0 | 0 | 0 | 0 | 0 | 0 | 0 | 0 | 0 | 0 | 0 | 0 | 0 | 0 | 0 | 0 | 0 | 0 | 0 | 0 | 0 | 0 | 0 | 0 | 0 | 0 | 0 | 0 | 0 | 0 | 0 | 0 | 0 | 0 | 0 | 0 | 0 | 0 | 0 | 0 | 0 | 0 | 0 | 0 | 0 | 0 | 0 | 0 | 0 | 0 | 0 | 0 | 0 | 0 | 0 | 0 | 0 | 0 | 0 | 0 | 0 | 0 | 0 | 0 | 0 | 0 | 16090.7387 | 16217.3847 | 16349.5734 | 16483.5467 | 16616.488 | 16745.2335 | 16866.9464 | 16979.0254 | 17079.0984 | 17165.0242 | 17239.0563 | 17302.7891 | 17357.661 | 17404.9074 | 17445.6221 | 17480.6723 | 17510.8276 | 17536.1045 | 17557.9934 | 17577.0131 | 17593.4918 | 17607.8016 | 17620.0595 | 17630.58 | 17639.6075 | 8331.526 | 8397.1013 | 8465.5465 | 8534.9157 | 8603.7505 | 8670.4129 | 8733.4339 | 8791.4666 | 8843.2828 | 8887.7737 | 8926.1064 | 8959.1062 | 8987.518 | 9011.9815 | 9033.0628 | 9051.2113 | 9066.8252 | 9079.9132 | 9091.2469 | 9101.095 | 9109.6274 | 9117.0368 | 9123.3838 | 9128.8311 | 9133.5053 | 334
OR_Residential_LI - Single Family_Existing_Space Heating_Natural Gas_Furnace | OR | Residential | LI - Mobile Home | Existing | Water Heating | Natural Gas | Combined Boiler + DHW System | A | ORM287 | Gas space heating AFUE 80% and water heating baseline storage tank 40 gal | Combined tankless boiler unit for space and DHW | 21 | 39.0175 | 0 | 0 | 5368.77 | 0 | 0.78 | 0 | 0.30173 | 0.45 | household | 1% | 10% | Lost Opportunity | LO12Med | 85% | TBD | 0% | 17037.1197 |  | 8821.5469 |  | 0 | CNGC Program Data | CNGC Program Data | AEG Calculated | Gas space heating AFUE 80% and water heating baseline storage tank 40 gal | Gas space heating AFUE 80% and water heating baseline storage tank 40 gal | Gas space heating AFUE 80% and water heating baseline storage tank 40 gal | Gas space heating AFUE 80% and water heating baseline storage tank 40 gal | Gas space heating AFUE 80% and water heating baseline storage tank 40 gal | Gas space heating AFUE 80% and water heating baseline storage tank 40 gal | Gas space heating AFUE 80% and water heating baseline storage tank 40 gal | Gas space heating AFUE 80% and water heating baseline storage tank 40 gal | Gas space heating AFUE 80% and water heating baseline storage tank 40 gal | Gas space heating AFUE 80% and water heating baseline storage tank 40 gal | Gas space heating AFUE 80% and water heating baseline storage tank 40 gal | Gas space heating AFUE 80% and water heating baseline storage tank 40 gal | Gas space heating AFUE 80% and water heating baseline storage tank 40 gal | Gas space heating AFUE 80% and water heating baseline storage tank 40 gal | Gas space heating AFUE 80% and water heating baseline storage tank 40 gal | Gas space heating AFUE 80% and water heating baseline storage tank 40 gal | Gas space heating AFUE 80% and water heating baseline storage tank 40 gal | Gas space heating AFUE 80% and water heating baseline storage tank 40 gal | Gas space heating AFUE 80% and water heating baseline storage tank 40 gal | Gas space heating AFUE 80% and water heating baseline storage tank 40 gal | Gas space heating AFUE 80% and water heating baseline storage tank 40 gal | Gas space heating AFUE 80% and water heating baseline storage tank 40 gal | Gas space heating AFUE 80% and water heating baseline storage tank 40 gal | Gas space heating AFUE 80% and water heating baseline storage tank 40 gal | Gas space heating AFUE 80% and water heating baseline storage tank 40 gal | Gas space heating AFUE 80% and water heating baseline storage tank 40 gal | Gas space heating AFUE 80% and water heating baseline storage tank 40 gal | Combined tankless boiler unit for space and DHW | Combined tankless boiler unit for space and DHW | Combined tankless boiler unit for space and DHW | Combined tankless boiler unit for space and DHW | Combined tankless boiler unit for space and DHW | Combined tankless boiler unit for space and DHW | Combined tankless boiler unit for space and DHW | Combined tankless boiler unit for space and DHW | Combined tankless boiler unit for space and DHW | Combined tankless boiler unit for space and DHW | Combined tankless boiler unit for space and DHW | Combined tankless boiler unit for space and DHW | Combined tankless boiler unit for space and DHW | Combined tankless boiler unit for space and DHW | Combined tankless boiler unit for space and DHW | Combined tankless boiler unit for space and DHW | Combined tankless boiler unit for space and DHW | Combined tankless boiler unit for space and DHW | Combined tankless boiler unit for space and DHW | Combined tankless boiler unit for space and DHW | Combined tankless boiler unit for space and DHW | Combined tankless boiler unit for space and DHW | Combined tankless boiler unit for space and DHW | Combined tankless boiler unit for space and DHW | Combined tankless boiler unit for space and DHW | Combined tankless boiler unit for space and DHW | Combined tankless boiler unit for space and DHW | 5368.77 | 5368.77 | 5368.77 | 5368.77 | 5368.77 | 5368.77 | 5368.77 | 5368.77 | 5368.77 | 5368.77 | 5368.77 | 5368.77 | 5368.77 | 5368.77 | 5368.77 | 5368.77 | 5368.77 | 5368.77 | 5368.77 | 5368.77 | 5368.77 | 5368.77 | 5368.77 | 5368.77 | 5368.77 | 5368.77 | 5368.77 | 0 | 0 | 38.4256 | 38.0625 | 37.6793 | 37.2777 | 36.8565 | 36.4207 | 35.9761 | 35.5254 | 35.0751 | 34.6338 | 34.2068 | 33.795 | 33.4046 | 33.0396 | 32.6964 | 32.3633 | 32.0352 | 31.7136 | 31.3959 | 31.0817 | 30.772 | 30.4682 | 30.1723 | 29.8875 | 29.6182 | 0 | 0 | 0 | 0 | 0 | 0 | 0 | 0 | 0 | 0 | 0 | 0 | 0 | 0 | 0 | 0 | 0 | 0 | 0 | 0 | 0 | 0 | 0 | 0 | 0 | 0 | 0 | 0 | 0 | 0 | 0 | 0 | 0 | 0 | 0 | 0 | 0 | 0 | 0 | 0 | 0 | 0 | 0 | 0 | 0 | 0 | 0 | 0 | 0 | 0 | 0 | 0 | 0 | 0 | 0 | 0 | 0 | 0 | 0 | 0 | 0 | 0 | 0 | 0 | 0 | 0 | 0 | 0 | 0 | 0 | 0 | 0 | 0 | 0 | 0 | 0 | 0 | 0 | 0 | 0 | 0 | 0 | 0 | 0 | 0 | 0 | 0 | 0 | 0 | 0 | 0 | 0 | 0 | 0 | 0 | 0 | 0 | 0 | 0 | 0 | 0 | 0 | 0 | 0 | 0 | 0 | 0 | 0 | 0 | 0 | 0 | 0 | 0 | 0 | 0 | 0 | 0 | 0 | 0 | 0 | 0 | 0 | 0 | 0 | 0 | 0 | 0 | 0 | 0 | 0 | 0 | 0 | 0 | 0 | 0 | 0 | 0 | 0 | 0 | 0 | 0 | 0 | 0 | 0 | 0 | 0 | 0 | 0 | 0 | 0 | 0 | 0 | 0 | 0 | 0 | 0 | 0 | 0 | 0 | 0 | 0 | 0 | 0 | 0 | 0 | 0 | 0 | 0 | 0 | 0 | 0 | 0 | 0 | 0 | 0 | 0 | 0 | 0 | 0 | 0 | 0 | 0 | 0 | 0 | 0 | 0 | 0 | 0 | 0 | 0 | 0 | 0 | 0 | 0 | 0 | 0 | 0 | 0 | 0 | 0 | 0 | 0 | 0 | 0 | 0 | 0 | 0 | 0 | 0 | 0 | 0 | 0 | 0 | 0 | 0 | 0 | 0 | 0 | 0 | 0 | 0 | 0 | 0 | 0 | 0 | 0 | 0 | 0 | 0 | 0 | 0 | 0 | 0 | 0 | 0 | 0 | 0 | 0 | 0 | 0 | 0 | 0 | 0 | 0 | 0 | 0 | 0 | 0 | 0 | 0 | 0 | 0 | 0 | 0 | 0 | 0 | 0 | 0 | 0 | 0 | 0 | 0 | 0 | 0 | 0 | 0 | 0 | 0 | 0 | 0 | 0 | 0 | 0 | 0 | 0 | 0 | 0 | 0 | 0 | 0 | 0 | 0 | 0 | 0 | 0 | 0 | 0 | 0 | 0 | 0 | 0 | 0 | 0 | 0 | 0 | 0 | 0 | 0 | 0 | 0 | 0 | 0 | 0 | 0 | 0 | 0 | 0 | 0 | 0 | 0 | 0 | 0 | 0 | 0 | 0 | 0 | 0 | 0 | 0 | 0 | 0 | 0 | 0 | 0 | 0 | 0 | 0 | 0 | 0 | 0 | 0 | 0 | 0 | 0 | 0 | 0 | 0 | 0 | 0 | 0 | 0 | 0 | 0 | 0 | 0 | 0 | 0 | 0 | 0 | 0 | 0 | 0 | 0 | 0 | 0 | 0 | 0 | 0 | 0 | 0 | 0 | 0 | 0 | 0 | 0 | 0 | 0 | 0 | 0 | 0 | 0 | 0 | 0 | 0 | 0 | 0 | 0 | 0 | 0 | 0 | 0 | 0 | 0 | 0 | 0 | 0 | 0 | 0 | 0 | 0 | 0 | 0 | 0 | 0 | 0 | 0 | 0 | 0 | 0 | 0 | 16090.7387 | 16217.3847 | 16349.5734 | 16483.5467 | 16616.488 | 16745.2335 | 16866.9464 | 16979.0254 | 17079.0984 | 17165.0242 | 17239.0563 | 17302.7891 | 17357.661 | 17404.9074 | 17445.6221 | 17480.6723 | 17510.8276 | 17536.1045 | 17557.9934 | 17577.0131 | 17593.4918 | 17607.8016 | 17620.0595 | 17630.58 | 17639.6075 | 8331.526 | 8397.1013 | 8465.5465 | 8534.9157 | 8603.7505 | 8670.4129 | 8733.4339 | 8791.4666 | 8843.2828 | 8887.7737 | 8926.1064 | 8959.1062 | 8987.518 | 9011.9815 | 9033.0628 | 9051.2113 | 9066.8252 | 9079.9132 | 9091.2469 | 9101.095 | 9109.6274 | 9117.0368 | 9123.3838 | 9128.8311 | 9133.5053 | 335
OR_Residential_LI - Single Family_Existing_Space Heating_Natural Gas_Furnace | OR | Residential | LI - Mobile Home | Existing | Space Heating | Natural Gas | HVAC - Energy Recovery Ventilator | A | ORM288 | None | Installed | 20 | 6.0649 | 0 | 0 | 2148.56 | 0 | 0.08 | 0 | 0.30173 | 0.45 | household | 0% | 0% | Retrofit | Retro3Slow | 84.16% | TBD | 0% | 41894.825 |  | 21713.0013 |  | 0 | DL20_RES_HRV-Heat-2021PLN-v2-2 | DL20_RES_HRV-Heat-2021PLN-v2-2 | DL20_RES_HRV-Heat-2021PLN-v2-1 | None | None | None | None | None | None | None | None | None | None | None | None | None | None | None | None | None | None | None | None | None | None | None | None | None | None | None | Installed | Installed | Installed | Installed | Installed | Installed | Installed | Installed | Installed | Installed | Installed | Installed | Installed | Installed | Installed | Installed | Installed | Installed | Installed | Installed | Installed | Installed | Installed | Installed | Installed | Installed | Installed | 2148.56 | 2148.56 | 2148.56 | 2148.56 | 2148.56 | 2148.56 | 2148.56 | 2148.56 | 2148.56 | 2148.56 | 2148.56 | 2148.56 | 2148.56 | 2148.56 | 2148.56 | 2148.56 | 2148.56 | 2148.56 | 2148.56 | 2148.56 | 2148.56 | 2148.56 | 2148.56 | 2148.56 | 2148.56 | 2148.56 | 2148.56 | 0 | 0 | 6.4069 | 6.3232 | 6.2301 | 6.1296 | 6.0219 | 5.9047 | 5.7821 | 5.6603 | 5.5457 | 5.4443 | 5.3599 | 5.2941 | 5.2439 | 5.205 | 5.1727 | 5.1442 | 5.1179 | 5.0931 | 5.0695 | 5.0471 | 5.0257 | 5.0053 | 4.9858 | 4.9672 | 4.9495 | 0 | 0 | 0 | 0 | 0 | 0 | 0 | 0 | 0 | 0 | 0 | 0 | 0 | 0 | 0 | 0 | 0 | 0 | 0 | 0 | 0 | 0 | 0 | 0 | 0 | 0 | 0 | 0 | 0 | 0 | 0 | 0 | 0 | 0 | 0 | 0 | 0 | 0 | 0 | 0 | 0 | 0 | 0 | 0 | 0 | 0 | 0 | 0 | 0 | 0 | 0 | 0 | 0 | 0 | 0 | 0 | 0 | 0 | 0 | 0 | 0 | 0 | 0 | 0 | 0 | 0 | 0 | 0 | 0 | 0 | 0 | 0 | 0 | 0 | 0 | 0 | 0 | 0 | 0 | 0 | 0 | 0 | 0 | 0 | 0 | 0 | 0 | 0 | 0 | 0 | 0 | 0 | 0 | 0 | 0 | 0 | 0 | 0 | 0 | 0 | 0 | 0 | 0 | 0 | 0 | 0 | 0 | 0 | 0 | 0 | 0 | 0 | 0 | 0 | 0 | 0 | 0 | 0 | 0 | 0 | 0 | 0 | 0 | 0 | 0 | 0 | 0 | 0 | 0 | 0 | 0 | 0 | 0 | 0 | 0 | 0 | 0 | 0 | 0 | 0 | 0 | 0 | 0 | 0 | 0 | 0 | 0 | 0 | 0 | 0 | 0 | 0 | 0 | 0 | 0 | 0 | 0 | 0 | 0 | 0 | 0 | 0 | 0 | 0 | 0 | 0 | 0 | 0 | 0 | 0 | 0 | 0 | 0 | 0 | 0 | 0 | 0 | 0 | 0 | 0 | 0 | 0 | 0 | 0 | 0 | 0 | 0 | 0 | 0 | 0 | 0 | 0 | 0 | 0 | 0 | 0 | 0 | 0 | 0 | 0 | 0 | 0 | 0 | 0 | 0 | 0 | 0 | 0 | 0 | 0 | 0 | 0 | 0 | 0 | 0 | 0 | 0 | 0 | 0 | 0 | 0 | 0 | 0 | 0 | 0 | 0 | 0 | 0 | 0 | 0 | 0 | 0 | 0 | 0 | 0 | 0 | 0 | 0 | 0 | 0 | 0 | 0 | 0 | 0 | 0 | 0 | 0 | 0 | 0 | 0 | 0 | 0 | 0 | 0 | 0 | 0 | 0 | 0 | 0 | 0 | 0 | 0 | 0 | 0 | 0 | 0 | 0 | 0 | 0 | 0 | 0 | 0 | 0 | 0 | 0 | 0 | 0 | 0 | 0 | 0 | 0 | 0 | 0 | 0 | 0 | 0 | 0 | 0 | 0 | 0 | 0 | 0 | 0 | 0 | 0 | 0 | 0 | 0 | 0 | 0 | 0 | 0 | 0 | 0 | 0 | 0 | 0 | 0 | 0 | 0 | 0 | 0 | 0 | 0 | 0 | 0 | 0 | 0 | 0 | 0 | 0 | 0 | 0 | 0 | 0 | 0 | 0 | 0 | 0 | 0 | 0 | 0 | 0 | 0 | 0 | 0 | 0 | 0 | 0 | 0 | 0 | 0 | 0 | 0 | 0 | 0 | 0 | 0 | 0 | 0 | 0 | 0 | 0 | 0 | 0 | 0 | 0 | 0 | 0 | 0 | 0 | 0 | 0 | 0 | 0 | 0 | 0 | 0 | 0 | 0 | 0 | 0 | 0 | 0 | 0 | 0 | 0 | 0 | 0 | 0 | 0 | 0 | 0 | 0 | 0 | 0 | 0 | 0 | 0 | 0 | 0 | 0 | 0 | 0 | 0 | 0 | 0 | 0 | 0 | 0 | 39509.3174 | 39760.9366 | 40018.7601 | 40281.5574 | 40548.1435 | 40817.295 | 41087.7601 | 41358.2732 | 41627.5547 | 41894.5152 | 42155.6127 | 42411.2795 | 42657.6044 | 42894.7153 | 43122.8534 | 43342.2609 | 43553.2203 | 43755.9757 | 43950.7723 | 44137.504 | 44316.7973 | 44488.9013 | 44654.0392 | 44812.4377 | 44964.324 | 20476.6546 | 20607.0623 | 20740.6855 | 20876.8866 | 21015.0512 | 21154.5455 | 21294.7205 | 21434.9204 | 21574.482 | 21712.8407 | 21848.1608 | 21980.6663 | 22108.3301 | 22231.2185 | 22349.4566 | 22463.1698 | 22572.5046 | 22677.5874 | 22778.5455 | 22875.3236 | 22968.2467 | 23057.4437 | 23143.0305 | 23225.1243 | 23303.843 | 336
OR_Residential_LI - Single Family_Existing_Space Heating_Natural Gas_Furnace | OR | Residential | LI - Mobile Home | Existing | Space Heating | Natural Gas | Connected Thermostat - ENERGY STAR (1.0) | A | ORM289 | Programmable Thermostat | Networked Thermostat Installed | 15 | 26.642 | 0 | 0 | 299.65 | 0 | 0.93 | 0 | 0 | 0.45 | household | 10% | 100% | Retrofit | Retro5Med | 81.71% | TBD | 0% | 0 |  | 0 |  | 0 | Avista TRM - 07.01.21 - G Web Tstat Gas Cont | Avista TRM - 07.01.21 - G Web Tstat Gas Cont | Avista TRM - 07.01.21 - G Web Tstat Gas Cont | Programmable Thermostat | Programmable Thermostat | Programmable Thermostat | Programmable Thermostat | Programmable Thermostat | Programmable Thermostat | Programmable Thermostat | Programmable Thermostat | Programmable Thermostat | Programmable Thermostat | Programmable Thermostat | Programmable Thermostat | Programmable Thermostat | Programmable Thermostat | Programmable Thermostat | Programmable Thermostat | Programmable Thermostat | Programmable Thermostat | Programmable Thermostat | Programmable Thermostat | Programmable Thermostat | Programmable Thermostat | Programmable Thermostat | Programmable Thermostat | Programmable Thermostat | Programmable Thermostat | Programmable Thermostat | Networked Thermostat Installed | Networked Thermostat Installed | Networked Thermostat Installed | Networked Thermostat Installed | Networked Thermostat Installed | Networked Thermostat Installed | Networked Thermostat Installed | Networked Thermostat Installed | Networked Thermostat Installed | Networked Thermostat Installed | Networked Thermostat Installed | Networked Thermostat Installed | Networked Thermostat Installed | Networked Thermostat Installed | Networked Thermostat Installed | Networked Thermostat Installed | Networked Thermostat Installed | Networked Thermostat Installed | Networked Thermostat Installed | Networked Thermostat Installed | Networked Thermostat Installed | Networked Thermostat Installed | Networked Thermostat Installed | Networked Thermostat Installed | Networked Thermostat Installed | Networked Thermostat Installed | Networked Thermostat Installed | 299.65 | 299.65 | 299.65 | 299.65 | 299.65 | 299.65 | 299.65 | 299.65 | 299.65 | 299.65 | 299.65 | 299.65 | 299.65 | 299.65 | 299.65 | 299.65 | 299.65 | 299.65 | 299.65 | 299.65 | 299.65 | 299.65 | 299.65 | 299.65 | 299.65 | 299.65 | 299.65 | 0 | 0 | 0 | 0 | 0 | 0 | 0 | 0 | 0 | 0 | 0 | 0 | 0 | 0 | 0 | 0 | 0 | 0 | 0 | 0 | 0 | 0 | 0 | 0 | 0 | 0 | 0 | 0 | 0 | 0 | 0 | 0 | 0 | 0 | 0 | 0 | 0 | 0 | 0 | 0 | 0 | 0 | 0 | 0 | 0 | 0 | 0 | 0 | 0 | 0 | 0 | 0 | 0 | 0 | 0 | 0 | 0 | 0 | 0 | 0 | 0 | 0 | 0 | 0 | 0 | 0 | 0 | 0 | 0 | 0 | 0 | 0 | 0 | 0 | 0 | 0 | 0 | 0.0387 | 0.047517 | 0.058147 | 0.0675 | 0.076992 | 0.090013 | 0.098746 | 0.10088 | 0.095063 | 0.081715 | 0.063235 | 0.04185 | 0.0243 | 0.0117 | 0.00495 | 0 | 0 | 0 | 0 | 0 | 0 | 0 | 0 | 0 | 0 | 0.0387 | 0.086217 | 0.14436 | 0.21186 | 0.28886 | 0.37887 | 0.47762 | 0.57849 | 0.67356 | 0.75527 | 0.81851 | 0.86036 | 0.88466 | 0.89636 | 0.90131 | 0.90131 | 0.90131 | 0.90131 | 0.90131 | 0.90131 | 0.90131 | 0.90131 | 0.90131 | 0.90131 | 0.90131 | 0 | 0 | 0 | 0 | 0 | 0 | 0 | 0 | 0 | 0 | 0 | 0 | 0 | 0 | 0 | 0 | 0 | 0 | 0 | 0 | 0 | 0 | 0 | 0 | 0 | 0 | 0 | 0 | 0 | 0 | 0 | 0 | 0 | 0 | 0 | 0 | 0 | 0 | 0 | 0 | 0 | 0 | 0 | 0 | 0 | 0 | 0 | 0 | 0 | 0 | 0.032895 | 0.04039 | 0.049425 | 0.057375 | 0.065443 | 0.076511 | 0.083934 | 0.085745 | 0.080804 | 0.069458 | 0.053749 | 0.035572 | 0.020655 | 0.009945 | 0.0042075 | 0 | 0 | 0 | 0 | 0 | 0 | 0 | 0 | 0 | 0 | 0.032895 | 0.073285 | 0.12271 | 0.18009 | 0.24553 | 0.32204 | 0.40597 | 0.49172 | 0.57252 | 0.64198 | 0.69573 | 0.7313 | 0.75196 | 0.7619 | 0.76611 | 0.76611 | 0.76611 | 0.76611 | 0.76611 | 0.76611 | 0.76611 | 0.76611 | 0.76611 | 0.76611 | 0.76611 | 0 | 0 | 0 | 0 | 0 | 0 | 0 | 0 | 0 | 0 | 0 | 0 | 0 | 0 | 0 | 0 | 0 | 0 | 0 | 0 | 0 | 0 | 0 | 0 | 0 | 0 | 0 | 0 | 0 | 0 | 0 | 0 | 0 | 0 | 0 | 0 | 0 | 0 | 0 | 0 | 0 | 0 | 0 | 0 | 0 | 0 | 0 | 0 | 0 | 0 | 0 | 0 | 0 | 0 | 0 | 0 | 0 | 0 | 0 | 0 | 0 | 0 | 0 | 0 | 0 | 0 | 0 | 0 | 0 | 0 | 0 | 0 | 0 | 0 | 0 | 0 | 0 | 0 | 0 | 0 | 0 | 0 | 0 | 0 | 0 | 0 | 0 | 0 | 0 | 0 | 0 | 0 | 0 | 0 | 0 | 0 | 0 | 0 | 0 | 0 | 0 | 0 | 0 | 0 | 0 | 0 | 0 | 0 | 0 | 0 | 0 | 0 | 0 | 0 | 0 | 0 | 0 | 0 | 0 | 0 | 0 | 0 | 0 | 0 | 0 | 0 | 0 | 0 | 0 | 0 | 0 | 0 | 0 | 0 | 0 | 0 | 0 | 0 | 0 | 0 | 0 | 0 | 0 | 0 | 0 | 0 | 0 | 0 | 0 | 0 | 0 | 0 | 0 | 0 | 0 | 0 | 0 | 0 | 0 | 0 | 0 | 0 | 0 | 0 | 0 | 0 | 0 | 0 | 0 | 0 | 0 | 0 | 0 | 0 | 0 | 0 | 0 | 0 | 0 | 0 | 0 | 0 | 0 | 0 | 0 | 0 | 0 | 0 | 0 | 0 | 0 | 0 | 0 | 0 | 0 | 0 | 0 | 0 | 0 | 0 | 0 | 0 | 0 | 0 | 0 | 0 | 0 | 0 | 0 | 0 | 0 | 0 | 0 | 0 | 0 | 0 | 0 | 0 | 0 | 0 | 0 | 0 | 0 | 0 | 0 | 0 | 0 | 0 | 0 | 0 | 0 | 0 | 0 | 0 | 0 | 0 | 0 | 0 | 0 | 0 | 0 | 0 | 0 | 0 | 0 | 0 | 0 | 0 | 0 | 0 | 337
OR_Residential_LI - Single Family_Existing_Space Heating_Natural Gas_Furnace | OR | Residential | LI - Mobile Home | Existing | Space Heating | Natural Gas | Home Energy Management System (HEMS) | A | ORM290 | No Controls | Networked Controls Installed | 15 | 24.4269 | 0 | 0 | 1945.72 | 0 | 0.85 | 0 | 0.30173 | 0.45 | household | 0.2% | 20% | Retrofit | Retro5Med | 81.71% | TBD | 0% | 0 |  | 0 |  | 0 | NYSERDA HEMS Pilot | NYSERDA HEMS Pilot | RTF Workbook - ResConnectedTstats_v3_0 | No Controls | No Controls | No Controls | No Controls | No Controls | No Controls | No Controls | No Controls | No Controls | No Controls | No Controls | No Controls | No Controls | No Controls | No Controls | No Controls | No Controls | No Controls | No Controls | No Controls | No Controls | No Controls | No Controls | No Controls | No Controls | No Controls | No Controls | Networked Controls Installed | Networked Controls Installed | Networked Controls Installed | Networked Controls Installed | Networked Controls Installed | Networked Controls Installed | Networked Controls Installed | Networked Controls Installed | Networked Controls Installed | Networked Controls Installed | Networked Controls Installed | Networked Controls Installed | Networked Controls Installed | Networked Controls Installed | Networked Controls Installed | Networked Controls Installed | Networked Controls Installed | Networked Controls Installed | Networked Controls Installed | Networked Controls Installed | Networked Controls Installed | Networked Controls Installed | Networked Controls Installed | Networked Controls Installed | Networked Controls Installed | Networked Controls Installed | Networked Controls Installed | 1945.72 | 1945.72 | 1945.72 | 1945.72 | 1945.72 | 1945.72 | 1945.72 | 1945.72 | 1945.72 | 1945.72 | 1945.72 | 1945.72 | 1945.72 | 1945.72 | 1945.72 | 1945.72 | 1945.72 | 1945.72 | 1945.72 | 1945.72 | 1945.72 | 1945.72 | 1945.72 | 1945.72 | 1945.72 | 1945.72 | 1945.72 | 0 | 0 | 0 | 0 | 0 | 0 | 0 | 0 | 0 | 0 | 0 | 0 | 0 | 0 | 0 | 0 | 0 | 0 | 0 | 0 | 0 | 0 | 0 | 0 | 0 | 0 | 0 | 0 | 0 | 0 | 0 | 0 | 0 | 0 | 0 | 0 | 0 | 0 | 0 | 0 | 0 | 0 | 0 | 0 | 0 | 0 | 0 | 0 | 0 | 0 | 0 | 0 | 0 | 0 | 0 | 0 | 0 | 0 | 0 | 0 | 0 | 0 | 0 | 0 | 0 | 0 | 0 | 0 | 0 | 0 | 0 | 0 | 0 | 0 | 0 | 0 | 0 | 0.008514 | 0.010454 | 0.012792 | 0.01485 | 0.016938 | 0.019803 | 0.021724 | 0.022193 | 0.020914 | 0.017977 | 0.013912 | 0.009207 | 0.005346 | 0.002574 | 0.001089 | 0 | 0 | 0 | 0 | 0 | 0 | 0 | 0 | 0 | 0 | 0.008514 | 0.018968 | 0.03176 | 0.04661 | 0.063549 | 0.083351 | 0.10508 | 0.12727 | 0.14818 | 0.16616 | 0.18007 | 0.18928 | 0.19462 | 0.1972 | 0.19829 | 0.19829 | 0.19829 | 0.19829 | 0.19829 | 0.19829 | 0.19829 | 0.19829 | 0.19829 | 0.19829 | 0.19829 | 0 | 0 | 0 | 0 | 0 | 0 | 0 | 0 | 0 | 0 | 0 | 0 | 0 | 0 | 0 | 0 | 0 | 0 | 0 | 0 | 0 | 0 | 0 | 0 | 0 | 0 | 0 | 0 | 0 | 0 | 0 | 0 | 0 | 0 | 0 | 0 | 0 | 0 | 0 | 0 | 0 | 0 | 0 | 0 | 0 | 0 | 0 | 0 | 0 | 0 | 0.0072369 | 0.0088858 | 0.010874 | 0.012623 | 0.014398 | 0.016832 | 0.018465 | 0.018864 | 0.017777 | 0.015281 | 0.011825 | 0.0078259 | 0.0045441 | 0.0021879 | 0.00092565 | 0 | 0 | 0 | 0 | 0 | 0 | 0 | 0 | 0 | 0 | 0.0072369 | 0.016123 | 0.026996 | 0.039619 | 0.054016 | 0.070849 | 0.089314 | 0.10818 | 0.12595 | 0.14124 | 0.15306 | 0.16089 | 0.16543 | 0.16762 | 0.16854 | 0.16854 | 0.16854 | 0.16854 | 0.16854 | 0.16854 | 0.16854 | 0.16854 | 0.16854 | 0.16854 | 0.16854 | 0 | 0 | 0 | 0 | 0 | 0 | 0 | 0 | 0 | 0 | 0 | 0 | 0 | 0 | 0 | 0 | 0 | 0 | 0 | 0 | 0 | 0 | 0 | 0 | 0 | 0 | 0 | 0 | 0 | 0 | 0 | 0 | 0 | 0 | 0 | 0 | 0 | 0 | 0 | 0 | 0 | 0 | 0 | 0 | 0 | 0 | 0 | 0 | 0 | 0 | 0 | 0 | 0 | 0 | 0 | 0 | 0 | 0 | 0 | 0 | 0 | 0 | 0 | 0 | 0 | 0 | 0 | 0 | 0 | 0 | 0 | 0 | 0 | 0 | 0 | 0 | 0 | 0 | 0 | 0 | 0 | 0 | 0 | 0 | 0 | 0 | 0 | 0 | 0 | 0 | 0 | 0 | 0 | 0 | 0 | 0 | 0 | 0 | 0 | 0 | 0 | 0 | 0 | 0 | 0 | 0 | 0 | 0 | 0 | 0 | 0 | 0 | 0 | 0 | 0 | 0 | 0 | 0 | 0 | 0 | 0 | 0 | 0 | 0 | 0 | 0 | 0 | 0 | 0 | 0 | 0 | 0 | 0 | 0 | 0 | 0 | 0 | 0 | 0 | 0 | 0 | 0 | 0 | 0 | 0 | 0 | 0 | 0 | 0 | 0 | 0 | 0 | 0 | 0 | 0 | 0 | 0 | 0 | 0 | 0 | 0 | 0 | 0 | 0 | 0 | 0 | 0 | 0 | 0 | 0 | 0 | 0 | 0 | 0 | 0 | 0 | 0 | 0 | 0 | 0 | 0 | 0 | 0 | 0 | 0 | 0 | 0 | 0 | 0 | 0 | 0 | 0 | 0 | 0 | 0 | 0 | 0 | 0 | 0 | 0 | 0 | 0 | 0 | 0 | 0 | 0 | 0 | 0 | 0 | 0 | 0 | 0 | 0 | 0 | 0 | 0 | 0 | 0 | 0 | 0 | 0 | 0 | 0 | 0 | 0 | 0 | 0 | 0 | 0 | 0 | 0 | 0 | 0 | 0 | 0 | 0 | 0 | 0 | 0 | 0 | 0 | 0 | 0 | 0 | 0 | 0 | 0 | 0 | 0 | 0 | 338
OR_Residential_LI - Single Family_Existing_Space Heating_Natural Gas_Furnace | OR | Residential | LI - Mobile Home | Existing | Water Heating | Natural Gas | Home Energy Management System (HEMS) | A | ORM291 | No Controls | Networked Controls Installed | 15 | 0 | 0 | 0 | 1945.72 | 0 | 0.85 | 0 | 0.30173 | 0.45 | household | 0.2% | 20% | Retrofit | Retro5Med | 81.71% | TBD | 0% | 0 |  | 0 |  | 0 | NYSERDA HEMS Pilot | NYSERDA HEMS Pilot | NYSERDA HEMS Pilot | No Controls | No Controls | No Controls | No Controls | No Controls | No Controls | No Controls | No Controls | No Controls | No Controls | No Controls | No Controls | No Controls | No Controls | No Controls | No Controls | No Controls | No Controls | No Controls | No Controls | No Controls | No Controls | No Controls | No Controls | No Controls | No Controls | No Controls | Networked Controls Installed | Networked Controls Installed | Networked Controls Installed | Networked Controls Installed | Networked Controls Installed | Networked Controls Installed | Networked Controls Installed | Networked Controls Installed | Networked Controls Installed | Networked Controls Installed | Networked Controls Installed | Networked Controls Installed | Networked Controls Installed | Networked Controls Installed | Networked Controls Installed | Networked Controls Installed | Networked Controls Installed | Networked Controls Installed | Networked Controls Installed | Networked Controls Installed | Networked Controls Installed | Networked Controls Installed | Networked Controls Installed | Networked Controls Installed | Networked Controls Installed | Networked Controls Installed | Networked Controls Installed | 1945.72 | 1945.72 | 1945.72 | 1945.72 | 1945.72 | 1945.72 | 1945.72 | 1945.72 | 1945.72 | 1945.72 | 1945.72 | 1945.72 | 1945.72 | 1945.72 | 1945.72 | 1945.72 | 1945.72 | 1945.72 | 1945.72 | 1945.72 | 1945.72 | 1945.72 | 1945.72 | 1945.72 | 1945.72 | 1945.72 | 1945.72 | 0 | 0 | 0 | 0 | 0 | 0 | 0 | 0 | 0 | 0 | 0 | 0 | 0 | 0 | 0 | 0 | 0 | 0 | 0 | 0 | 0 | 0 | 0 | 0 | 0 | 0 | 0 | 0 | 0 | 0 | 0 | 0 | 0 | 0 | 0 | 0 | 0 | 0 | 0 | 0 | 0 | 0 | 0 | 0 | 0 | 0 | 0 | 0 | 0 | 0 | 0 | 0 | 0 | 0 | 0 | 0 | 0 | 0 | 0 | 0 | 0 | 0 | 0 | 0 | 0 | 0 | 0 | 0 | 0 | 0 | 0 | 0 | 0 | 0 | 0 | 0 | 0 | 11.8329 | 14.4713 | 17.6383 | 20.3941 | 23.1697 | 26.9806 | 29.4807 | 29.9971 | 28.1565 | 24.1068 | 18.5808 | 12.2484 | 7.0837 | 3.3971 | 1.4316 | 0 | 0 | 0 | 0 | 0 | 0 | 0 | 0 | 0 | 0 | 11.8329 | 26.3042 | 43.9426 | 64.3367 | 87.5064 | 114.487 | 143.9677 | 173.9648 | 202.1213 | 226.2281 | 244.8089 | 257.0573 | 264.141 | 267.5382 | 268.9697 | 268.9697 | 268.9697 | 268.9697 | 268.9697 | 268.9697 | 268.9697 | 268.9697 | 268.9697 | 268.9697 | 268.9697 | 0 | 0 | 0 | 0 | 0 | 0 | 0 | 0 | 0 | 0 | 0 | 0 | 0 | 0 | 0 | 0 | 0 | 0 | 0 | 0 | 0 | 0 | 0 | 0 | 0 | 0 | 0 | 0 | 0 | 0 | 0 | 0 | 0 | 0 | 0 | 0 | 0 | 0 | 0 | 0 | 0 | 0 | 0 | 0 | 0 | 0 | 0 | 0 | 0 | 0 | 10.058 | 12.3006 | 14.9926 | 17.335 | 19.6942 | 22.9335 | 25.0586 | 25.4975 | 23.933 | 20.4908 | 15.7937 | 10.4111 | 6.0212 | 2.8876 | 1.2168 | 0 | 0 | 0 | 0 | 0 | 0 | 0 | 0 | 0 | 0 | 10.058 | 22.3586 | 37.3512 | 54.6862 | 74.3804 | 97.3139 | 122.3726 | 147.8701 | 171.8031 | 192.2939 | 208.0876 | 218.4987 | 224.5199 | 227.4074 | 228.6243 | 228.6243 | 228.6243 | 228.6243 | 228.6243 | 228.6243 | 228.6243 | 228.6243 | 228.6243 | 228.6243 | 228.6243 | 0 | 0 | 0 | 0 | 0 | 0 | 0 | 0 | 0 | 0 | 0 | 0 | 0 | 0 | 0 | 0 | 0 | 0 | 0 | 0 | 0 | 0 | 0 | 0 | 0 | 0 | 0 | 0 | 0 | 0 | 0 | 0 | 0 | 0 | 0 | 0 | 0 | 0 | 0 | 0 | 0 | 0 | 0 | 0 | 0 | 0 | 0 | 0 | 0 | 0 | 0 | 0 | 0 | 0 | 0 | 0 | 0 | 0 | 0 | 0 | 0 | 0 | 0 | 0 | 0 | 0 | 0 | 0 | 0 | 0 | 0 | 0 | 0 | 0 | 0 | 0 | 0 | 0 | 0 | 0 | 0 | 0 | 0 | 0 | 0 | 0 | 0 | 0 | 0 | 0 | 0 | 0 | 0 | 0 | 0 | 0 | 0 | 0 | 0 | 0 | 0 | 0 | 0 | 0 | 0 | 0 | 0 | 0 | 0 | 0 | 0 | 0 | 0 | 0 | 0 | 0 | 0 | 0 | 0 | 0 | 0 | 0 | 0 | 0 | 0 | 0 | 0 | 0 | 0 | 0 | 0 | 0 | 0 | 0 | 0 | 0 | 0 | 0 | 0 | 0 | 0 | 0 | 0 | 0 | 0 | 0 | 0 | 0 | 0 | 0 | 0 | 0 | 0 | 0 | 0 | 0 | 0 | 0 | 0 | 0 | 0 | 0 | 0 | 0 | 0 | 0 | 0 | 0 | 0 | 0 | 0 | 0 | 0 | 0 | 0 | 0 | 0 | 0 | 0 | 0 | 0 | 0 | 0 | 0 | 0 | 0 | 0 | 0 | 0 | 0 | 0 | 0 | 0 | 0 | 0 | 0 | 0 | 0 | 0 | 0 | 0 | 0 | 0 | 0 | 0 | 0 | 0 | 0 | 0 | 0 | 0 | 0 | 0 | 0 | 0 | 0 | 0 | 0 | 0 | 0 | 0 | 0 | 0 | 0 | 0 | 0 | 0 | 0 | 0 | 0 | 0 | 0 | 0 | 0 | 0 | 0 | 0 | 0 | 0 | 0 | 0 | 0 | 0 | 0 | 0 | 0 | 0 | 0 | 0 | 0 | 339
OR_Residential_LI - Single Family_Existing_Space Heating_Natural Gas_Furnace | OR | Residential | LI - Mobile Home | Existing | Appliances | Natural Gas | Home Energy Management System (HEMS) | A | ORM292 | No Controls | Networked Controls Installed | 15 | 0 | 0 | 0 | 1945.72 | 0 | 0.85 | 0 | 0.30173 | 0.45 | household | 0.2% | 20% | Retrofit | Retro5Med | 81.71% | TBD | 0% | 0 |  | 0 |  | 0 | NYSERDA HEMS Pilot | NYSERDA HEMS Pilot | NYSERDA HEMS Pilot | No Controls | No Controls | No Controls | No Controls | No Controls | No Controls | No Controls | No Controls | No Controls | No Controls | No Controls | No Controls | No Controls | No Controls | No Controls | No Controls | No Controls | No Controls | No Controls | No Controls | No Controls | No Controls | No Controls | No Controls | No Controls | No Controls | No Controls | Networked Controls Installed | Networked Controls Installed | Networked Controls Installed | Networked Controls Installed | Networked Controls Installed | Networked Controls Installed | Networked Controls Installed | Networked Controls Installed | Networked Controls Installed | Networked Controls Installed | Networked Controls Installed | Networked Controls Installed | Networked Controls Installed | Networked Controls Installed | Networked Controls Installed | Networked Controls Installed | Networked Controls Installed | Networked Controls Installed | Networked Controls Installed | Networked Controls Installed | Networked Controls Installed | Networked Controls Installed | Networked Controls Installed | Networked Controls Installed | Networked Controls Installed | Networked Controls Installed | Networked Controls Installed | 1945.72 | 1945.72 | 1945.72 | 1945.72 | 1945.72 | 1945.72 | 1945.72 | 1945.72 | 1945.72 | 1945.72 | 1945.72 | 1945.72 | 1945.72 | 1945.72 | 1945.72 | 1945.72 | 1945.72 | 1945.72 | 1945.72 | 1945.72 | 1945.72 | 1945.72 | 1945.72 | 1945.72 | 1945.72 | 1945.72 | 1945.72 | 0 | 0 | 0 | 0 | 0 | 0 | 0 | 0 | 0 | 0 | 0 | 0 | 0 | 0 | 0 | 0 | 0 | 0 | 0 | 0 | 0 | 0 | 0 | 0 | 0 | 0 | 0 | 0 | 0 | 0 | 0 | 0 | 0 | 0 | 0 | 0 | 0 | 0 | 0 | 0 | 0 | 0 | 0 | 0 | 0 | 0 | 0 | 0 | 0 | 0 | 0 | 0 | 0 | 0 | 0 | 0 | 0 | 0 | 0 | 0 | 0 | 0 | 0 | 0 | 0 | 0 | 0 | 0 | 0 | 0 | 0 | 0 | 0 | 0 | 0 | 0 | 0 | 18.5583 | 22.6955 | 27.6616 | 31.9823 | 36.3339 | 42.3088 | 46.2277 | 47.036 | 44.1485 | 37.7976 | 29.1324 | 19.2033 | 11.1057 | 5.3258 | 2.2442 | 0 | 0 | 0 | 0 | 0 | 0 | 0 | 0 | 0 | 0 | 18.5583 | 41.2538 | 68.9154 | 100.8976 | 137.2315 | 179.5403 | 225.7681 | 272.8041 | 316.9526 | 354.7501 | 383.8825 | 403.0858 | 414.1915 | 419.5173 | 421.7615 | 421.7615 | 421.7615 | 421.7615 | 421.7615 | 421.7615 | 421.7615 | 421.7615 | 421.7615 | 421.7615 | 421.7615 | 0 | 0 | 0 | 0 | 0 | 0 | 0 | 0 | 0 | 0 | 0 | 0 | 0 | 0 | 0 | 0 | 0 | 0 | 0 | 0 | 0 | 0 | 0 | 0 | 0 | 0 | 0 | 0 | 0 | 0 | 0 | 0 | 0 | 0 | 0 | 0 | 0 | 0 | 0 | 0 | 0 | 0 | 0 | 0 | 0 | 0 | 0 | 0 | 0 | 0 | 15.7746 | 19.2912 | 23.5123 | 27.1849 | 30.8838 | 35.9625 | 39.2936 | 39.9806 | 37.5262 | 32.1279 | 24.7625 | 16.3228 | 9.4398 | 4.5269 | 1.9076 | 0 | 0 | 0 | 0 | 0 | 0 | 0 | 0 | 0 | 0 | 15.7746 | 35.0657 | 58.5781 | 85.763 | 116.6468 | 152.6093 | 191.9029 | 231.8835 | 269.4097 | 301.5376 | 326.3001 | 342.6229 | 352.0627 | 356.5897 | 358.4972 | 358.4972 | 358.4972 | 358.4972 | 358.4972 | 358.4972 | 358.4972 | 358.4972 | 358.4972 | 358.4972 | 358.4972 | 0 | 0 | 0 | 0 | 0 | 0 | 0 | 0 | 0 | 0 | 0 | 0 | 0 | 0 | 0 | 0 | 0 | 0 | 0 | 0 | 0 | 0 | 0 | 0 | 0 | 0 | 0 | 0 | 0 | 0 | 0 | 0 | 0 | 0 | 0 | 0 | 0 | 0 | 0 | 0 | 0 | 0 | 0 | 0 | 0 | 0 | 0 | 0 | 0 | 0 | 0 | 0 | 0 | 0 | 0 | 0 | 0 | 0 | 0 | 0 | 0 | 0 | 0 | 0 | 0 | 0 | 0 | 0 | 0 | 0 | 0 | 0 | 0 | 0 | 0 | 0 | 0 | 0 | 0 | 0 | 0 | 0 | 0 | 0 | 0 | 0 | 0 | 0 | 0 | 0 | 0 | 0 | 0 | 0 | 0 | 0 | 0 | 0 | 0 | 0 | 0 | 0 | 0 | 0 | 0 | 0 | 0 | 0 | 0 | 0 | 0 | 0 | 0 | 0 | 0 | 0 | 0 | 0 | 0 | 0 | 0 | 0 | 0 | 0 | 0 | 0 | 0 | 0 | 0 | 0 | 0 | 0 | 0 | 0 | 0 | 0 | 0 | 0 | 0 | 0 | 0 | 0 | 0 | 0 | 0 | 0 | 0 | 0 | 0 | 0 | 0 | 0 | 0 | 0 | 0 | 0 | 0 | 0 | 0 | 0 | 0 | 0 | 0 | 0 | 0 | 0 | 0 | 0 | 0 | 0 | 0 | 0 | 0 | 0 | 0 | 0 | 0 | 0 | 0 | 0 | 0 | 0 | 0 | 0 | 0 | 0 | 0 | 0 | 0 | 0 | 0 | 0 | 0 | 0 | 0 | 0 | 0 | 0 | 0 | 0 | 0 | 0 | 0 | 0 | 0 | 0 | 0 | 0 | 0 | 0 | 0 | 0 | 0 | 0 | 0 | 0 | 0 | 0 | 0 | 0 | 0 | 0 | 0 | 0 | 0 | 0 | 0 | 0 | 0 | 0 | 0 | 0 | 0 | 0 | 0 | 0 | 0 | 0 | 0 | 0 | 0 | 0 | 0 | 0 | 0 | 0 | 0 | 0 | 0 | 0 | 340
OR_Residential_LI - Single Family_Existing_Space Heating_Natural Gas_Furnace | OR | Residential | LI - Mobile Home | Existing | Space Heating | Natural Gas | Gas Furnace - Maintenance | A | ORM293 | Degraded efficiency 10% below nameplate | Restored to nameplate 80% AFUE | 3 | 65.3391 | 0 | 0 | 76.12 | 0 | 0 | 0 | 0.30173 | 0.25 | household | 35% | 100% | Retrofit | RetroEven20 | 80.75% | TBD | 0% | 0 |  | 0 |  | 0 | IL TRM - 5.3.13 - RS-HVC-FTUN-V06-200101 | GFURN_MNT-Heating-MNTRM-v2.1-1 | IL TRM - 5.3.13 - RS-HVC-FTUN-V06-200101 | Degraded efficiency 10% below nameplate | Degraded efficiency 10% below nameplate | Degraded efficiency 10% below nameplate | Degraded efficiency 10% below nameplate | Degraded efficiency 10% below nameplate | Degraded efficiency 10% below nameplate | Degraded efficiency 10% below nameplate | Degraded efficiency 10% below nameplate | Degraded efficiency 10% below nameplate | Degraded efficiency 10% below nameplate | Degraded efficiency 10% below nameplate | Degraded efficiency 10% below nameplate | Degraded efficiency 10% below nameplate | Degraded efficiency 10% below nameplate | Degraded efficiency 10% below nameplate | Degraded efficiency 10% below nameplate | Degraded efficiency 10% below nameplate | Degraded efficiency 10% below nameplate | Degraded efficiency 10% below nameplate | Degraded efficiency 10% below nameplate | Degraded efficiency 10% below nameplate | Degraded efficiency 10% below nameplate | Degraded efficiency 10% below nameplate | Degraded efficiency 10% below nameplate | Degraded efficiency 10% below nameplate | Degraded efficiency 10% below nameplate | Degraded efficiency 10% below nameplate | Restored to nameplate 80% AFUE | Restored to nameplate 80% AFUE | Restored to nameplate 80% AFUE | Restored to nameplate 80% AFUE | Restored to nameplate 80% AFUE | Restored to nameplate 80% AFUE | Restored to nameplate 80% AFUE | Restored to nameplate 80% AFUE | Restored to nameplate 80% AFUE | Restored to nameplate 80% AFUE | Restored to nameplate 80% AFUE | Restored to nameplate 80% AFUE | Restored to nameplate 80% AFUE | Restored to nameplate 80% AFUE | Restored to nameplate 80% AFUE | Restored to nameplate 80% AFUE | Restored to nameplate 80% AFUE | Restored to nameplate 80% AFUE | Restored to nameplate 80% AFUE | Restored to nameplate 80% AFUE | Restored to nameplate 80% AFUE | Restored to nameplate 80% AFUE | Restored to nameplate 80% AFUE | Restored to nameplate 80% AFUE | Restored to nameplate 80% AFUE | Restored to nameplate 80% AFUE | Restored to nameplate 80% AFUE | 76.12 | 76.12 | 76.12 | 76.12 | 76.12 | 76.12 | 76.12 | 76.12 | 76.12 | 76.12 | 76.12 | 76.12 | 76.12 | 76.12 | 76.12 | 76.12 | 76.12 | 76.12 | 76.12 | 76.12 | 76.12 | 76.12 | 76.12 | 76.12 | 76.12 | 76.12 | 76.12 | 0 | 0 | 0 | 0 | 0 | 0 | 0 | 0 | 0 | 0 | 0 | 0 | 0 | 0 | 0 | 0 | 0 | 0 | 0 | 0 | 0 | 0 | 0 | 0 | 0 | 0 | 0 | 0 | 0 | 0 | 0 | 0 | 0 | 0 | 0 | 0 | 0 | 0 | 0 | 0 | 0 | 0 | 0 | 0 | 0 | 0 | 0 | 0 | 0 | 0 | 0 | 0 | 0 | 0 | 0 | 0 | 0 | 0 | 0 | 0 | 0 | 0 | 0 | 0 | 0 | 0 | 0 | 0 | 0 | 0 | 0 | 0 | 0 | 0 | 0 | 0 | 0 | 0.0325 | 0.0325 | 0.0325 | 0 | 0 | 0 | 0 | 0 | 0 | 0 | 0 | 0 | 0 | 0 | 0 | 0 | 0 | 0 | 0 | 0 | 0 | 0 | 0 | 0 | 0 | 0.0325 | 0.065 | 0.0975 | 0.0975 | 0.0975 | 0.0975 | 0.0975 | 0.0975 | 0.0975 | 0.0975 | 0.0975 | 0.0975 | 0.0975 | 0.0975 | 0.0975 | 0.0975 | 0.0975 | 0.0975 | 0.0975 | 0.0975 | 0.0975 | 0.0975 | 0.0975 | 0.0975 | 0.0975 | 0 | 0 | 0 | 0 | 0 | 0 | 0 | 0 | 0 | 0 | 0 | 0 | 0 | 0 | 0 | 0 | 0 | 0 | 0 | 0 | 0 | 0 | 0 | 0 | 0 | 0 | 0 | 0 | 0 | 0 | 0 | 0 | 0 | 0 | 0 | 0 | 0 | 0 | 0 | 0 | 0 | 0 | 0 | 0 | 0 | 0 | 0 | 0 | 0 | 0 | 0.027625 | 0.027625 | 0.027625 | 0 | 0 | 0 | 0 | 0 | 0 | 0 | 0 | 0 | 0 | 0 | 0 | 0 | 0 | 0 | 0 | 0 | 0 | 0 | 0 | 0 | 0 | 0.027625 | 0.05525 | 0.082875 | 0.082875 | 0.082875 | 0.082875 | 0.082875 | 0.082875 | 0.082875 | 0.082875 | 0.082875 | 0.082875 | 0.082875 | 0.082875 | 0.082875 | 0.082875 | 0.082875 | 0.082875 | 0.082875 | 0.082875 | 0.082875 | 0.082875 | 0.082875 | 0.082875 | 0.082875 | 0 | 0 | 0 | 0 | 0 | 0 | 0 | 0 | 0 | 0 | 0 | 0 | 0 | 0 | 0 | 0 | 0 | 0 | 0 | 0 | 0 | 0 | 0 | 0 | 0 | 0 | 0 | 0 | 0 | 0 | 0 | 0 | 0 | 0 | 0 | 0 | 0 | 0 | 0 | 0 | 0 | 0 | 0 | 0 | 0 | 0 | 0 | 0 | 0 | 0 | 0 | 0 | 0 | 0 | 0 | 0 | 0 | 0 | 0 | 0 | 0 | 0 | 0 | 0 | 0 | 0 | 0 | 0 | 0 | 0 | 0 | 0 | 0 | 0 | 0 | 0 | 0 | 0 | 0 | 0 | 0 | 0 | 0 | 0 | 0 | 0 | 0 | 0 | 0 | 0 | 0 | 0 | 0 | 0 | 0 | 0 | 0 | 0 | 0 | 0 | 0 | 0 | 0 | 0 | 0 | 0 | 0 | 0 | 0 | 0 | 0 | 0 | 0 | 0 | 0 | 0 | 0 | 0 | 0 | 0 | 0 | 0 | 0 | 0 | 0 | 0 | 0 | 0 | 0 | 0 | 0 | 0 | 0 | 0 | 0 | 0 | 0 | 0 | 0 | 0 | 0 | 0 | 0 | 0 | 0 | 0 | 0 | 0 | 0 | 0 | 0 | 0 | 0 | 0 | 0 | 0 | 0 | 0 | 0 | 0 | 0 | 0 | 0 | 0 | 0 | 0 | 0 | 0 | 0 | 0 | 0 | 0 | 0 | 0 | 0 | 0 | 0 | 0 | 0 | 0 | 0 | 0 | 0 | 0 | 0 | 0 | 0 | 0 | 0 | 0 | 0 | 0 | 0 | 0 | 0 | 0 | 0 | 0 | 0 | 0 | 0 | 0 | 0 | 0 | 0 | 0 | 0 | 0 | 0 | 0 | 0 | 0 | 0 | 0 | 0 | 0 | 0 | 0 | 0 | 0 | 0 | 0 | 0 | 0 | 0 | 0 | 0 | 0 | 0 | 0 | 0 | 0 | 0 | 0 | 0 | 0 | 0 | 0 | 0 | 0 | 0 | 0 | 0 | 0 | 0 | 0 | 0 | 0 | 0 | 0 | 341
OR_Residential_LI - Single Family_Existing_Space Heating_Natural Gas_Furnace | OR | Residential | LI - Mobile Home | Existing | Space Heating | Natural Gas | Gas Boiler - Hot Water Reset | A | ORM294 | No reset controls | Reset control installed | 16 | 19.9622 | 0 | 0 | 676.33 | 0 | 0 | 0 | 0.30173 | 0.25 | household | 10% | 100% | Retrofit | Retro5Med | 81.71% | TBD | 0% | 0 |  | 0 |  | 0 | IL TRM - 5.3.14 - RS-HVC-BREC-V03-210101 | IL TRM - 5.3.14 - RS-HVC-BREC-V03-210101 | IL TRM - 5.3.14 - RS-HVC-BREC-V03-210101 | No reset controls | No reset controls | No reset controls | No reset controls | No reset controls | No reset controls | No reset controls | No reset controls | No reset controls | No reset controls | No reset controls | No reset controls | No reset controls | No reset controls | No reset controls | No reset controls | No reset controls | No reset controls | No reset controls | No reset controls | No reset controls | No reset controls | No reset controls | No reset controls | No reset controls | No reset controls | No reset controls | Reset control installed | Reset control installed | Reset control installed | Reset control installed | Reset control installed | Reset control installed | Reset control installed | Reset control installed | Reset control installed | Reset control installed | Reset control installed | Reset control installed | Reset control installed | Reset control installed | Reset control installed | Reset control installed | Reset control installed | Reset control installed | Reset control installed | Reset control installed | Reset control installed | Reset control installed | Reset control installed | Reset control installed | Reset control installed | Reset control installed | Reset control installed | 676.33 | 676.33 | 676.33 | 676.33 | 676.33 | 676.33 | 676.33 | 676.33 | 676.33 | 676.33 | 676.33 | 676.33 | 676.33 | 676.33 | 676.33 | 676.33 | 676.33 | 676.33 | 676.33 | 676.33 | 676.33 | 676.33 | 676.33 | 676.33 | 676.33 | 676.33 | 676.33 | 0 | 0 | 0 | 0 | 0 | 0 | 0 | 0 | 0 | 0 | 0 | 0 | 0 | 0 | 0 | 0 | 0 | 0 | 0 | 0 | 0 | 0 | 0 | 0 | 0 | 0 | 0 | 0 | 0 | 0 | 0 | 0 | 0 | 0 | 0 | 0 | 0 | 0 | 0 | 0 | 0 | 0 | 0 | 0 | 0 | 0 | 0 | 0 | 0 | 0 | 0 | 0 | 0 | 0 | 0 | 0 | 0 | 0 | 0 | 0 | 0 | 0 | 0 | 0 | 0 | 0 | 0 | 0 | 0 | 0 | 0 | 0 | 0 | 0 | 0 | 0 | 0 | 0.0387 | 0.047517 | 0.058147 | 0.0675 | 0.076992 | 0.090013 | 0.098746 | 0.10088 | 0.095063 | 0.081715 | 0.063235 | 0.04185 | 0.0243 | 0.0117 | 0.00495 | 0.0018 | 0 | 0 | 0 | 0 | 0 | 0 | 0 | 0 | 0 | 0.0387 | 0.086217 | 0.14436 | 0.21186 | 0.28886 | 0.37887 | 0.47762 | 0.57849 | 0.67356 | 0.75527 | 0.81851 | 0.86036 | 0.88466 | 0.89636 | 0.90131 | 0.90311 | 0.90311 | 0.90311 | 0.90311 | 0.90311 | 0.90311 | 0.90311 | 0.90311 | 0.90311 | 0.90311 | 0 | 0 | 0 | 0 | 0 | 0 | 0 | 0 | 0 | 0 | 0 | 0 | 0 | 0 | 0 | 0 | 0 | 0 | 0 | 0 | 0 | 0 | 0 | 0 | 0 | 0 | 0 | 0 | 0 | 0 | 0 | 0 | 0 | 0 | 0 | 0 | 0 | 0 | 0 | 0 | 0 | 0 | 0 | 0 | 0 | 0 | 0 | 0 | 0 | 0 | 0.032895 | 0.04039 | 0.049425 | 0.057375 | 0.065443 | 0.076511 | 0.083934 | 0.085745 | 0.080804 | 0.069458 | 0.053749 | 0.035572 | 0.020655 | 0.009945 | 0.0042075 | 0.00153 | 0 | 0 | 0 | 0 | 0 | 0 | 0 | 0 | 0 | 0.032895 | 0.073285 | 0.12271 | 0.18009 | 0.24553 | 0.32204 | 0.40597 | 0.49172 | 0.57252 | 0.64198 | 0.69573 | 0.7313 | 0.75196 | 0.7619 | 0.76611 | 0.76764 | 0.76764 | 0.76764 | 0.76764 | 0.76764 | 0.76764 | 0.76764 | 0.76764 | 0.76764 | 0.76764 | 0 | 0 | 0 | 0 | 0 | 0 | 0 | 0 | 0 | 0 | 0 | 0 | 0 | 0 | 0 | 0 | 0 | 0 | 0 | 0 | 0 | 0 | 0 | 0 | 0 | 0 | 0 | 0 | 0 | 0 | 0 | 0 | 0 | 0 | 0 | 0 | 0 | 0 | 0 | 0 | 0 | 0 | 0 | 0 | 0 | 0 | 0 | 0 | 0 | 0 | 0 | 0 | 0 | 0 | 0 | 0 | 0 | 0 | 0 | 0 | 0 | 0 | 0 | 0 | 0 | 0 | 0 | 0 | 0 | 0 | 0 | 0 | 0 | 0 | 0 | 0 | 0 | 0 | 0 | 0 | 0 | 0 | 0 | 0 | 0 | 0 | 0 | 0 | 0 | 0 | 0 | 0 | 0 | 0 | 0 | 0 | 0 | 0 | 0 | 0 | 0 | 0 | 0 | 0 | 0 | 0 | 0 | 0 | 0 | 0 | 0 | 0 | 0 | 0 | 0 | 0 | 0 | 0 | 0 | 0 | 0 | 0 | 0 | 0 | 0 | 0 | 0 | 0 | 0 | 0 | 0 | 0 | 0 | 0 | 0 | 0 | 0 | 0 | 0 | 0 | 0 | 0 | 0 | 0 | 0 | 0 | 0 | 0 | 0 | 0 | 0 | 0 | 0 | 0 | 0 | 0 | 0 | 0 | 0 | 0 | 0 | 0 | 0 | 0 | 0 | 0 | 0 | 0 | 0 | 0 | 0 | 0 | 0 | 0 | 0 | 0 | 0 | 0 | 0 | 0 | 0 | 0 | 0 | 0 | 0 | 0 | 0 | 0 | 0 | 0 | 0 | 0 | 0 | 0 | 0 | 0 | 0 | 0 | 0 | 0 | 0 | 0 | 0 | 0 | 0 | 0 | 0 | 0 | 0 | 0 | 0 | 0 | 0 | 0 | 0 | 0 | 0 | 0 | 0 | 0 | 0 | 0 | 0 | 0 | 0 | 0 | 0 | 0 | 0 | 0 | 0 | 0 | 0 | 0 | 0 | 0 | 0 | 0 | 0 | 0 | 0 | 0 | 0 | 0 | 0 | 0 | 0 | 0 | 0 | 0 | 342
OR_Residential_LI - Single Family_Existing_Space Heating_Natural Gas_Furnace | OR | Residential | LI - Mobile Home | Existing | Space Heating | Natural Gas | Gas Boiler - Steam Trap Maintenance | A | ORM295 | Degraded system | Cleaned and restored | 6 | 228.0367 | 0 | 0 | 79.68 | 0 | 0 | 0 | 0.30173 | 0.25 | perBldg | 0% | 20% | Retrofit | RetroEven20 | 80.75% | TBD | 0% | 0 |  | 0 |  | 0 | IL TRM - 4.4.16 - CI-HVC-STRE-V08-210101 | IL TRM - 4.4.16 - CI-HVC-STRE-V08-210101 | IL TRM - 4.4.16 - CI-HVC-STRE-V08-210101 | Degraded system | Degraded system | Degraded system | Degraded system | Degraded system | Degraded system | Degraded system | Degraded system | Degraded system | Degraded system | Degraded system | Degraded system | Degraded system | Degraded system | Degraded system | Degraded system | Degraded system | Degraded system | Degraded system | Degraded system | Degraded system | Degraded system | Degraded system | Degraded system | Degraded system | Degraded system | Degraded system | Cleaned and restored | Cleaned and restored | Cleaned and restored | Cleaned and restored | Cleaned and restored | Cleaned and restored | Cleaned and restored | Cleaned and restored | Cleaned and restored | Cleaned and restored | Cleaned and restored | Cleaned and restored | Cleaned and restored | Cleaned and restored | Cleaned and restored | Cleaned and restored | Cleaned and restored | Cleaned and restored | Cleaned and restored | Cleaned and restored | Cleaned and restored | Cleaned and restored | Cleaned and restored | Cleaned and restored | Cleaned and restored | Cleaned and restored | Cleaned and restored | 79.68 | 79.68 | 79.68 | 79.68 | 79.68 | 79.68 | 79.68 | 79.68 | 79.68 | 79.68 | 79.68 | 79.68 | 79.68 | 79.68 | 79.68 | 79.68 | 79.68 | 79.68 | 79.68 | 79.68 | 79.68 | 79.68 | 79.68 | 79.68 | 79.68 | 79.68 | 79.68 | 0 | 0 | 0 | 0 | 0 | 0 | 0 | 0 | 0 | 0 | 0 | 0 | 0 | 0 | 0 | 0 | 0 | 0 | 0 | 0 | 0 | 0 | 0 | 0 | 0 | 0 | 0 | 0 | 0 | 0 | 0 | 0 | 0 | 0 | 0 | 0 | 0 | 0 | 0 | 0 | 0 | 0 | 0 | 0 | 0 | 0 | 0 | 0 | 0 | 0 | 0 | 0 | 0 | 0 | 0 | 0 | 0 | 0 | 0 | 0 | 0 | 0 | 0 | 0 | 0 | 0 | 0 | 0 | 0 | 0 | 0 | 0 | 0 | 0 | 0 | 0 | 0 | 0.01 | 0.01 | 0.01 | 0.01 | 0.01 | 0.01 | 0 | 0 | 0 | 0 | 0 | 0 | 0 | 0 | 0 | 0 | 0 | 0 | 0 | 0 | 0 | 0 | 0 | 0 | 0 | 0.01 | 0.02 | 0.03 | 0.04 | 0.05 | 0.06 | 0.06 | 0.06 | 0.06 | 0.06 | 0.06 | 0.06 | 0.06 | 0.06 | 0.06 | 0.06 | 0.06 | 0.06 | 0.06 | 0.06 | 0.06 | 0.06 | 0.06 | 0.06 | 0.06 | 0 | 0 | 0 | 0 | 0 | 0 | 0 | 0 | 0 | 0 | 0 | 0 | 0 | 0 | 0 | 0 | 0 | 0 | 0 | 0 | 0 | 0 | 0 | 0 | 0 | 0 | 0 | 0 | 0 | 0 | 0 | 0 | 0 | 0 | 0 | 0 | 0 | 0 | 0 | 0 | 0 | 0 | 0 | 0 | 0 | 0 | 0 | 0 | 0 | 0 | 0.0085 | 0.0085 | 0.0085 | 0.0085 | 0.0085 | 0.0085 | 0 | 0 | 0 | 0 | 0 | 0 | 0 | 0 | 0 | 0 | 0 | 0 | 0 | 0 | 0 | 0 | 0 | 0 | 0 | 0.0085 | 0.017 | 0.0255 | 0.034 | 0.0425 | 0.051 | 0.051 | 0.051 | 0.051 | 0.051 | 0.051 | 0.051 | 0.051 | 0.051 | 0.051 | 0.051 | 0.051 | 0.051 | 0.051 | 0.051 | 0.051 | 0.051 | 0.051 | 0.051 | 0.051 | 0 | 0 | 0 | 0 | 0 | 0 | 0 | 0 | 0 | 0 | 0 | 0 | 0 | 0 | 0 | 0 | 0 | 0 | 0 | 0 | 0 | 0 | 0 | 0 | 0 | 0 | 0 | 0 | 0 | 0 | 0 | 0 | 0 | 0 | 0 | 0 | 0 | 0 | 0 | 0 | 0 | 0 | 0 | 0 | 0 | 0 | 0 | 0 | 0 | 0 | 0 | 0 | 0 | 0 | 0 | 0 | 0 | 0 | 0 | 0 | 0 | 0 | 0 | 0 | 0 | 0 | 0 | 0 | 0 | 0 | 0 | 0 | 0 | 0 | 0 | 0 | 0 | 0 | 0 | 0 | 0 | 0 | 0 | 0 | 0 | 0 | 0 | 0 | 0 | 0 | 0 | 0 | 0 | 0 | 0 | 0 | 0 | 0 | 0 | 0 | 0 | 0 | 0 | 0 | 0 | 0 | 0 | 0 | 0 | 0 | 0 | 0 | 0 | 0 | 0 | 0 | 0 | 0 | 0 | 0 | 0 | 0 | 0 | 0 | 0 | 0 | 0 | 0 | 0 | 0 | 0 | 0 | 0 | 0 | 0 | 0 | 0 | 0 | 0 | 0 | 0 | 0 | 0 | 0 | 0 | 0 | 0 | 0 | 0 | 0 | 0 | 0 | 0 | 0 | 0 | 0 | 0 | 0 | 0 | 0 | 0 | 0 | 0 | 0 | 0 | 0 | 0 | 0 | 0 | 0 | 0 | 0 | 0 | 0 | 0 | 0 | 0 | 0 | 0 | 0 | 0 | 0 | 0 | 0 | 0 | 0 | 0 | 0 | 0 | 0 | 0 | 0 | 0 | 0 | 0 | 0 | 0 | 0 | 0 | 0 | 0 | 0 | 0 | 0 | 0 | 0 | 0 | 0 | 0 | 0 | 0 | 0 | 0 | 0 | 0 | 0 | 0 | 0 | 0 | 0 | 0 | 0 | 0 | 0 | 0 | 0 | 0 | 0 | 0 | 0 | 0 | 0 | 0 | 0 | 0 | 0 | 0 | 0 | 0 | 0 | 0 | 0 | 0 | 0 | 0 | 0 | 0 | 0 | 0 | 0 | 343
OR_Residential_LI - Single Family_Existing_Space Heating_Natural Gas_Furnace | OR | Residential | LI - Mobile Home | Existing | Space Heating | Natural Gas | Gas Boiler - Maintenance | A | ORM296 | Degraded efficiency 10% below nameplate | Restored to nameplate 80% AFUE | 3 | 11.3826 | 0 | 0 | 122.57 | 0 | 0 | 0 | 0.30173 | 0.25 | household | 35% | 90% | Retrofit | RetroEven20 | 80.75% | TBD | 0% | 0 |  | 0 |  | 0 | IL TRM - 5.3.13 - RS-HVC-FTUN-V06-210101 | RSMeans 2015 | BEST | Degraded efficiency 10% below nameplate | Degraded efficiency 10% below nameplate | Degraded efficiency 10% below nameplate | Degraded efficiency 10% below nameplate | Degraded efficiency 10% below nameplate | Degraded efficiency 10% below nameplate | Degraded efficiency 10% below nameplate | Degraded efficiency 10% below nameplate | Degraded efficiency 10% below nameplate | Degraded efficiency 10% below nameplate | Degraded efficiency 10% below nameplate | Degraded efficiency 10% below nameplate | Degraded efficiency 10% below nameplate | Degraded efficiency 10% below nameplate | Degraded efficiency 10% below nameplate | Degraded efficiency 10% below nameplate | Degraded efficiency 10% below nameplate | Degraded efficiency 10% below nameplate | Degraded efficiency 10% below nameplate | Degraded efficiency 10% below nameplate | Degraded efficiency 10% below nameplate | Degraded efficiency 10% below nameplate | Degraded efficiency 10% below nameplate | Degraded efficiency 10% below nameplate | Degraded efficiency 10% below nameplate | Degraded efficiency 10% below nameplate | Degraded efficiency 10% below nameplate | Restored to nameplate 80% AFUE | Restored to nameplate 80% AFUE | Restored to nameplate 80% AFUE | Restored to nameplate 80% AFUE | Restored to nameplate 80% AFUE | Restored to nameplate 80% AFUE | Restored to nameplate 80% AFUE | Restored to nameplate 80% AFUE | Restored to nameplate 80% AFUE | Restored to nameplate 80% AFUE | Restored to nameplate 80% AFUE | Restored to nameplate 80% AFUE | Restored to nameplate 80% AFUE | Restored to nameplate 80% AFUE | Restored to nameplate 80% AFUE | Restored to nameplate 80% AFUE | Restored to nameplate 80% AFUE | Restored to nameplate 80% AFUE | Restored to nameplate 80% AFUE | Restored to nameplate 80% AFUE | Restored to nameplate 80% AFUE | Restored to nameplate 80% AFUE | Restored to nameplate 80% AFUE | Restored to nameplate 80% AFUE | Restored to nameplate 80% AFUE | Restored to nameplate 80% AFUE | Restored to nameplate 80% AFUE | 122.57 | 122.57 | 122.57 | 122.57 | 122.57 | 122.57 | 122.57 | 122.57 | 122.57 | 122.57 | 122.57 | 122.57 | 122.57 | 122.57 | 122.57 | 122.57 | 122.57 | 122.57 | 122.57 | 122.57 | 122.57 | 122.57 | 122.57 | 122.57 | 122.57 | 122.57 | 122.57 | 0 | 0 | 0 | 0 | 0 | 0 | 0 | 0 | 0 | 0 | 0 | 0 | 0 | 0 | 0 | 0 | 0 | 0 | 0 | 0 | 0 | 0 | 0 | 0 | 0 | 0 | 0 | 0 | 0 | 0 | 0 | 0 | 0 | 0 | 0 | 0 | 0 | 0 | 0 | 0 | 0 | 0 | 0 | 0 | 0 | 0 | 0 | 0 | 0 | 0 | 0 | 0 | 0 | 0 | 0 | 0 | 0 | 0 | 0 | 0 | 0 | 0 | 0 | 0 | 0 | 0 | 0 | 0 | 0 | 0 | 0 | 0 | 0 | 0 | 0 | 0 | 0 | 0.0275 | 0.0275 | 0.0275 | 0 | 0 | 0 | 0 | 0 | 0 | 0 | 0 | 0 | 0 | 0 | 0 | 0 | 0 | 0 | 0 | 0 | 0 | 0 | 0 | 0 | 0 | 0.0275 | 0.055 | 0.0825 | 0.0825 | 0.0825 | 0.0825 | 0.0825 | 0.0825 | 0.0825 | 0.0825 | 0.0825 | 0.0825 | 0.0825 | 0.0825 | 0.0825 | 0.0825 | 0.0825 | 0.0825 | 0.0825 | 0.0825 | 0.0825 | 0.0825 | 0.0825 | 0.0825 | 0.0825 | 0 | 0 | 0 | 0 | 0 | 0 | 0 | 0 | 0 | 0 | 0 | 0 | 0 | 0 | 0 | 0 | 0 | 0 | 0 | 0 | 0 | 0 | 0 | 0 | 0 | 0 | 0 | 0 | 0 | 0 | 0 | 0 | 0 | 0 | 0 | 0 | 0 | 0 | 0 | 0 | 0 | 0 | 0 | 0 | 0 | 0 | 0 | 0 | 0 | 0 | 0.023375 | 0.023375 | 0.023375 | 0 | 0 | 0 | 0 | 0 | 0 | 0 | 0 | 0 | 0 | 0 | 0 | 0 | 0 | 0 | 0 | 0 | 0 | 0 | 0 | 0 | 0 | 0.023375 | 0.04675 | 0.070125 | 0.070125 | 0.070125 | 0.070125 | 0.070125 | 0.070125 | 0.070125 | 0.070125 | 0.070125 | 0.070125 | 0.070125 | 0.070125 | 0.070125 | 0.070125 | 0.070125 | 0.070125 | 0.070125 | 0.070125 | 0.070125 | 0.070125 | 0.070125 | 0.070125 | 0.070125 | 0 | 0 | 0 | 0 | 0 | 0 | 0 | 0 | 0 | 0 | 0 | 0 | 0 | 0 | 0 | 0 | 0 | 0 | 0 | 0 | 0 | 0 | 0 | 0 | 0 | 0 | 0 | 0 | 0 | 0 | 0 | 0 | 0 | 0 | 0 | 0 | 0 | 0 | 0 | 0 | 0 | 0 | 0 | 0 | 0 | 0 | 0 | 0 | 0 | 0 | 0 | 0 | 0 | 0 | 0 | 0 | 0 | 0 | 0 | 0 | 0 | 0 | 0 | 0 | 0 | 0 | 0 | 0 | 0 | 0 | 0 | 0 | 0 | 0 | 0 | 0 | 0 | 0 | 0 | 0 | 0 | 0 | 0 | 0 | 0 | 0 | 0 | 0 | 0 | 0 | 0 | 0 | 0 | 0 | 0 | 0 | 0 | 0 | 0 | 0 | 0 | 0 | 0 | 0 | 0 | 0 | 0 | 0 | 0 | 0 | 0 | 0 | 0 | 0 | 0 | 0 | 0 | 0 | 0 | 0 | 0 | 0 | 0 | 0 | 0 | 0 | 0 | 0 | 0 | 0 | 0 | 0 | 0 | 0 | 0 | 0 | 0 | 0 | 0 | 0 | 0 | 0 | 0 | 0 | 0 | 0 | 0 | 0 | 0 | 0 | 0 | 0 | 0 | 0 | 0 | 0 | 0 | 0 | 0 | 0 | 0 | 0 | 0 | 0 | 0 | 0 | 0 | 0 | 0 | 0 | 0 | 0 | 0 | 0 | 0 | 0 | 0 | 0 | 0 | 0 | 0 | 0 | 0 | 0 | 0 | 0 | 0 | 0 | 0 | 0 | 0 | 0 | 0 | 0 | 0 | 0 | 0 | 0 | 0 | 0 | 0 | 0 | 0 | 0 | 0 | 0 | 0 | 0 | 0 | 0 | 0 | 0 | 0 | 0 | 0 | 0 | 0 | 0 | 0 | 0 | 0 | 0 | 0 | 0 | 0 | 0 | 0 | 0 | 0 | 0 | 0 | 0 | 0 | 0 | 0 | 0 | 0 | 0 | 0 | 0 | 0 | 0 | 0 | 0 | 0 | 0 | 0 | 0 | 0 | 0 | 344
OR_Residential_LI - Single Family_Existing_Space Heating_Natural Gas_Furnace | OR | Residential | LI - Mobile Home | Existing | Space Heating | Natural Gas | Gas Boiler - Pipe Insulation | A | ORM297 | No insulation | Pipe insulated throughout home | 15 | 0.3 | 0 | 0 | 3.06 | 0 | 0 | 0 | 0.30173 | 0.25 | boil pipe | 22% | 25% | Retrofit | Retro12Med | 75.44% | TBD | 0% | 0 |  | 0 |  | 0 | IL TRM - 5.3.2 - RS-HVC-PINS-V05-220101 | IL TRM - 5.3.2 - RS-HVC-PINS-V05-220101 | IL TRM - 5.3.2 - RS-HVC-PINS-V05-220101 | No insulation | No insulation | No insulation | No insulation | No insulation | No insulation | No insulation | No insulation | No insulation | No insulation | No insulation | No insulation | No insulation | No insulation | No insulation | No insulation | No insulation | No insulation | No insulation | No insulation | No insulation | No insulation | No insulation | No insulation | No insulation | No insulation | No insulation | Pipe insulated throughout home | Pipe insulated throughout home | Pipe insulated throughout home | Pipe insulated throughout home | Pipe insulated throughout home | Pipe insulated throughout home | Pipe insulated throughout home | Pipe insulated throughout home | Pipe insulated throughout home | Pipe insulated throughout home | Pipe insulated throughout home | Pipe insulated throughout home | Pipe insulated throughout home | Pipe insulated throughout home | Pipe insulated throughout home | Pipe insulated throughout home | Pipe insulated throughout home | Pipe insulated throughout home | Pipe insulated throughout home | Pipe insulated throughout home | Pipe insulated throughout home | Pipe insulated throughout home | Pipe insulated throughout home | Pipe insulated throughout home | Pipe insulated throughout home | Pipe insulated throughout home | Pipe insulated throughout home | 3.06 | 3.06 | 3.06 | 3.06 | 3.06 | 3.06 | 3.06 | 3.06 | 3.06 | 3.06 | 3.06 | 3.06 | 3.06 | 3.06 | 3.06 | 3.06 | 3.06 | 3.06 | 3.06 | 3.06 | 3.06 | 3.06 | 3.06 | 3.06 | 3.06 | 3.06 | 3.06 | 0 | 0 | 0 | 0 | 0 | 0 | 0 | 0 | 0 | 0 | 0 | 0 | 0 | 0 | 0 | 0 | 0 | 0 | 0 | 0 | 0 | 0 | 0 | 0 | 0 | 0 | 0 | 0 | 0 | 0 | 0 | 0 | 0 | 0 | 0 | 0 | 0 | 0 | 0 | 0 | 0 | 0 | 0 | 0 | 0 | 0 | 0 | 0 | 0 | 0 | 0 | 0 | 0 | 0 | 0 | 0 | 0 | 0 | 0 | 0 | 0 | 0 | 0 | 0 | 0 | 0 | 0 | 0 | 0 | 0 | 0 | 0 | 0 | 0 | 0 | 0 | 0 | 0.17983 | 0.17983 | 0.17983 | 0.17983 | 0.17983 | 0.16185 | 0.12948 | 0.10358 | 0.082868 | 0.066294 | 0.053035 | 0.042428 | 0.033943 | 0.027154 | 0.021723 | 0 | 0 | 0 | 0 | 0 | 0 | 0 | 0 | 0 | 0 | 0.17983 | 0.35967 | 0.5395 | 0.71934 | 0.89917 | 1.061 | 1.1905 | 1.2941 | 1.377 | 1.4433 | 1.4963 | 1.5387 | 1.5727 | 1.5998 | 1.6215 | 1.6215 | 1.6215 | 1.6215 | 1.6215 | 1.6215 | 1.6215 | 1.6215 | 1.6215 | 1.6215 | 1.6215 | 0 | 0 | 0 | 0 | 0 | 0 | 0 | 0 | 0 | 0 | 0 | 0 | 0 | 0 | 0 | 0 | 0 | 0 | 0 | 0 | 0 | 0 | 0 | 0 | 0 | 0 | 0 | 0 | 0 | 0 | 0 | 0 | 0 | 0 | 0 | 0 | 0 | 0 | 0 | 0 | 0 | 0 | 0 | 0 | 0 | 0 | 0 | 0 | 0 | 0 | 0.15286 | 0.15286 | 0.15286 | 0.15286 | 0.15286 | 0.13757 | 0.11006 | 0.088047 | 0.070438 | 0.05635 | 0.04508 | 0.036064 | 0.028851 | 0.023081 | 0.018465 | 0 | 0 | 0 | 0 | 0 | 0 | 0 | 0 | 0 | 0 | 0.15286 | 0.30572 | 0.45858 | 0.61144 | 0.7643 | 0.90187 | 1.0119 | 1.1 | 1.1704 | 1.2268 | 1.2718 | 1.3079 | 1.3368 | 1.3598 | 1.3783 | 1.3783 | 1.3783 | 1.3783 | 1.3783 | 1.3783 | 1.3783 | 1.3783 | 1.3783 | 1.3783 | 1.3783 | 0 | 0 | 0 | 0 | 0 | 0 | 0 | 0 | 0 | 0 | 0 | 0 | 0 | 0 | 0 | 0 | 0 | 0 | 0 | 0 | 0 | 0 | 0 | 0 | 0 | 0 | 0 | 0 | 0 | 0 | 0 | 0 | 0 | 0 | 0 | 0 | 0 | 0 | 0 | 0 | 0 | 0 | 0 | 0 | 0 | 0 | 0 | 0 | 0 | 0 | 0 | 0 | 0 | 0 | 0 | 0 | 0 | 0 | 0 | 0 | 0 | 0 | 0 | 0 | 0 | 0 | 0 | 0 | 0 | 0 | 0 | 0 | 0 | 0 | 0 | 0 | 0 | 0 | 0 | 0 | 0 | 0 | 0 | 0 | 0 | 0 | 0 | 0 | 0 | 0 | 0 | 0 | 0 | 0 | 0 | 0 | 0 | 0 | 0 | 0 | 0 | 0 | 0 | 0 | 0 | 0 | 0 | 0 | 0 | 0 | 0 | 0 | 0 | 0 | 0 | 0 | 0 | 0 | 0 | 0 | 0 | 0 | 0 | 0 | 0 | 0 | 0 | 0 | 0 | 0 | 0 | 0 | 0 | 0 | 0 | 0 | 0 | 0 | 0 | 0 | 0 | 0 | 0 | 0 | 0 | 0 | 0 | 0 | 0 | 0 | 0 | 0 | 0 | 0 | 0 | 0 | 0 | 0 | 0 | 0 | 0 | 0 | 0 | 0 | 0 | 0 | 0 | 0 | 0 | 0 | 0 | 0 | 0 | 0 | 0 | 0 | 0 | 0 | 0 | 0 | 0 | 0 | 0 | 0 | 0 | 0 | 0 | 0 | 0 | 0 | 0 | 0 | 0 | 0 | 0 | 0 | 0 | 0 | 0 | 0 | 0 | 0 | 0 | 0 | 0 | 0 | 0 | 0 | 0 | 0 | 0 | 0 | 0 | 0 | 0 | 0 | 0 | 0 | 0 | 0 | 0 | 0 | 0 | 0 | 0 | 0 | 0 | 0 | 0 | 0 | 0 | 0 | 0 | 0 | 0 | 0 | 0 | 0 | 0 | 0 | 0 | 0 | 0 | 0 | 0 | 0 | 0 | 0 | 0 | 0 | 345
OR_Residential_LI - Single Family_Existing_Space Heating_Natural Gas_Furnace | OR | Residential | LI - Mobile Home | Existing | Space Heating | Natural Gas | Gas Boiler - Thermostatic Radiator Valves | A | ORM298 | None | Installed | 15 | 11.9773 | 0 | 0 | 43.19 | 0 | 0 | 0 | 0.30173 | 0.25 | radiator | 0% | 5% | Retrofit | Retro5Med | 81.71% | TBD | 0% | 0 |  | 0 |  | 0 | IL TRM - 5.3.19 - RS-HVC-TRVS-V01-210101 | AEG Cost Characterization, 2021 | IL TRM - 5.3.19 - RS-HVC-TRVS-V01-210101 | None | None | None | None | None | None | None | None | None | None | None | None | None | None | None | None | None | None | None | None | None | None | None | None | None | None | None | Installed | Installed | Installed | Installed | Installed | Installed | Installed | Installed | Installed | Installed | Installed | Installed | Installed | Installed | Installed | Installed | Installed | Installed | Installed | Installed | Installed | Installed | Installed | Installed | Installed | Installed | Installed | 43.19 | 43.19 | 43.19 | 43.19 | 43.19 | 43.19 | 43.19 | 43.19 | 43.19 | 43.19 | 43.19 | 43.19 | 43.19 | 43.19 | 43.19 | 43.19 | 43.19 | 43.19 | 43.19 | 43.19 | 43.19 | 43.19 | 43.19 | 43.19 | 43.19 | 43.19 | 43.19 | 0 | 0 | 0 | 0 | 0 | 0 | 0 | 0 | 0 | 0 | 0 | 0 | 0 | 0 | 0 | 0 | 0 | 0 | 0 | 0 | 0 | 0 | 0 | 0 | 0 | 0 | 0 | 0 | 0 | 0 | 0 | 0 | 0 | 0 | 0 | 0 | 0 | 0 | 0 | 0 | 0 | 0 | 0 | 0 | 0 | 0 | 0 | 0 | 0 | 0 | 0 | 0 | 0 | 0 | 0 | 0 | 0 | 0 | 0 | 0 | 0 | 0 | 0 | 0 | 0 | 0 | 0 | 0 | 0 | 0 | 0 | 0 | 0 | 0 | 0 | 0 | 0 | 0.01075 | 0.013199 | 0.016152 | 0.01875 | 0.021387 | 0.025004 | 0.027429 | 0.028021 | 0.026407 | 0.022699 | 0.017565 | 0.011625 | 0.00675 | 0.00325 | 0.001375 | 0 | 0 | 0 | 0 | 0 | 0 | 0 | 0 | 0 | 0 | 0.01075 | 0.023949 | 0.040101 | 0.058851 | 0.080238 | 0.10524 | 0.13267 | 0.16069 | 0.1871 | 0.2098 | 0.22736 | 0.23899 | 0.24574 | 0.24899 | 0.25036 | 0.25036 | 0.25036 | 0.25036 | 0.25036 | 0.25036 | 0.25036 | 0.25036 | 0.25036 | 0.25036 | 0.25036 | 0 | 0 | 0 | 0 | 0 | 0 | 0 | 0 | 0 | 0 | 0 | 0 | 0 | 0 | 0 | 0 | 0 | 0 | 0 | 0 | 0 | 0 | 0 | 0 | 0 | 0 | 0 | 0 | 0 | 0 | 0 | 0 | 0 | 0 | 0 | 0 | 0 | 0 | 0 | 0 | 0 | 0 | 0 | 0 | 0 | 0 | 0 | 0 | 0 | 0 | 0.0091375 | 0.011219 | 0.013729 | 0.015938 | 0.018179 | 0.021253 | 0.023315 | 0.023818 | 0.022446 | 0.019294 | 0.01493 | 0.0098812 | 0.0057375 | 0.0027625 | 0.0011687 | 0 | 0 | 0 | 0 | 0 | 0 | 0 | 0 | 0 | 0 | 0.0091375 | 0.020357 | 0.034086 | 0.050024 | 0.068202 | 0.089456 | 0.11277 | 0.13659 | 0.15903 | 0.17833 | 0.19326 | 0.20314 | 0.20888 | 0.21164 | 0.21281 | 0.21281 | 0.21281 | 0.21281 | 0.21281 | 0.21281 | 0.21281 | 0.21281 | 0.21281 | 0.21281 | 0.21281 | 0 | 0 | 0 | 0 | 0 | 0 | 0 | 0 | 0 | 0 | 0 | 0 | 0 | 0 | 0 | 0 | 0 | 0 | 0 | 0 | 0 | 0 | 0 | 0 | 0 | 0 | 0 | 0 | 0 | 0 | 0 | 0 | 0 | 0 | 0 | 0 | 0 | 0 | 0 | 0 | 0 | 0 | 0 | 0 | 0 | 0 | 0 | 0 | 0 | 0 | 0 | 0 | 0 | 0 | 0 | 0 | 0 | 0 | 0 | 0 | 0 | 0 | 0 | 0 | 0 | 0 | 0 | 0 | 0 | 0 | 0 | 0 | 0 | 0 | 0 | 0 | 0 | 0 | 0 | 0 | 0 | 0 | 0 | 0 | 0 | 0 | 0 | 0 | 0 | 0 | 0 | 0 | 0 | 0 | 0 | 0 | 0 | 0 | 0 | 0 | 0 | 0 | 0 | 0 | 0 | 0 | 0 | 0 | 0 | 0 | 0 | 0 | 0 | 0 | 0 | 0 | 0 | 0 | 0 | 0 | 0 | 0 | 0 | 0 | 0 | 0 | 0 | 0 | 0 | 0 | 0 | 0 | 0 | 0 | 0 | 0 | 0 | 0 | 0 | 0 | 0 | 0 | 0 | 0 | 0 | 0 | 0 | 0 | 0 | 0 | 0 | 0 | 0 | 0 | 0 | 0 | 0 | 0 | 0 | 0 | 0 | 0 | 0 | 0 | 0 | 0 | 0 | 0 | 0 | 0 | 0 | 0 | 0 | 0 | 0 | 0 | 0 | 0 | 0 | 0 | 0 | 0 | 0 | 0 | 0 | 0 | 0 | 0 | 0 | 0 | 0 | 0 | 0 | 0 | 0 | 0 | 0 | 0 | 0 | 0 | 0 | 0 | 0 | 0 | 0 | 0 | 0 | 0 | 0 | 0 | 0 | 0 | 0 | 0 | 0 | 0 | 0 | 0 | 0 | 0 | 0 | 0 | 0 | 0 | 0 | 0 | 0 | 0 | 0 | 0 | 0 | 0 | 0 | 0 | 0 | 0 | 0 | 0 | 0 | 0 | 0 | 0 | 0 | 0 | 0 | 0 | 0 | 0 | 0 | 0 | 346
OR_Residential_LI - Single Family_Existing_Space Heating_Natural Gas_Furnace | OR | Residential | LI - Mobile Home | Existing | Space Heating | Natural Gas | Ceiling Fan - ENERGY STAR | A | ORM299 | Standard ceiling fan | Energy Star certified ceiling fan | 10 | 0 | 0 | 0 | 33.93 | 0 | 0 | 0 | 0.30173 | 0.45 | ceiling fans | 13.5% | 50% | Retrofit | Retro1Slow | 84.81% | TBD | 0% | 0 |  | 0 |  | 0 | IL TRM - RS-HVC-CFAN-V03-200101 | IL TRM - RS-HVC-CFAN-V03-200101 | IL TRM - RS-HVC-CFAN-V03-200101 | Standard ceiling fan | Standard ceiling fan | Standard ceiling fan | Standard ceiling fan | Standard ceiling fan | Standard ceiling fan | Standard ceiling fan | Standard ceiling fan | Standard ceiling fan | Standard ceiling fan | Standard ceiling fan | Standard ceiling fan | Standard ceiling fan | Standard ceiling fan | Standard ceiling fan | Standard ceiling fan | Standard ceiling fan | Standard ceiling fan | Standard ceiling fan | Standard ceiling fan | Standard ceiling fan | Standard ceiling fan | Standard ceiling fan | Standard ceiling fan | Standard ceiling fan | Standard ceiling fan | Standard ceiling fan | Energy Star certified ceiling fan | Energy Star certified ceiling fan | Energy Star certified ceiling fan | Energy Star certified ceiling fan | Energy Star certified ceiling fan | Energy Star certified ceiling fan | Energy Star certified ceiling fan | Energy Star certified ceiling fan | Energy Star certified ceiling fan | Energy Star certified ceiling fan | Energy Star certified ceiling fan | Energy Star certified ceiling fan | Energy Star certified ceiling fan | Energy Star certified ceiling fan | Energy Star certified ceiling fan | Energy Star certified ceiling fan | Energy Star certified ceiling fan | Energy Star certified ceiling fan | Energy Star certified ceiling fan | Energy Star certified ceiling fan | Energy Star certified ceiling fan | Energy Star certified ceiling fan | Energy Star certified ceiling fan | Energy Star certified ceiling fan | Energy Star certified ceiling fan | Energy Star certified ceiling fan | Energy Star certified ceiling fan | 33.93 | 33.93 | 33.93 | 33.93 | 33.93 | 33.93 | 33.93 | 33.93 | 33.93 | 33.93 | 33.93 | 33.93 | 33.93 | 33.93 | 33.93 | 33.93 | 33.93 | 33.93 | 33.93 | 33.93 | 33.93 | 33.93 | 33.93 | 33.93 | 33.93 | 33.93 | 33.93 | 0 | 0 | 0 | 0 | 0 | 0 | 0 | 0 | 0 | 0 | 0 | 0 | 0 | 0 | 0 | 0 | 0 | 0 | 0 | 0 | 0 | 0 | 0 | 0 | 0 | 0 | 0 | 0 | 0 | 0 | 0 | 0 | 0 | 0 | 0 | 0 | 0 | 0 | 0 | 0 | 0 | 0 | 0 | 0 | 0 | 0 | 0 | 0 | 0 | 0 | 0 | 0 | 0 | 0 | 0 | 0 | 0 | 0 | 0 | 0 | 0 | 0 | 0 | 0 | 0 | 0 | 0 | 0 | 0 | 0 | 0 | 0 | 0 | 0 | 0 | 0 | 0 | 3.236 | 6.4592 | 11.4523 | 18.6021 | 28.1951 | 40.3238 | 54.7731 | 70.9044 | 87.5714 | 103.12 | 112.2928 | 116.2662 | 111.6096 | 97.2388 | 73.5096 | 43.6648 | 9.3618 | 0 | 0 | 0 | 0 | 0 | 0 | 0 | 0 | 3.236 | 9.6952 | 21.1475 | 39.7496 | 67.9447 | 108.2686 | 163.0417 | 233.9461 | 321.5175 | 424.6375 | 536.9303 | 653.1965 | 764.8061 | 862.045 | 935.5546 | 979.2194 | 988.5811 | 988.5811 | 988.5811 | 988.5811 | 988.5811 | 988.5811 | 988.5811 | 988.5811 | 988.5811 | 0 | 0 | 0 | 0 | 0 | 0 | 0 | 0 | 0 | 0 | 0 | 0 | 0 | 0 | 0 | 0 | 0 | 0 | 0 | 0 | 0 | 0 | 0 | 0 | 0 | 0 | 0 | 0 | 0 | 0 | 0 | 0 | 0 | 0 | 0 | 0 | 0 | 0 | 0 | 0 | 0 | 0 | 0 | 0 | 0 | 0 | 0 | 0 | 0 | 0 | 2.7506 | 5.4904 | 9.7344 | 15.8118 | 23.9659 | 34.2752 | 46.5572 | 60.2688 | 74.4357 | 87.652 | 95.4489 | 98.8263 | 94.8681 | 82.653 | 62.4832 | 37.1151 | 7.9575 | 0 | 0 | 0 | 0 | 0 | 0 | 0 | 0 | 2.7506 | 8.2409 | 17.9754 | 33.7872 | 57.753 | 92.0283 | 138.5854 | 198.8542 | 273.2899 | 360.9419 | 456.3908 | 555.2171 | 650.0852 | 732.7382 | 795.2214 | 832.3365 | 840.294 | 840.294 | 840.294 | 840.294 | 840.294 | 840.294 | 840.294 | 840.294 | 840.294 | 0 | 0 | 0 | 0 | 0 | 0 | 0 | 0 | 0 | 0 | 0 | 0 | 0 | 0 | 0 | 0 | 0 | 0 | 0 | 0 | 0 | 0 | 0 | 0 | 0 | 0 | 0 | 0 | 0 | 0 | 0 | 0 | 0 | 0 | 0 | 0 | 0 | 0 | 0 | 0 | 0 | 0 | 0 | 0 | 0 | 0 | 0 | 0 | 0 | 0 | 0 | 0 | 0 | 0 | 0 | 0 | 0 | 0 | 0 | 0 | 0 | 0 | 0 | 0 | 0 | 0 | 0 | 0 | 0 | 0 | 0 | 0 | 0 | 0 | 0 | 0 | 0 | 0 | 0 | 0 | 0 | 0 | 0 | 0 | 0 | 0 | 0 | 0 | 0 | 0 | 0 | 0 | 0 | 0 | 0 | 0 | 0 | 0 | 0 | 0 | 0 | 0 | 0 | 0 | 0 | 0 | 0 | 0 | 0 | 0 | 0 | 0 | 0 | 0 | 0 | 0 | 0 | 0 | 0 | 0 | 0 | 0 | 0 | 0 | 0 | 0 | 0 | 0 | 0 | 0 | 0 | 0 | 0 | 0 | 0 | 0 | 0 | 0 | 0 | 0 | 0 | 0 | 0 | 0 | 0 | 0 | 0 | 0 | 0 | 0 | 0 | 0 | 0 | 0 | 0 | 0 | 0 | 0 | 0 | 0 | 0 | 0 | 0 | 0 | 0 | 0 | 0 | 0 | 0 | 0 | 0 | 0 | 0 | 0 | 0 | 0 | 0 | 0 | 0 | 0 | 0 | 0 | 0 | 0 | 0 | 0 | 0 | 0 | 0 | 0 | 0 | 0 | 0 | 0 | 0 | 0 | 0 | 0 | 0 | 0 | 0 | 0 | 0 | 0 | 0 | 0 | 0 | 0 | 0 | 0 | 0 | 0 | 0 | 0 | 0 | 0 | 0 | 0 | 0 | 0 | 0 | 0 | 0 | 0 | 0 | 0 | 0 | 0 | 0 | 0 | 0 | 0 | 0 | 0 | 0 | 0 | 0 | 0 | 0 | 0 | 0 | 0 | 0 | 0 | 0 | 0 | 0 | 0 | 0 | 0 | 347
OR_Residential_LI - Single Family_Existing_Space Heating_Natural Gas_Furnace | OR | Residential | LI - Mobile Home | Existing | Water Heating | Natural Gas | Water Heater - Drain Water Heat Recovery | A | ORM300 | None | Installed | 30 | 78.0633 | 0 | 0 | 963.1 | 0 | 0 | 0 | 0.30173 | 0.25 | household | 0% | 0% | Retrofit | Retro1Slow | 84.81% | TBD | 0% | 1102.8728 |  | 486.79 |  | 0 | NWPCC 2021 Power Plan - Res-GFX-2021P_v2 | NWPCC 2021 Power Plan - Res-GFX-2021P_v2 | NWPCC 2021 Power Plan - Res-GFX-2021P_v2 | None | None | None | None | None | None | None | None | None | None | None | None | None | None | None | None | None | None | None | None | None | None | None | None | None | None | None | Installed | Installed | Installed | Installed | Installed | Installed | Installed | Installed | Installed | Installed | Installed | Installed | Installed | Installed | Installed | Installed | Installed | Installed | Installed | Installed | Installed | Installed | Installed | Installed | Installed | Installed | Installed | 963.1 | 963.1 | 963.1 | 963.1 | 963.1 | 963.1 | 963.1 | 963.1 | 963.1 | 963.1 | 963.1 | 963.1 | 963.1 | 963.1 | 963.1 | 963.1 | 963.1 | 963.1 | 963.1 | 963.1 | 963.1 | 963.1 | 963.1 | 963.1 | 963.1 | 963.1 | 963.1 | 0 | 0 | 76.9937 | 76.391 | 75.7706 | 75.1498 | 74.5409 | 73.9572 | 73.4101 | 72.91 | 72.466 | 72.0866 | 71.7614 | 71.4833 | 71.246 | 71.0436 | 70.871 | 70.7249 | 70.601 | 70.4986 | 70.4101 | 70.3333 | 70.2669 | 70.2092 | 70.1597 | 70.1172 | 70.0807 | 0 | 0 | 0 | 0 | 0 | 0 | 0 | 0 | 0 | 0 | 0 | 0 | 0 | 0 | 0 | 0 | 0 | 0 | 0 | 0 | 0 | 0 | 0 | 0 | 0 | 0 | 0 | 0 | 0 | 0 | 0 | 0 | 0 | 0 | 0 | 0 | 0 | 0 | 0 | 0 | 0 | 0 | 0 | 0 | 0 | 0 | 0 | 0 | 0 | 0 | 0 | 0 | 0 | 0 | 0 | 0 | 0 | 0 | 0 | 0 | 0 | 0 | 0 | 0 | 0 | 0 | 0 | 0 | 0 | 0 | 0 | 0 | 0 | 0 | 0 | 0 | 0 | 0 | 0 | 0 | 0 | 0 | 0 | 0 | 0 | 0 | 0 | 0 | 0 | 0 | 0 | 0 | 0 | 0 | 0 | 0 | 0 | 0 | 0 | 0 | 0 | 0 | 0 | 0 | 0 | 0 | 0 | 0 | 0 | 0 | 0 | 0 | 0 | 0 | 0 | 0 | 0 | 0 | 0 | 0 | 0 | 0 | 0 | 0 | 0 | 0 | 0 | 0 | 0 | 0 | 0 | 0 | 0 | 0 | 0 | 0 | 0 | 0 | 0 | 0 | 0 | 0 | 0 | 0 | 0 | 0 | 0 | 0 | 0 | 0 | 0 | 0 | 0 | 0 | 0 | 0 | 0 | 0 | 0 | 0 | 0 | 0 | 0 | 0 | 0 | 0 | 0 | 0 | 0 | 0 | 0 | 0 | 0 | 0 | 0 | 0 | 0 | 0 | 0 | 0 | 0 | 0 | 0 | 0 | 0 | 0 | 0 | 0 | 0 | 0 | 0 | 0 | 0 | 0 | 0 | 0 | 0 | 0 | 0 | 0 | 0 | 0 | 0 | 0 | 0 | 0 | 0 | 0 | 0 | 0 | 0 | 0 | 0 | 0 | 0 | 0 | 0 | 0 | 0 | 0 | 0 | 0 | 0 | 0 | 0 | 0 | 0 | 0 | 0 | 0 | 0 | 0 | 0 | 0 | 0 | 0 | 0 | 0 | 0 | 0 | 0 | 0 | 0 | 0 | 0 | 0 | 0 | 0 | 0 | 0 | 0 | 0 | 0 | 0 | 0 | 0 | 0 | 0 | 0 | 0 | 0 | 0 | 0 | 0 | 0 | 0 | 0 | 0 | 0 | 0 | 0 | 0 | 0 | 0 | 0 | 0 | 0 | 0 | 0 | 0 | 0 | 0 | 0 | 0 | 0 | 0 | 0 | 0 | 0 | 0 | 0 | 0 | 0 | 0 | 0 | 0 | 0 | 0 | 0 | 0 | 0 | 0 | 0 | 0 | 0 | 0 | 0 | 0 | 0 | 0 | 0 | 0 | 0 | 0 | 0 | 0 | 0 | 0 | 0 | 0 | 0 | 0 | 0 | 0 | 0 | 0 | 0 | 0 | 0 | 0 | 0 | 0 | 0 | 0 | 0 | 0 | 0 | 0 | 0 | 0 | 0 | 0 | 0 | 0 | 0 | 0 | 0 | 0 | 0 | 0 | 0 | 0 | 0 | 0 | 0 | 0 | 0 | 0 | 0 | 0 | 0 | 0 | 0 | 0 | 0 | 0 | 0 | 0 | 0 | 0 | 0 | 0 | 0 | 0 | 0 | 0 | 0 | 0 | 0 | 0 | 0 | 0 | 0 | 0 | 0 | 0 | 0 | 0 | 0 | 0 | 0 | 0 | 0 | 0 | 0 | 0 | 0 | 0 | 0 | 0 | 1041.6102 | 1049.8085 | 1058.3655 | 1067.0381 | 1075.6439 | 1083.978 | 1091.8569 | 1099.1122 | 1105.5903 | 1111.1525 | 1115.9449 | 1120.0705 | 1123.6226 | 1126.681 | 1129.3166 | 1131.5855 | 1133.5376 | 1135.1739 | 1136.5908 | 1137.822 | 1138.8888 | 1139.8151 | 1140.6086 | 1141.2896 | 1141.874 | 459.7497 | 463.3683 | 467.1452 | 470.9732 | 474.7716 | 478.4502 | 481.9278 | 485.1301 | 487.9895 | 490.4446 | 492.5598 | 494.3808 | 495.9486 | 497.2986 | 498.4619 | 499.4634 | 500.325 | 501.0472 | 501.6726 | 502.216 | 502.6869 | 503.0957 | 503.446 | 503.7466 | 504.0045 | 348
OR_Residential_LI - Single Family_Existing_Space Heating_Natural Gas_Furnace | OR | Residential | LI - Mobile Home | Existing | Water Heating | Natural Gas | Water Heater - Faucet Aerators | A | ORM301 | None | Installed | 10 | 2.6035 | 0 | 0 | 5.2 | 0 | 0 | 0 | 0.30173 | 0.25 | aerators | 85% | 85% | Retrofit | Retro12Med | 75.44% | TBD | 0% | 350.6474 |  | 154.77 |  | 0 | RTF Wkbk - Aerators_v1_1 | RTF Wkbk - Aerators_v1_1 | RTF Wkbk - Aerators_v1_1 | None | None | None | None | None | None | None | None | None | None | None | None | None | None | None | None | None | None | None | None | None | None | None | None | None | None | None | Installed | Installed | Installed | Installed | Installed | Installed | Installed | Installed | Installed | Installed | Installed | Installed | Installed | Installed | Installed | Installed | Installed | Installed | Installed | Installed | Installed | Installed | Installed | Installed | Installed | Installed | Installed | 5.2 | 5.2 | 5.2 | 5.2 | 5.2 | 5.2 | 5.2 | 5.2 | 5.2 | 5.2 | 5.2 | 5.2 | 5.2 | 5.2 | 5.2 | 5.2 | 5.2 | 5.2 | 5.2 | 5.2 | 5.2 | 5.2 | 5.2 | 5.2 | 5.2 | 5.2 | 5.2 | 0 | 0 | 2.5678 | 2.5478 | 2.5272 | 2.5066 | 2.4866 | 2.4675 | 2.4497 | 2.4335 | 2.4192 | 2.4071 | 2.3968 | 2.388 | 2.3804 | 2.3739 | 2.3684 | 2.3637 | 2.3596 | 2.3562 | 2.3532 | 2.3507 | 2.3485 | 2.3466 | 2.345 | 2.3436 | 2.3424 | 0 | 0 | 0 | 0 | 0 | 0 | 0 | 0 | 0 | 0 | 0 | 0 | 0 | 0 | 0 | 0 | 0 | 0 | 0 | 0 | 0 | 0 | 0 | 0 | 0 | 0 | 0 | 0 | 0 | 0 | 0 | 0 | 0 | 0 | 0 | 0 | 0 | 0 | 0 | 0 | 0 | 0 | 0 | 0 | 0 | 0 | 0 | 0 | 0 | 0 | 0 | 0 | 0 | 0 | 0 | 0 | 0 | 0 | 0 | 0 | 0 | 0 | 0 | 0 | 0 | 0 | 0 | 0 | 0 | 0 | 0 | 0 | 0 | 0 | 0 | 0 | 0 | 0 | 0 | 0 | 0 | 0 | 0 | 0 | 0 | 0 | 0 | 0 | 0 | 0 | 0 | 0 | 0 | 0 | 0 | 0 | 0 | 0 | 0 | 0 | 0 | 0 | 0 | 0 | 0 | 0 | 0 | 0 | 0 | 0 | 0 | 0 | 0 | 0 | 0 | 0 | 0 | 0 | 0 | 0 | 0 | 0 | 0 | 0 | 0 | 0 | 0 | 0 | 0 | 0 | 0 | 0 | 0 | 0 | 0 | 0 | 0 | 0 | 0 | 0 | 0 | 0 | 0 | 0 | 0 | 0 | 0 | 0 | 0 | 0 | 0 | 0 | 0 | 0 | 0 | 0 | 0 | 0 | 0 | 0 | 0 | 0 | 0 | 0 | 0 | 0 | 0 | 0 | 0 | 0 | 0 | 0 | 0 | 0 | 0 | 0 | 0 | 0 | 0 | 0 | 0 | 0 | 0 | 0 | 0 | 0 | 0 | 0 | 0 | 0 | 0 | 0 | 0 | 0 | 0 | 0 | 0 | 0 | 0 | 0 | 0 | 0 | 0 | 0 | 0 | 0 | 0 | 0 | 0 | 0 | 0 | 0 | 0 | 0 | 0 | 0 | 0 | 0 | 0 | 0 | 0 | 0 | 0 | 0 | 0 | 0 | 0 | 0 | 0 | 0 | 0 | 0 | 0 | 0 | 0 | 0 | 0 | 0 | 0 | 0 | 0 | 0 | 0 | 0 | 0 | 0 | 0 | 0 | 0 | 0 | 0 | 0 | 0 | 0 | 0 | 0 | 0 | 0 | 0 | 0 | 0 | 0 | 0 | 0 | 0 | 0 | 0 | 0 | 0 | 0 | 0 | 0 | 0 | 0 | 0 | 0 | 0 | 0 | 0 | 0 | 0 | 0 | 0 | 0 | 0 | 0 | 0 | 0 | 0 | 0 | 0 | 0 | 0 | 0 | 0 | 0 | 0 | 0 | 0 | 0 | 0 | 0 | 0 | 0 | 0 | 0 | 0 | 0 | 0 | 0 | 0 | 0 | 0 | 0 | 0 | 0 | 0 | 0 | 0 | 0 | 0 | 0 | 0 | 0 | 0 | 0 | 0 | 0 | 0 | 0 | 0 | 0 | 0 | 0 | 0 | 0 | 0 | 0 | 0 | 0 | 0 | 0 | 0 | 0 | 0 | 0 | 0 | 0 | 0 | 0 | 0 | 0 | 0 | 0 | 0 | 0 | 0 | 0 | 0 | 0 | 0 | 0 | 0 | 0 | 0 | 0 | 0 | 0 | 0 | 0 | 0 | 0 | 0 | 0 | 0 | 0 | 0 | 0 | 0 | 0 | 0 | 0 | 0 | 0 | 0 | 0 | 0 | 0 | 0 | 0 | 0 | 0 | 0 | 0 | 0 | 0 | 0 | 0 | 0 | 0 | 331.1696 | 333.7761 | 336.4968 | 339.2541 | 341.9902 | 344.64 | 347.145 | 349.4518 | 351.5114 | 353.2799 | 354.8035 | 356.1153 | 357.2446 | 358.217 | 359.055 | 359.7763 | 360.397 | 360.9172 | 361.3677 | 361.7592 | 362.0983 | 362.3928 | 362.6451 | 362.8616 | 363.0474 | 146.1728 | 147.3233 | 148.5242 | 149.7412 | 150.9489 | 152.1185 | 153.2241 | 154.2423 | 155.1514 | 155.932 | 156.6045 | 157.1835 | 157.6819 | 158.1111 | 158.481 | 158.7994 | 159.0733 | 159.303 | 159.5018 | 159.6746 | 159.8243 | 159.9543 | 160.0656 | 160.1612 | 160.2432 | 349
OR_Residential_LI - Single Family_Existing_Space Heating_Natural Gas_Furnace | OR | Residential | LI - Mobile Home | Existing | Water Heating | Natural Gas | Water Heater - Low-Flow Showerheads | A | ORM302 | None | Installed | 10 | 11.6626 | 0 | 0 | 19.72 | 0 | 0 | 0 | 0.30173 | 0.25 | showerheads | 95% | 95% | Retrofit | Retro12Med | 75.44% | TBD | 0% | 296.8453 |  | 131.0227 |  | 0 | RTF: Showerheads_v3.1 | RTF: Showerheads_v3.1 | RTF: Showerheads_v3.1 | None | None | None | None | None | None | None | None | None | None | None | None | None | None | None | None | None | None | None | None | None | None | None | None | None | None | None | Installed | Installed | Installed | Installed | Installed | Installed | Installed | Installed | Installed | Installed | Installed | Installed | Installed | Installed | Installed | Installed | Installed | Installed | Installed | Installed | Installed | Installed | Installed | Installed | Installed | Installed | Installed | 19.72 | 19.72 | 19.72 | 19.72 | 19.72 | 19.72 | 19.72 | 19.72 | 19.72 | 19.72 | 19.72 | 19.72 | 19.72 | 19.72 | 19.72 | 19.72 | 19.72 | 19.72 | 19.72 | 19.72 | 19.72 | 19.72 | 19.72 | 19.72 | 19.72 | 19.72 | 19.72 | 0 | 0 | 11.503 | 11.4131 | 11.3209 | 11.2288 | 11.139 | 11.0534 | 10.9736 | 10.9012 | 10.8373 | 10.783 | 10.7367 | 10.6972 | 10.6634 | 10.6344 | 10.6096 | 10.5883 | 10.5701 | 10.5549 | 10.5417 | 10.5303 | 10.5204 | 10.5119 | 10.5046 | 10.4983 | 10.4929 | 0 | 0 | 0 | 0 | 0 | 0 | 0 | 0 | 0 | 0 | 0 | 0 | 0 | 0 | 0 | 0 | 0 | 0 | 0 | 0 | 0 | 0 | 0 | 0 | 0 | 0 | 0 | 0 | 0 | 0 | 0 | 0 | 0 | 0 | 0 | 0 | 0 | 0 | 0 | 0 | 0 | 0 | 0 | 0 | 0 | 0 | 0 | 0 | 0 | 0 | 0 | 0 | 0 | 0 | 0 | 0 | 0 | 0 | 0 | 0 | 0 | 0 | 0 | 0 | 0 | 0 | 0 | 0 | 0 | 0 | 0 | 0 | 0 | 0 | 0 | 0 | 0 | 0 | 0 | 0 | 0 | 0 | 0 | 0 | 0 | 0 | 0 | 0 | 0 | 0 | 0 | 0 | 0 | 0 | 0 | 0 | 0 | 0 | 0 | 0 | 0 | 0 | 0 | 0 | 0 | 0 | 0 | 0 | 0 | 0 | 0 | 0 | 0 | 0 | 0 | 0 | 0 | 0 | 0 | 0 | 0 | 0 | 0 | 0 | 0 | 0 | 0 | 0 | 0 | 0 | 0 | 0 | 0 | 0 | 0 | 0 | 0 | 0 | 0 | 0 | 0 | 0 | 0 | 0 | 0 | 0 | 0 | 0 | 0 | 0 | 0 | 0 | 0 | 0 | 0 | 0 | 0 | 0 | 0 | 0 | 0 | 0 | 0 | 0 | 0 | 0 | 0 | 0 | 0 | 0 | 0 | 0 | 0 | 0 | 0 | 0 | 0 | 0 | 0 | 0 | 0 | 0 | 0 | 0 | 0 | 0 | 0 | 0 | 0 | 0 | 0 | 0 | 0 | 0 | 0 | 0 | 0 | 0 | 0 | 0 | 0 | 0 | 0 | 0 | 0 | 0 | 0 | 0 | 0 | 0 | 0 | 0 | 0 | 0 | 0 | 0 | 0 | 0 | 0 | 0 | 0 | 0 | 0 | 0 | 0 | 0 | 0 | 0 | 0 | 0 | 0 | 0 | 0 | 0 | 0 | 0 | 0 | 0 | 0 | 0 | 0 | 0 | 0 | 0 | 0 | 0 | 0 | 0 | 0 | 0 | 0 | 0 | 0 | 0 | 0 | 0 | 0 | 0 | 0 | 0 | 0 | 0 | 0 | 0 | 0 | 0 | 0 | 0 | 0 | 0 | 0 | 0 | 0 | 0 | 0 | 0 | 0 | 0 | 0 | 0 | 0 | 0 | 0 | 0 | 0 | 0 | 0 | 0 | 0 | 0 | 0 | 0 | 0 | 0 | 0 | 0 | 0 | 0 | 0 | 0 | 0 | 0 | 0 | 0 | 0 | 0 | 0 | 0 | 0 | 0 | 0 | 0 | 0 | 0 | 0 | 0 | 0 | 0 | 0 | 0 | 0 | 0 | 0 | 0 | 0 | 0 | 0 | 0 | 0 | 0 | 0 | 0 | 0 | 0 | 0 | 0 | 0 | 0 | 0 | 0 | 0 | 0 | 0 | 0 | 0 | 0 | 0 | 0 | 0 | 0 | 0 | 0 | 0 | 0 | 0 | 0 | 0 | 0 | 0 | 0 | 0 | 0 | 0 | 0 | 0 | 0 | 0 | 0 | 0 | 0 | 0 | 0 | 0 | 0 | 0 | 0 | 0 | 0 | 0 | 0 | 0 | 0 | 0 | 0 | 0 | 0 | 0 | 0 | 0 | 0 | 0 | 0 | 0 | 0 | 0 | 0 | 0 | 0 | 0 | 0 | 280.3561 | 282.5627 | 284.8659 | 287.2002 | 289.5165 | 291.7597 | 293.8803 | 295.8331 | 297.5768 | 299.0739 | 300.3638 | 301.4742 | 302.4303 | 303.2535 | 303.9629 | 304.5736 | 305.099 | 305.5394 | 305.9208 | 306.2521 | 306.5393 | 306.7886 | 307.0022 | 307.1855 | 307.3428 | 123.7446 | 124.7186 | 125.7352 | 126.7655 | 127.7878 | 128.778 | 129.714 | 130.5759 | 131.3455 | 132.0063 | 132.5757 | 133.0658 | 133.4878 | 133.8511 | 134.1642 | 134.4338 | 134.6657 | 134.8601 | 135.0284 | 135.1747 | 135.3014 | 135.4115 | 135.5057 | 135.5866 | 135.6561 | 350
OR_Residential_LI - Single Family_Existing_Space Heating_Natural Gas_Furnace | OR | Residential | LI - Mobile Home | Existing | Water Heating | Natural Gas | Water Heater - Shower Timer | A | ORM303 | None | Installed | 2 | 3.1076 | 0 | 0 | 20 | 7.36 | 0 | 0 | 0.30173 | 0.25 | household | 0% | 10% | Retrofit | Retro3Slow | 84.16% | TBD | 0% | 2115.7059 |  | 2056.1688 |  | 0.0020005 | Il TRM - 5.4.9 - RS-DHW-SHTM-V04-220101 | Il TRM - 5.4.9 - RS-DHW-SHTM-V04-220101 | Il TRM - 5.4.9 - RS-DHW-SHTM-V04-220101 | None | None | None | None | None | None | None | None | None | None | None | None | None | None | None | None | None | None | None | None | None | None | None | None | None | None | None | Installed | Installed | Installed | Installed | Installed | Installed | Installed | Installed | Installed | Installed | Installed | Installed | Installed | Installed | Installed | Installed | Installed | Installed | Installed | Installed | Installed | Installed | Installed | Installed | Installed | Installed | Installed | 20 | 20 | 20 | 20 | 20 | 20 | 20 | 20 | 20 | 20 | 20 | 20 | 20 | 20 | 20 | 20 | 20 | 20 | 20 | 20 | 20 | 20 | 20 | 20 | 20 | 20 | 20 | 0 | 0 | 3.0604 | 3.0315 | 3.001 | 2.969 | 2.9354 | 2.9007 | 2.8653 | 2.8294 | 2.7936 | 2.7584 | 2.7244 | 2.6916 | 2.6605 | 2.6314 | 2.6041 | 2.5776 | 2.5515 | 2.5258 | 2.5005 | 2.4755 | 2.4508 | 2.4266 | 2.4031 | 2.3804 | 2.3589 | 0.002353 | 0.0036492 | 0.004889 | 0.0088359 | 0.011971 | 0.014071 | 0.012043 | 0.008682 | 0 | 0 | 0 | 0 | 0 | 0 | 0 | 0 | 0 | 0 | 0 | 0 | 0 | 0 | 0 | 0 | 0 | 0.002353 | 0.00598 | 0.010809 | 0.019529 | 0.03128 | 0.044981 | 0.056474 | 0.064449 | 0.063632 | 0.062832 | 0.062057 | 0.06131 | 0.060602 | 0.05994 | 0.059317 | 0.058712 | 0.058117 | 0.057534 | 0.056958 | 0.056387 | 0.055826 | 0.055274 | 0.054738 | 0.054221 | 0.053732 | 0.76886 | 1.2038 | 1.6291 | 2.9761 | 4.0782 | 4.8508 | 4.2029 | 3.0685 | 0 | 0 | 0 | 0 | 0 | 0 | 0 | 0 | 0 | 0 | 0 | 0 | 0 | 0 | 0 | 0 | 0 | 0.76886 | 1.9726 | 3.6018 | 6.5778 | 10.656 | 15.5068 | 19.7097 | 22.7782 | 22.7782 | 22.7782 | 22.7782 | 22.7782 | 22.7782 | 22.7782 | 22.7782 | 22.7782 | 22.7782 | 22.7782 | 22.7782 | 22.7782 | 22.7782 | 22.7782 | 22.7782 | 22.7782 | 22.7782 | 0.0020005 | 0.0031033 | 0.0041589 | 0.0075192 | 0.010192 | 0.011988 | 0.010267 | 0.0074089 | 0 | 0 | 0 | 0 | 0 | 0 | 0 | 0 | 0 | 0 | 0 | 0 | 0 | 0 | 0 | 0 | 0 | 0.0020005 | 0.0050854 | 0.0091946 | 0.016619 | 0.026632 | 0.038321 | 0.04815 | 0.054999 | 0.054358 | 0.053736 | 0.053139 | 0.052567 | 0.052027 | 0.051525 | 0.051054 | 0.050599 | 0.050153 | 0.049718 | 0.04929 | 0.048867 | 0.048452 | 0.048045 | 0.047649 | 0.047269 | 0.04691 | 0.65353 | 1.0232 | 1.3848 | 2.5296 | 3.4664 | 4.1232 | 3.5725 | 2.6082 | 0 | 0 | 0 | 0 | 0 | 0 | 0 | 0 | 0 | 0 | 0 | 0 | 0 | 0 | 0 | 0 | 0 | 0.65353 | 1.6767 | 3.0615 | 5.5911 | 9.0576 | 13.1808 | 16.7532 | 19.3614 | 19.3614 | 19.3614 | 19.3614 | 19.3614 | 19.3614 | 19.3614 | 19.3614 | 19.3614 | 19.3614 | 19.3614 | 19.3614 | 19.3614 | 19.3614 | 19.3614 | 19.3614 | 19.3614 | 19.3614 | 0 | 0 | 0 | 0 | 0 | 0 | 0 | 0 | 0 | 0 | 0 | 0 | 0 | 0 | 0 | 0 | 0 | 0 | 0 | 0 | 0 | 0 | 0 | 0 | 0 | 0 | 0 | 0 | 0 | 0 | 0 | 0 | 0 | 0 | 0 | 0 | 0 | 0 | 0 | 0 | 0 | 0 | 0 | 0 | 0 | 0 | 0 | 0 | 0 | 0 | 0 | 0 | 0 | 0 | 0 | 0 | 0 | 0 | 0 | 0 | 0 | 0 | 0 | 0 | 0 | 0 | 0 | 0 | 0 | 0 | 0 | 0 | 0 | 0 | 0 | 0 | 0 | 0 | 0 | 0 | 0 | 0 | 0 | 0 | 0 | 0 | 0 | 0 | 0 | 0 | 0 | 0 | 0 | 0 | 0 | 0 | 0 | 0 | 0 | 0 | 0 | 0 | 0 | 0 | 0 | 0 | 0 | 0 | 0 | 0 | 0 | 0 | 0 | 0 | 0 | 0 | 0 | 0 | 0 | 0 | 0 | 0 | 0 | 0 | 0 | 0 | 0 | 0 | 0 | 0 | 0 | 0 | 0 | 0 | 0 | 0 | 0 | 0 | 0 | 0 | 0 | 0 | 0 | 0 | 0 | 0 | 0 | 0 | 0 | 0 | 0 | 0 | 0 | 0 | 0 | 0 | 0 | 0 | 0 | 0 | 0 | 0 | 0 | 0 | 0 | 0 | 0 | 0 | 0 | 0 | 0 | 0 | 0 | 0 | 0 | 0 | 0 | 0 | 0 | 0 | 0 | 0 | 0 | 0 | 0 | 0 | 0 | 0 | 0 | 0 | 0 | 0 | 0 | 0 | 0 | 0 | 0 | 0 | 0 | 0 | 1998.1823 | 2013.9095 | 2030.325 | 2046.9621 | 2063.471 | 2079.4589 | 2094.5735 | 2108.4917 | 2120.919 | 2131.5894 | 2140.7829 | 2148.6973 | 2155.5115 | 2161.3786 | 2166.4346 | 2170.7873 | 2174.532 | 2177.6709 | 2180.3892 | 2182.7511 | 2184.7974 | 2186.5744 | 2188.0967 | 2189.4031 | 2190.5242 | 1941.9524 | 1957.237 | 1973.1905 | 1989.3594 | 2005.4038 | 2020.9418 | 2035.631 | 2049.1575 | 2061.2351 | 2071.6053 | 2080.54 | 2088.2318 | 2094.8542 | 2100.5562 | 2105.47 | 2109.7001 | 2113.3395 | 2116.3901 | 2119.0318 | 2121.3272 | 2123.316 | 2125.043 | 2126.5224 | 2127.7921 | 2128.8816 | 351
OR_Residential_LI - Single Family_Existing_Space Heating_Natural Gas_Furnace | OR | Residential | LI - Mobile Home | Existing | Water Heating | Natural Gas | Water Heater - Pipe Insulation | A | ORM304 | Uninsulated Pipe | R-4 Insulation Installed | 15 | 0.91614 | 0 | 0 | 3.06 | 0 | 0 | 0 | 0.30173 | 0.25 | feet pipe | 17% | 25% | Retrofit | Retro3Slow | 84.16% | TBD | 0% | 437.9627 |  | 193.3096 |  | 0.0023621 | IL TRM - 5.4.1 - RS-HWE-PINS-V05-220101 | IL TRM - 5.4.1 - RS-HWE-PINS-V05-220101 | IL TRM - 5.4.1 - RS-HWE-PINS-V05-220101 | Uninsulated Pipe | Uninsulated Pipe | Uninsulated Pipe | Uninsulated Pipe | Uninsulated Pipe | Uninsulated Pipe | Uninsulated Pipe | Uninsulated Pipe | Uninsulated Pipe | Uninsulated Pipe | Uninsulated Pipe | Uninsulated Pipe | Uninsulated Pipe | Uninsulated Pipe | Uninsulated Pipe | Uninsulated Pipe | Uninsulated Pipe | Uninsulated Pipe | Uninsulated Pipe | Uninsulated Pipe | Uninsulated Pipe | Uninsulated Pipe | Uninsulated Pipe | Uninsulated Pipe | Uninsulated Pipe | Uninsulated Pipe | Uninsulated Pipe | R-4 Insulation Installed | R-4 Insulation Installed | R-4 Insulation Installed | R-4 Insulation Installed | R-4 Insulation Installed | R-4 Insulation Installed | R-4 Insulation Installed | R-4 Insulation Installed | R-4 Insulation Installed | R-4 Insulation Installed | R-4 Insulation Installed | R-4 Insulation Installed | R-4 Insulation Installed | R-4 Insulation Installed | R-4 Insulation Installed | R-4 Insulation Installed | R-4 Insulation Installed | R-4 Insulation Installed | R-4 Insulation Installed | R-4 Insulation Installed | R-4 Insulation Installed | R-4 Insulation Installed | R-4 Insulation Installed | R-4 Insulation Installed | R-4 Insulation Installed | R-4 Insulation Installed | R-4 Insulation Installed | 3.06 | 3.06 | 3.06 | 3.06 | 3.06 | 3.06 | 3.06 | 3.06 | 3.06 | 3.06 | 3.06 | 3.06 | 3.06 | 3.06 | 3.06 | 3.06 | 3.06 | 3.06 | 3.06 | 3.06 | 3.06 | 3.06 | 3.06 | 3.06 | 3.06 | 3.06 | 3.06 | 0 | 0 | 0.9036 | 0.89654 | 0.88929 | 0.88206 | 0.87501 | 0.86828 | 0.86201 | 0.85632 | 0.85131 | 0.84704 | 0.84341 | 0.8403 | 0.83764 | 0.83537 | 0.83342 | 0.83175 | 0.83032 | 0.82912 | 0.82809 | 0.82719 | 0.82641 | 0.82574 | 0.82517 | 0.82468 | 0.82425 | 0.0027789 | 0.0043169 | 0.00853 | 0.014747 | 0.022667 | 0.031364 | 0.039473 | 0.045566 | 0.04859 | 0.048155 | 0.044574 | 0.038704 | 0.031647 | 0.02445 | 0.017903 | 0.0098991 | 0.0042595 | 0 | 0 | 0 | 0 | 0 | 0 | 0 | 0 | 0.0027789 | 0.0070742 | 0.015547 | 0.030168 | 0.052593 | 0.083553 | 0.12242 | 0.16718 | 0.21479 | 0.26187 | 0.30532 | 0.3429 | 0.37346 | 0.3969 | 0.41388 | 0.42295 | 0.42648 | 0.42586 | 0.42533 | 0.42487 | 0.42447 | 0.42413 | 0.42383 | 0.42358 | 0.42336 | 3.0754 | 4.8151 | 9.592 | 16.7193 | 25.9046 | 36.1225 | 45.7916 | 53.2115 | 57.0773 | 56.8507 | 52.8501 | 46.0603 | 37.7814 | 29.2689 | 21.481 | 11.9016 | 5.1299 | 0 | 0 | 0 | 0 | 0 | 0 | 0 | 0 | 3.0754 | 7.8905 | 17.4825 | 34.2018 | 60.1064 | 96.2289 | 142.0205 | 195.232 | 252.3093 | 309.16 | 362.0101 | 408.0704 | 445.8518 | 475.1208 | 496.6017 | 508.5033 | 513.6333 | 513.6333 | 513.6333 | 513.6333 | 513.6333 | 513.6333 | 513.6333 | 513.6333 | 513.6333 | 0.0023621 | 0.0036694 | 0.0072505 | 0.012535 | 0.019267 | 0.02666 | 0.033552 | 0.038731 | 0.041302 | 0.040932 | 0.037888 | 0.032899 | 0.0269 | 0.020783 | 0.015217 | 0.0084143 | 0.0036206 | 0 | 0 | 0 | 0 | 0 | 0 | 0 | 0 | 0.0023621 | 0.006013 | 0.013215 | 0.025643 | 0.044704 | 0.07102 | 0.10406 | 0.1421 | 0.18257 | 0.22259 | 0.25952 | 0.29147 | 0.31744 | 0.33737 | 0.3518 | 0.3595 | 0.36251 | 0.36198 | 0.36153 | 0.36114 | 0.3608 | 0.36051 | 0.36026 | 0.36004 | 0.35986 | 2.6141 | 4.0928 | 8.1532 | 14.2114 | 22.0189 | 30.7041 | 38.9229 | 45.2298 | 48.5157 | 48.3231 | 44.9226 | 39.1512 | 32.1142 | 24.8786 | 18.2588 | 10.1163 | 4.3605 | 0 | 0 | 0 | 0 | 0 | 0 | 0 | 0 | 2.6141 | 6.7069 | 14.8601 | 29.0715 | 51.0904 | 81.7946 | 120.7174 | 165.9472 | 214.4629 | 262.786 | 307.7086 | 346.8598 | 378.9741 | 403.8526 | 422.1115 | 432.2278 | 436.5883 | 436.5883 | 436.5883 | 436.5883 | 436.5883 | 436.5883 | 436.5883 | 436.5883 | 436.5883 | 0.0023621 | 0.0036694 | 0.0072505 | 0.012535 | 0.019267 | 0.02666 | 0.033552 | 0.038731 | 0.041302 | 0.040932 | 0.037888 | 0.032899 | 0.0269 | 0.020783 | 0.015217 | 0.0084143 | 0.0036206 | 0 | 0 | 0 | 0 | 0 | 0 | 0 | 0 | 0.0023621 | 0.006013 | 0.013215 | 0.025643 | 0.044704 | 0.07102 | 0.10406 | 0.1421 | 0.18257 | 0.22259 | 0.25952 | 0.29147 | 0.31744 | 0.33737 | 0.3518 | 0.3595 | 0.36251 | 0.36198 | 0.36153 | 0.36114 | 0.3608 | 0.36051 | 0.36026 | 0.36004 | 0.35986 | 2.6141 | 4.0928 | 8.1532 | 14.2114 | 22.0189 | 30.7041 | 38.9229 | 45.2298 | 48.5157 | 48.3231 | 44.9226 | 39.1512 | 32.1142 | 24.8786 | 18.2588 | 10.1163 | 4.3605 | 0 | 0 | 0 | 0 | 0 | 0 | 0 | 0 | 2.6141 | 6.7069 | 14.8601 | 29.0715 | 51.0904 | 81.7946 | 120.7174 | 165.9472 | 214.4629 | 262.786 | 307.7086 | 346.8598 | 378.9741 | 403.8526 | 422.1115 | 432.2278 | 436.5883 | 436.5883 | 436.5883 | 436.5883 | 436.5883 | 436.5883 | 436.5883 | 436.5883 | 436.5883 | 0.0023621 | 0.0036694 | 0.0072505 | 0.012535 | 0.019267 | 0.02666 | 0.033552 | 0.038731 | 0.041302 | 0.040932 | 0.037888 | 0.032899 | 0.0269 | 0.020783 | 0.015217 | 0.0084143 | 0.0036206 | 0 | 0 | 0 | 0 | 0 | 0 | 0 | 0 | 0.0023621 | 0.006013 | 0.013215 | 0.025643 | 0.044704 | 0.07102 | 0.10406 | 0.1421 | 0.18257 | 0.22259 | 0.25952 | 0.29147 | 0.31744 | 0.33737 | 0.3518 | 0.3595 | 0.36251 | 0.36198 | 0.36153 | 0.36114 | 0.3608 | 0.36051 | 0.36026 | 0.36004 | 0.35986 | 2.6141 | 4.0928 | 8.1532 | 14.2114 | 22.0189 | 30.7041 | 38.9229 | 45.2298 | 48.5157 | 48.3231 | 44.9226 | 39.1512 | 32.1142 | 24.8786 | 18.2588 | 10.1163 | 4.3605 | 0 | 0 | 0 | 0 | 0 | 0 | 0 | 0 | 2.6141 | 6.7069 | 14.8601 | 29.0715 | 51.0904 | 81.7946 | 120.7174 | 165.9472 | 214.4629 | 262.786 | 307.7086 | 346.8598 | 378.9741 | 403.8526 | 422.1115 | 432.2278 | 436.5883 | 436.5883 | 436.5883 | 436.5883 | 436.5883 | 436.5883 | 436.5883 | 436.5883 | 436.5883 | 413.6347 | 416.8903 | 420.2884 | 423.7324 | 427.1498 | 430.4594 | 433.5882 | 436.4693 | 439.0419 | 441.2507 | 443.1538 | 444.7921 | 446.2027 | 447.4172 | 448.4639 | 449.3649 | 450.14 | 450.7898 | 451.3525 | 451.8414 | 452.265 | 452.6329 | 452.948 | 453.2184 | 453.4505 | 182.5716 | 184.0086 | 185.5084 | 187.0285 | 188.5369 | 189.9977 | 191.3787 | 192.6504 | 193.7859 | 194.7608 | 195.6008 | 196.324 | 196.9466 | 197.4826 | 197.9446 | 198.3423 | 198.6845 | 198.9713 | 199.2196 | 199.4354 | 199.6224 | 199.7848 | 199.9238 | 200.0432 | 200.1456 | 352
OR_Residential_LI - Single Family_Existing_Space Heating_Natural Gas_Furnace | OR | Residential | LI - Mobile Home | Existing | Water Heating | Natural Gas | Water Heater - Desuperheater | A | ORM305 | None | Installed | 20 | 96.1446 | 0 | 0 | 1449.47 | 0 | 0 | 0 | 0.30173 | 0.25 | household | 0% | 0% | Retrofit | Retro3Slow | 84.16% | TBD | 0% | 1652.3546 |  | 729.3223 |  | 0 | RTF WKbk - ResGSHP_v2_7 | RTF WKbk - ResGSHP_v2_7 | RTF WKbk - ResGSHP_v2_7 | None | None | None | None | None | None | None | None | None | None | None | None | None | None | None | None | None | None | None | None | None | None | None | None | None | None | None | Installed | Installed | Installed | Installed | Installed | Installed | Installed | Installed | Installed | Installed | Installed | Installed | Installed | Installed | Installed | Installed | Installed | Installed | Installed | Installed | Installed | Installed | Installed | Installed | Installed | Installed | Installed | 1449.47 | 1449.47 | 1449.47 | 1449.47 | 1449.47 | 1449.47 | 1449.47 | 1449.47 | 1449.47 | 1449.47 | 1449.47 | 1449.47 | 1449.47 | 1449.47 | 1449.47 | 1449.47 | 1449.47 | 1449.47 | 1449.47 | 1449.47 | 1449.47 | 1449.47 | 1449.47 | 1449.47 | 1449.47 | 1449.47 | 1449.47 | 0 | 0 | 94.8233 | 94.0705 | 93.2834 | 92.4741 | 91.646 | 90.8027 | 89.9461 | 89.0799 | 88.2107 | 87.3488 | 86.4867 | 85.624 | 84.7628 | 83.9066 | 83.0585 | 82.2223 | 81.3989 | 80.5915 | 79.7941 | 79.0053 | 78.228 | 77.4652 | 76.7226 | 76.008 | 75.3326 | 0 | 0 | 0 | 0 | 0 | 0 | 0 | 0 | 0 | 0 | 0 | 0 | 0 | 0 | 0 | 0 | 0 | 0 | 0 | 0 | 0 | 0 | 0 | 0 | 0 | 0 | 0 | 0 | 0 | 0 | 0 | 0 | 0 | 0 | 0 | 0 | 0 | 0 | 0 | 0 | 0 | 0 | 0 | 0 | 0 | 0 | 0 | 0 | 0 | 0 | 0 | 0 | 0 | 0 | 0 | 0 | 0 | 0 | 0 | 0 | 0 | 0 | 0 | 0 | 0 | 0 | 0 | 0 | 0 | 0 | 0 | 0 | 0 | 0 | 0 | 0 | 0 | 0 | 0 | 0 | 0 | 0 | 0 | 0 | 0 | 0 | 0 | 0 | 0 | 0 | 0 | 0 | 0 | 0 | 0 | 0 | 0 | 0 | 0 | 0 | 0 | 0 | 0 | 0 | 0 | 0 | 0 | 0 | 0 | 0 | 0 | 0 | 0 | 0 | 0 | 0 | 0 | 0 | 0 | 0 | 0 | 0 | 0 | 0 | 0 | 0 | 0 | 0 | 0 | 0 | 0 | 0 | 0 | 0 | 0 | 0 | 0 | 0 | 0 | 0 | 0 | 0 | 0 | 0 | 0 | 0 | 0 | 0 | 0 | 0 | 0 | 0 | 0 | 0 | 0 | 0 | 0 | 0 | 0 | 0 | 0 | 0 | 0 | 0 | 0 | 0 | 0 | 0 | 0 | 0 | 0 | 0 | 0 | 0 | 0 | 0 | 0 | 0 | 0 | 0 | 0 | 0 | 0 | 0 | 0 | 0 | 0 | 0 | 0 | 0 | 0 | 0 | 0 | 0 | 0 | 0 | 0 | 0 | 0 | 0 | 0 | 0 | 0 | 0 | 0 | 0 | 0 | 0 | 0 | 0 | 0 | 0 | 0 | 0 | 0 | 0 | 0 | 0 | 0 | 0 | 0 | 0 | 0 | 0 | 0 | 0 | 0 | 0 | 0 | 0 | 0 | 0 | 0 | 0 | 0 | 0 | 0 | 0 | 0 | 0 | 0 | 0 | 0 | 0 | 0 | 0 | 0 | 0 | 0 | 0 | 0 | 0 | 0 | 0 | 0 | 0 | 0 | 0 | 0 | 0 | 0 | 0 | 0 | 0 | 0 | 0 | 0 | 0 | 0 | 0 | 0 | 0 | 0 | 0 | 0 | 0 | 0 | 0 | 0 | 0 | 0 | 0 | 0 | 0 | 0 | 0 | 0 | 0 | 0 | 0 | 0 | 0 | 0 | 0 | 0 | 0 | 0 | 0 | 0 | 0 | 0 | 0 | 0 | 0 | 0 | 0 | 0 | 0 | 0 | 0 | 0 | 0 | 0 | 0 | 0 | 0 | 0 | 0 | 0 | 0 | 0 | 0 | 0 | 0 | 0 | 0 | 0 | 0 | 0 | 0 | 0 | 0 | 0 | 0 | 0 | 0 | 0 | 0 | 0 | 0 | 0 | 0 | 0 | 0 | 0 | 0 | 0 | 0 | 0 | 0 | 0 | 0 | 0 | 0 | 0 | 0 | 0 | 0 | 0 | 0 | 0 | 0 | 0 | 0 | 0 | 0 | 0 | 0 | 0 | 0 | 0 | 0 | 0 | 0 | 0 | 0 | 0 | 0 | 0 | 0 | 0 | 0 | 0 | 0 | 0 | 0 | 0 | 0 | 0 | 0 | 0 | 0 | 0 | 0 | 0 | 0 | 0 | 0 | 0 | 0 | 1560.5694 | 1572.8522 | 1585.6726 | 1598.6661 | 1611.5594 | 1624.0459 | 1635.8503 | 1646.7203 | 1656.426 | 1664.7595 | 1671.9396 | 1678.1207 | 1683.4425 | 1688.0247 | 1691.9735 | 1695.3728 | 1698.2975 | 1700.749 | 1702.8719 | 1704.7165 | 1706.3147 | 1707.7026 | 1708.8914 | 1709.9117 | 1710.7873 | 688.8098 | 694.2312 | 699.89 | 705.6251 | 711.316 | 716.8273 | 722.0376 | 726.8354 | 731.1193 | 734.7976 | 737.9668 | 740.6951 | 743.044 | 745.0665 | 746.8094 | 748.3099 | 749.6007 | 750.6828 | 751.6198 | 752.434 | 753.1394 | 753.752 | 754.2767 | 754.7271 | 755.1135 | 353
OR_Residential_LI - Single Family_Existing_Space Heating_Natural Gas_Furnace | OR | Residential | LI - Mobile Home | Existing | Water Heating | Natural Gas | Water Heater - Temperature Setback | A | ORM306 | Water Set at 135°F | Water Set at 120°F | 2 | 3.5 | 0 | 0 | 5.09 | 0 | 0 | 0 | 0.30173 | 0.25 | household | 85% | 85% | Retrofit | Retro3Slow | 84.16% | TBD | 0% | 1052.6441 |  | 464.6199 |  | 0 | IL TRM - 5.4.6 - RS-HWE-TMPS-V08-210101 | IL TRM - 5.4.6 - RS-HWE-TMPS-V08-210101 | IL TRM - 5.4.6 - RS-HWE-TMPS-V08-210101 | Water Set at 135°F | Water Set at 135°F | Water Set at 135°F | Water Set at 135°F | Water Set at 135°F | Water Set at 135°F | Water Set at 135°F | Water Set at 135°F | Water Set at 135°F | Water Set at 135°F | Water Set at 135°F | Water Set at 135°F | Water Set at 135°F | Water Set at 135°F | Water Set at 135°F | Water Set at 135°F | Water Set at 135°F | Water Set at 135°F | Water Set at 135°F | Water Set at 135°F | Water Set at 135°F | Water Set at 135°F | Water Set at 135°F | Water Set at 135°F | Water Set at 135°F | Water Set at 135°F | Water Set at 135°F | Water Set at 120°F | Water Set at 120°F | Water Set at 120°F | Water Set at 120°F | Water Set at 120°F | Water Set at 120°F | Water Set at 120°F | Water Set at 120°F | Water Set at 120°F | Water Set at 120°F | Water Set at 120°F | Water Set at 120°F | Water Set at 120°F | Water Set at 120°F | Water Set at 120°F | Water Set at 120°F | Water Set at 120°F | Water Set at 120°F | Water Set at 120°F | Water Set at 120°F | Water Set at 120°F | Water Set at 120°F | Water Set at 120°F | Water Set at 120°F | Water Set at 120°F | Water Set at 120°F | Water Set at 120°F | 5.09 | 5.09 | 5.09 | 5.09 | 5.09 | 5.09 | 5.09 | 5.09 | 5.09 | 5.09 | 5.09 | 5.09 | 5.09 | 5.09 | 5.09 | 5.09 | 5.09 | 5.09 | 5.09 | 5.09 | 5.09 | 5.09 | 5.09 | 5.09 | 5.09 | 5.09 | 5.09 | 0 | 0 | 3.4515 | 3.4235 | 3.3936 | 3.3619 | 3.3285 | 3.2932 | 3.2562 | 3.2181 | 3.1794 | 3.141 | 3.1037 | 3.0674 | 3.0329 | 3.0005 | 2.97 | 2.9399 | 2.9102 | 2.8812 | 2.8524 | 2.824 | 2.796 | 2.7686 | 2.7418 | 2.7161 | 2.6918 | 0 | 0 | 0 | 0 | 0 | 0 | 0 | 0 | 0 | 0 | 0 | 0 | 0 | 0 | 0 | 0 | 0 | 0 | 0 | 0 | 0 | 0 | 0 | 0 | 0 | 0 | 0 | 0 | 0 | 0 | 0 | 0 | 0 | 0 | 0 | 0 | 0 | 0 | 0 | 0 | 0 | 0 | 0 | 0 | 0 | 0 | 0 | 0 | 0 | 0 | 0 | 0 | 0 | 0 | 0 | 0 | 0 | 0 | 0 | 0 | 0 | 0 | 0 | 0 | 0 | 0 | 0 | 0 | 0 | 0 | 0 | 0 | 0 | 0 | 0 | 0 | 0 | 0 | 0 | 0 | 0 | 0 | 0 | 0 | 0 | 0 | 0 | 0 | 0 | 0 | 0 | 0 | 0 | 0 | 0 | 0 | 0 | 0 | 0 | 0 | 0 | 0 | 0 | 0 | 0 | 0 | 0 | 0 | 0 | 0 | 0 | 0 | 0 | 0 | 0 | 0 | 0 | 0 | 0 | 0 | 0 | 0 | 0 | 0 | 0 | 0 | 0 | 0 | 0 | 0 | 0 | 0 | 0 | 0 | 0 | 0 | 0 | 0 | 0 | 0 | 0 | 0 | 0 | 0 | 0 | 0 | 0 | 0 | 0 | 0 | 0 | 0 | 0 | 0 | 0 | 0 | 0 | 0 | 0 | 0 | 0 | 0 | 0 | 0 | 0 | 0 | 0 | 0 | 0 | 0 | 0 | 0 | 0 | 0 | 0 | 0 | 0 | 0 | 0 | 0 | 0 | 0 | 0 | 0 | 0 | 0 | 0 | 0 | 0 | 0 | 0 | 0 | 0 | 0 | 0 | 0 | 0 | 0 | 0 | 0 | 0 | 0 | 0 | 0 | 0 | 0 | 0 | 0 | 0 | 0 | 0 | 0 | 0 | 0 | 0 | 0 | 0 | 0 | 0 | 0 | 0 | 0 | 0 | 0 | 0 | 0 | 0 | 0 | 0 | 0 | 0 | 0 | 0 | 0 | 0 | 0 | 0 | 0 | 0 | 0 | 0 | 0 | 0 | 0 | 0 | 0 | 0 | 0 | 0 | 0 | 0 | 0 | 0 | 0 | 0 | 0 | 0 | 0 | 0 | 0 | 0 | 0 | 0 | 0 | 0 | 0 | 0 | 0 | 0 | 0 | 0 | 0 | 0 | 0 | 0 | 0 | 0 | 0 | 0 | 0 | 0 | 0 | 0 | 0 | 0 | 0 | 0 | 0 | 0 | 0 | 0 | 0 | 0 | 0 | 0 | 0 | 0 | 0 | 0 | 0 | 0 | 0 | 0 | 0 | 0 | 0 | 0 | 0 | 0 | 0 | 0 | 0 | 0 | 0 | 0 | 0 | 0 | 0 | 0 | 0 | 0 | 0 | 0 | 0 | 0 | 0 | 0 | 0 | 0 | 0 | 0 | 0 | 0 | 0 | 0 | 0 | 0 | 0 | 0 | 0 | 0 | 0 | 0 | 0 | 0 | 0 | 0 | 0 | 0 | 0 | 0 | 0 | 0 | 0 | 0 | 0 | 0 | 0 | 0 | 0 | 0 | 0 | 0 | 0 | 0 | 0 | 0 | 0 | 0 | 0 | 0 | 0 | 0 | 0 | 0 | 0 | 0 | 0 | 0 | 0 | 0 | 0 | 0 | 0 | 0 | 0 | 0 | 0 | 0 | 0 | 0 | 0 | 0 | 0 | 0 | 0 | 0 | 0 | 0 | 0 | 994.1716 | 1001.9965 | 1010.1638 | 1018.4414 | 1026.6552 | 1034.6098 | 1042.1299 | 1049.0547 | 1055.2378 | 1060.5467 | 1065.1208 | 1069.0586 | 1072.4489 | 1075.368 | 1077.8836 | 1080.0491 | 1081.9123 | 1083.474 | 1084.8265 | 1086.0016 | 1087.0197 | 1087.9039 | 1088.6612 | 1089.3112 | 1089.869 | 438.8111 | 442.2649 | 445.8698 | 449.5234 | 453.1488 | 456.6599 | 459.9791 | 463.0356 | 465.7647 | 468.108 | 470.1269 | 471.865 | 473.3614 | 474.6498 | 475.7602 | 476.716 | 477.5384 | 478.2277 | 478.8247 | 479.3433 | 479.7927 | 480.183 | 480.5173 | 480.8042 | 481.0504 | 354
OR_Residential_LI - Single Family_Existing_Space Heating_Natural Gas_Furnace | OR | Residential | LI - Mobile Home | Existing | Water Heating | Natural Gas | Water Heater - Tank Blanket/Insulation | A | ORM307 | None | Installed | 5 | 0 | 0 | 0 | 38.68 | 0 | 0 | 0 | 0.30173 | 0.25 | household | 75% | 95% | Retrofit | Retro3Slow | 84.16% | TBD | 0% | 0 |  | 0 |  | 0 | IL TRM - 5.4.7 - RS-HWE-TMPS-V07-200101 | IL TRM - 5.4.7 - RS-HWE-TMPS-V07-200101 | IL TRM - 5.4.7 - RS-HWE-TMPS-V07-200101 | None | None | None | None | None | None | None | None | None | None | None | None | None | None | None | None | None | None | None | None | None | None | None | None | None | None | None | Installed | Installed | Installed | Installed | Installed | Installed | Installed | Installed | Installed | Installed | Installed | Installed | Installed | Installed | Installed | Installed | Installed | Installed | Installed | Installed | Installed | Installed | Installed | Installed | Installed | Installed | Installed | 38.68 | 38.68 | 38.68 | 38.68 | 38.68 | 38.68 | 38.68 | 38.68 | 38.68 | 38.68 | 38.68 | 38.68 | 38.68 | 38.68 | 38.68 | 38.68 | 38.68 | 38.68 | 38.68 | 38.68 | 38.68 | 38.68 | 38.68 | 38.68 | 38.68 | 38.68 | 38.68 | 0 | 0 | 0 | 0 | 0 | 0 | 0 | 0 | 0 | 0 | 0 | 0 | 0 | 0 | 0 | 0 | 0 | 0 | 0 | 0 | 0 | 0 | 0 | 0 | 0 | 0 | 0 | 0 | 0 | 0 | 0 | 0 | 0 | 0 | 0 | 0 | 0 | 0 | 0 | 0 | 0 | 0 | 0 | 0 | 0 | 0 | 0 | 0 | 0 | 0 | 0 | 0 | 0 | 0 | 0 | 0 | 0 | 0 | 0 | 0 | 0 | 0 | 0 | 0 | 0 | 0 | 0 | 0 | 0 | 0 | 0 | 0 | 0 | 0 | 0 | 0 | 0 | 1.5377 | 2.4075 | 4.796 | 8.3597 | 12.9523 | 16.5235 | 20.4883 | 21.8098 | 20.179 | 15.4731 | 8.3638 | 0.13433 | 0 | 0 | 0 | 0 | 0 | 0 | 0 | 0 | 0 | 0 | 0 | 0 | 0 | 1.5377 | 3.9453 | 8.7412 | 17.1009 | 30.0532 | 46.5767 | 67.065 | 88.8748 | 109.0538 | 124.5268 | 132.8906 | 133.0249 | 133.0249 | 133.0249 | 133.0249 | 133.0249 | 133.0249 | 133.0249 | 133.0249 | 133.0249 | 133.0249 | 133.0249 | 133.0249 | 133.0249 | 133.0249 | 0 | 0 | 0 | 0 | 0 | 0 | 0 | 0 | 0 | 0 | 0 | 0 | 0 | 0 | 0 | 0 | 0 | 0 | 0 | 0 | 0 | 0 | 0 | 0 | 0 | 0 | 0 | 0 | 0 | 0 | 0 | 0 | 0 | 0 | 0 | 0 | 0 | 0 | 0 | 0 | 0 | 0 | 0 | 0 | 0 | 0 | 0 | 0 | 0 | 0 | 1.3071 | 2.0464 | 4.0766 | 7.1057 | 11.0095 | 14.045 | 17.415 | 18.5383 | 17.1521 | 13.1521 | 7.1092 | 0.11418 | 0 | 0 | 0 | 0 | 0 | 0 | 0 | 0 | 0 | 0 | 0 | 0 | 0 | 1.3071 | 3.3535 | 7.4301 | 14.5358 | 25.5452 | 39.5902 | 57.0053 | 75.5436 | 92.6957 | 105.8478 | 112.957 | 113.0712 | 113.0712 | 113.0712 | 113.0712 | 113.0712 | 113.0712 | 113.0712 | 113.0712 | 113.0712 | 113.0712 | 113.0712 | 113.0712 | 113.0712 | 113.0712 | 0 | 0 | 0 | 0 | 0 | 0 | 0 | 0 | 0 | 0 | 0 | 0 | 0 | 0 | 0 | 0 | 0 | 0 | 0 | 0 | 0 | 0 | 0 | 0 | 0 | 0 | 0 | 0 | 0 | 0 | 0 | 0 | 0 | 0 | 0 | 0 | 0 | 0 | 0 | 0 | 0 | 0 | 0 | 0 | 0 | 0 | 0 | 0 | 0 | 0 | 0 | 0 | 0 | 0 | 0 | 0 | 0 | 0 | 0 | 0 | 0 | 0 | 0 | 0 | 0 | 0 | 0 | 0 | 0 | 0 | 0 | 0 | 0 | 0 | 0 | 0 | 0 | 0 | 0 | 0 | 0 | 0 | 0 | 0 | 0 | 0 | 0 | 0 | 0 | 0 | 0 | 0 | 0 | 0 | 0 | 0 | 0 | 0 | 0 | 0 | 0 | 0 | 0 | 0 | 0 | 0 | 0 | 0 | 0 | 0 | 0 | 0 | 0 | 0 | 0 | 0 | 0 | 0 | 0 | 0 | 0 | 0 | 0 | 0 | 0 | 0 | 0 | 0 | 0 | 0 | 0 | 0 | 0 | 0 | 0 | 0 | 0 | 0 | 0 | 0 | 0 | 0 | 0 | 0 | 0 | 0 | 0 | 0 | 0 | 0 | 0 | 0 | 0 | 0 | 0 | 0 | 0 | 0 | 0 | 0 | 0 | 0 | 0 | 0 | 0 | 0 | 0 | 0 | 0 | 0 | 0 | 0 | 0 | 0 | 0 | 0 | 0 | 0 | 0 | 0 | 0 | 0 | 0 | 0 | 0 | 0 | 0 | 0 | 0 | 0 | 0 | 0 | 0 | 0 | 0 | 0 | 0 | 0 | 0 | 0 | 0 | 0 | 0 | 0 | 0 | 0 | 0 | 0 | 0 | 0 | 0 | 0 | 0 | 0 | 0 | 0 | 0 | 0 | 0 | 0 | 0 | 0 | 0 | 0 | 0 | 0 | 0 | 0 | 0 | 0 | 0 | 0 | 0 | 0 | 0 | 0 | 0 | 0 | 0 | 0 | 0 | 0 | 0 | 0 | 0 | 0 | 0 | 0 | 0 | 0 | 355
OR_Residential_LI - Single Family_Existing_Space Heating_Natural Gas_Furnace | OR | Residential | LI - Mobile Home | Existing | Water Heating | Natural Gas | Water Heater - Thermostatic Shower Restriction Valve | A | ORM308 | None | Installed | 10 | 2.1334 | 0 | 0 | 24.46 | 0 | 0 | 0 | 0.30173 | 0.25 | showerheads | 1% | 95% | Retrofit | Retro3Slow | 84.16% | TBD | 0% | 2012.8268 |  | 888.4288 |  | 0.023266 | RTF Workbook - ThermostaticShowerRestrictionValve_v4_1 | RTF Workbook - ThermostaticShowerRestrictionValve_v4_1 | RTF Workbook - ThermostaticShowerRestrictionValve_v4_1 | None | None | None | None | None | None | None | None | None | None | None | None | None | None | None | None | None | None | None | None | None | None | None | None | None | None | None | Installed | Installed | Installed | Installed | Installed | Installed | Installed | Installed | Installed | Installed | Installed | Installed | Installed | Installed | Installed | Installed | Installed | Installed | Installed | Installed | Installed | Installed | Installed | Installed | Installed | Installed | Installed | 24.46 | 24.46 | 24.46 | 24.46 | 24.46 | 24.46 | 24.46 | 24.46 | 24.46 | 24.46 | 24.46 | 24.46 | 24.46 | 24.46 | 24.46 | 24.46 | 24.46 | 24.46 | 24.46 | 24.46 | 24.46 | 24.46 | 24.46 | 24.46 | 24.46 | 24.46 | 24.46 | 0 | 0 | 2.1041 | 2.0874 | 2.0699 | 2.0519 | 2.0336 | 2.0148 | 1.9958 | 1.9766 | 1.9573 | 1.9382 | 1.9191 | 1.8999 | 1.8808 | 1.8618 | 1.843 | 1.8245 | 1.8062 | 1.7883 | 1.7706 | 1.7531 | 1.7358 | 1.7189 | 1.7024 | 1.6866 | 1.6716 | 0.027372 | 0.042515 | 0.083984 | 0.14512 | 0.22283 | 0.30787 | 0.38659 | 0.44491 | 0.47257 | 0.4661 | 0.40406 | 0.33148 | 0.22427 | 0.098835 | 0 | 0 | 0 | 0 | 0 | 0 | 0 | 0 | 0 | 0 | 0 | 0.027372 | 0.06967 | 0.15307 | 0.29686 | 0.51703 | 0.82014 | 1.199 | 1.6324 | 2.089 | 2.5347 | 2.9137 | 3.2161 | 3.4081 | 3.4725 | 3.4374 | 3.4028 | 3.3687 | 3.3353 | 3.3023 | 3.2696 | 3.2375 | 3.2059 | 3.1752 | 3.1456 | 3.1176 | 13.009 | 20.3678 | 40.574 | 70.7227 | 109.5765 | 152.7982 | 193.6985 | 225.0847 | 241.4368 | 240.4786 | 210.5468 | 174.4671 | 119.2415 | 53.0849 | 0 | 0 | 0 | 0 | 0 | 0 | 0 | 0 | 0 | 0 | 0 | 13.009 | 33.3769 | 73.9509 | 144.6736 | 254.2501 | 407.0483 | 600.7468 | 825.8315 | 1067.2684 | 1307.7469 | 1518.2937 | 1692.7608 | 1812.0023 | 1865.0872 | 1865.0872 | 1865.0872 | 1865.0872 | 1865.0872 | 1865.0872 | 1865.0872 | 1865.0872 | 1865.0872 | 1865.0872 | 1865.0872 | 1865.0872 | 0.023266 | 0.036139 | 0.071391 | 0.12337 | 0.18946 | 0.26182 | 0.32889 | 0.37867 | 0.40246 | 0.39723 | 0.34465 | 0.28302 | 0.19169 | 0.084574 | 0 | 0 | 0 | 0 | 0 | 0 | 0 | 0 | 0 | 0 | 0 | 0.023266 | 0.059221 | 0.13012 | 0.25237 | 0.43961 | 0.69749 | 1.02 | 1.3893 | 1.7791 | 2.1602 | 2.4854 | 2.746 | 2.913 | 2.9714 | 2.945 | 2.919 | 2.8936 | 2.8688 | 2.8444 | 2.8203 | 2.7966 | 2.7734 | 2.7509 | 2.7293 | 2.7088 | 11.0577 | 17.3127 | 34.4879 | 60.1143 | 93.14 | 129.8784 | 164.6438 | 191.322 | 205.2213 | 204.4068 | 178.9648 | 148.2971 | 101.3553 | 45.1221 | 0 | 0 | 0 | 0 | 0 | 0 | 0 | 0 | 0 | 0 | 0 | 11.0577 | 28.3704 | 62.8583 | 122.9726 | 216.1126 | 345.991 | 510.6348 | 701.9568 | 907.1781 | 1111.5849 | 1290.5497 | 1438.8467 | 1540.202 | 1585.3241 | 1585.3241 | 1585.3241 | 1585.3241 | 1585.3241 | 1585.3241 | 1585.3241 | 1585.3241 | 1585.3241 | 1585.3241 | 1585.3241 | 1585.3241 | 0 | 0 | 0 | 0 | 0 | 0 | 0 | 0 | 0 | 0 | 0 | 0 | 0 | 0 | 0 | 0 | 0 | 0 | 0 | 0 | 0 | 0 | 0 | 0 | 0 | 0 | 0 | 0 | 0 | 0 | 0 | 0 | 0 | 0 | 0 | 0 | 0 | 0 | 0 | 0 | 0 | 0 | 0 | 0 | 0 | 0 | 0 | 0 | 0 | 0 | 0 | 0 | 0 | 0 | 0 | 0 | 0 | 0 | 0 | 0 | 0 | 0 | 0 | 0 | 0 | 0 | 0 | 0 | 0 | 0 | 0 | 0 | 0 | 0 | 0 | 0 | 0 | 0 | 0 | 0 | 0 | 0 | 0 | 0 | 0 | 0 | 0 | 0 | 0 | 0 | 0 | 0 | 0 | 0 | 0 | 0 | 0 | 0 | 0 | 0 | 0.023266 | 0.036139 | 0.071391 | 0.12337 | 0.18946 | 0.26182 | 0.32889 | 0.37867 | 0.40246 | 0.39723 | 0.34465 | 0.28302 | 0.19169 | 0.084574 | 0 | 0 | 0 | 0 | 0 | 0 | 0 | 0 | 0 | 0 | 0 | 0.023266 | 0.059221 | 0.13012 | 0.25237 | 0.43961 | 0.69749 | 1.02 | 1.3893 | 1.7791 | 2.1602 | 2.4854 | 2.746 | 2.913 | 2.9714 | 2.945 | 2.919 | 2.8936 | 2.8688 | 2.8444 | 2.8203 | 2.7966 | 2.7734 | 2.7509 | 2.7293 | 2.7088 | 11.0577 | 17.3127 | 34.4879 | 60.1143 | 93.14 | 129.8784 | 164.6438 | 191.322 | 205.2213 | 204.4068 | 178.9648 | 148.2971 | 101.3553 | 45.1221 | 0 | 0 | 0 | 0 | 0 | 0 | 0 | 0 | 0 | 0 | 0 | 11.0577 | 28.3704 | 62.8583 | 122.9726 | 216.1126 | 345.991 | 510.6348 | 701.9568 | 907.1781 | 1111.5849 | 1290.5497 | 1438.8467 | 1540.202 | 1585.3241 | 1585.3241 | 1585.3241 | 1585.3241 | 1585.3241 | 1585.3241 | 1585.3241 | 1585.3241 | 1585.3241 | 1585.3241 | 1585.3241 | 1585.3241 | 1901.0179 | 1915.9803 | 1931.5976 | 1947.4257 | 1963.1318 | 1978.3423 | 1992.7219 | 2005.9633 | 2017.7863 | 2027.9379 | 2036.6843 | 2044.2139 | 2050.6967 | 2056.2785 | 2061.0887 | 2065.2297 | 2068.7923 | 2071.7786 | 2074.3647 | 2076.6117 | 2078.5586 | 2080.2492 | 2081.6974 | 2082.9403 | 2084.0068 | 839.0782 | 845.6824 | 852.5756 | 859.5618 | 866.4943 | 873.2079 | 879.5549 | 885.3994 | 890.6179 | 895.0986 | 898.9591 | 902.2826 | 905.144 | 907.6077 | 909.7309 | 911.5586 | 913.1311 | 914.4492 | 915.5906 | 916.5825 | 917.4418 | 918.188 | 918.8272 | 919.3758 | 919.8465 | 356
OR_Residential_LI - Single Family_Existing_Space Heating_Natural Gas_Furnace | OR | Residential | LI - Mobile Home | Existing | Water Heating | Natural Gas | Water Heater - Timer | A | ORM309 | None | Installed | 7 | 6.4 | 0 | 0 | 139.02 | 0 | 0 | 0 | 0.30173 | 0.25 | household | 0% | 10% | Retrofit | Retro3Slow | 84.16% | TBD | 0% | 5075.8127 |  | 2240.3807 |  | 0.0041191 | DHW_TIM-Water Heating-AEG-2 | DHW_TIM-Water Heating-AEG-2 | DHW_TIM-Water Heating-AEG-2 | None | None | None | None | None | None | None | None | None | None | None | None | None | None | None | None | None | None | None | None | None | None | None | None | None | None | None | Installed | Installed | Installed | Installed | Installed | Installed | Installed | Installed | Installed | Installed | Installed | Installed | Installed | Installed | Installed | Installed | Installed | Installed | Installed | Installed | Installed | Installed | Installed | Installed | Installed | Installed | Installed | 139.02 | 139.02 | 139.02 | 139.02 | 139.02 | 139.02 | 139.02 | 139.02 | 139.02 | 139.02 | 139.02 | 139.02 | 139.02 | 139.02 | 139.02 | 139.02 | 139.02 | 139.02 | 139.02 | 139.02 | 139.02 | 139.02 | 139.02 | 139.02 | 139.02 | 139.02 | 139.02 | 0 | 0 | 6.3013 | 6.24 | 6.1755 | 6.1079 | 6.037 | 5.9639 | 5.8896 | 5.8147 | 5.7403 | 5.6675 | 5.5971 | 5.5297 | 5.4658 | 5.406 | 5.3498 | 5.2952 | 5.2415 | 5.1888 | 5.1368 | 5.0853 | 5.0346 | 4.9849 | 4.9364 | 4.8898 | 4.8456 | 0.0048448 | 0.0075116 | 0.014809 | 0.02553 | 0.039097 | 0.053857 | 0.067424 | 0.072882 | 0.075 | 0.06696 | 0.050557 | 0.027864 | 0.0022669 | 0 | 0 | 0 | 0 | 0 | 0 | 0 | 0 | 0 | 0 | 0 | 0 | 0.0048448 | 0.012309 | 0.026991 | 0.052225 | 0.090716 | 0.14347 | 0.20911 | 0.27933 | 0.35076 | 0.41327 | 0.4587 | 0.48103 | 0.47774 | 0.47252 | 0.4676 | 0.46283 | 0.45814 | 0.45353 | 0.44899 | 0.44449 | 0.44006 | 0.43571 | 0.43147 | 0.42739 | 0.42354 | 0.76886 | 1.2038 | 2.398 | 4.1798 | 6.4762 | 9.0306 | 11.4479 | 12.534 | 13.0655 | 11.8147 | 9.0327 | 5.0389 | 0.41474 | 0 | 0 | 0 | 0 | 0 | 0 | 0 | 0 | 0 | 0 | 0 | 0 | 0.76886 | 1.9726 | 4.3706 | 8.5505 | 15.0266 | 24.0572 | 35.5051 | 48.0392 | 61.1047 | 72.9194 | 81.9521 | 86.991 | 87.4057 | 87.4057 | 87.4057 | 87.4057 | 87.4057 | 87.4057 | 87.4057 | 87.4057 | 87.4057 | 87.4057 | 87.4057 | 87.4057 | 87.4057 | 0.0041191 | 0.0063884 | 0.012599 | 0.021729 | 0.033294 | 0.045895 | 0.057502 | 0.062215 | 0.064091 | 0.057287 | 0.043308 | 0.023899 | 0.0019468 | 0 | 0 | 0 | 0 | 0 | 0 | 0 | 0 | 0 | 0 | 0 | 0 | 0.0041191 | 0.010469 | 0.022963 | 0.04445 | 0.077253 | 0.12226 | 0.17834 | 0.23845 | 0.29974 | 0.35357 | 0.39293 | 0.41259 | 0.4103 | 0.40633 | 0.40262 | 0.39903 | 0.39551 | 0.39207 | 0.38869 | 0.38535 | 0.38207 | 0.37886 | 0.37574 | 0.37274 | 0.36991 | 0.65353 | 1.0232 | 2.0383 | 3.5529 | 5.5047 | 7.676 | 9.7307 | 10.6539 | 11.1057 | 10.0425 | 7.6778 | 4.2831 | 0.35252 | 0 | 0 | 0 | 0 | 0 | 0 | 0 | 0 | 0 | 0 | 0 | 0 | 0.65353 | 1.6767 | 3.715 | 7.2679 | 12.7726 | 20.4486 | 30.1794 | 40.8333 | 51.939 | 61.9815 | 69.6593 | 73.9423 | 74.2949 | 74.2949 | 74.2949 | 74.2949 | 74.2949 | 74.2949 | 74.2949 | 74.2949 | 74.2949 | 74.2949 | 74.2949 | 74.2949 | 74.2949 | 0 | 0 | 0 | 0 | 0 | 0 | 0 | 0 | 0 | 0 | 0 | 0 | 0 | 0 | 0 | 0 | 0 | 0 | 0 | 0 | 0 | 0 | 0 | 0 | 0 | 0 | 0 | 0 | 0 | 0 | 0 | 0 | 0 | 0 | 0 | 0 | 0 | 0 | 0 | 0 | 0 | 0 | 0 | 0 | 0 | 0 | 0 | 0 | 0 | 0 | 0 | 0 | 0 | 0 | 0 | 0 | 0 | 0 | 0 | 0 | 0 | 0 | 0 | 0 | 0 | 0 | 0 | 0 | 0 | 0 | 0 | 0 | 0 | 0 | 0 | 0 | 0 | 0 | 0 | 0 | 0 | 0 | 0 | 0 | 0 | 0 | 0 | 0 | 0 | 0 | 0 | 0 | 0 | 0 | 0 | 0 | 0 | 0 | 0 | 0 | 0 | 0 | 0 | 0 | 0 | 0 | 0 | 0 | 0 | 0 | 0 | 0 | 0 | 0 | 0 | 0 | 0 | 0 | 0 | 0 | 0 | 0 | 0 | 0 | 0 | 0 | 0 | 0 | 0 | 0 | 0 | 0 | 0 | 0 | 0 | 0 | 0 | 0 | 0 | 0 | 0 | 0 | 0 | 0 | 0 | 0 | 0 | 0 | 0 | 0 | 0 | 0 | 0 | 0 | 0 | 0 | 0 | 0 | 0 | 0 | 0 | 0 | 0 | 0 | 0 | 0 | 0 | 0 | 0 | 0 | 0 | 0 | 0 | 0 | 0 | 0 | 0 | 0 | 0 | 0 | 0 | 0 | 0 | 0 | 0 | 0 | 0 | 0 | 0 | 0 | 0 | 0 | 0 | 0 | 0 | 0 | 0 | 0 | 0 | 0 | 4793.8605 | 4831.5918 | 4870.9743 | 4910.8885 | 4950.4953 | 4988.852 | 5025.1135 | 5058.5048 | 5088.3193 | 5113.9188 | 5135.975 | 5154.9627 | 5171.3105 | 5185.3865 | 5197.5165 | 5207.9588 | 5216.9429 | 5224.4736 | 5230.9949 | 5236.6613 | 5241.5708 | 5245.8341 | 5249.486 | 5252.6203 | 5255.3099 | 2115.9317 | 2132.5856 | 2149.9684 | 2167.5859 | 2185.0677 | 2201.9977 | 2218.0029 | 2232.7413 | 2245.9009 | 2257.2002 | 2266.9354 | 2275.3162 | 2282.5319 | 2288.7448 | 2294.0988 | 2298.7079 | 2302.6733 | 2305.9972 | 2308.8756 | 2311.3767 | 2313.5436 | 2315.4254 | 2317.0373 | 2318.4207 | 2319.6078 | 357
OR_Residential_LI - Single Family_Existing_Space Heating_Natural Gas_Furnace | OR | Residential | LI - Mobile Home | Existing | Water Heating | Natural Gas | Water Heater - Solar System | A | ORM310 | None | Installed | 30 | 98.8286 | 0 | 0 | 7455.26 | 0 | 0 | 0 | 0.30173 | 0.25 | household | 0.5564% | 30% | Lost Opportunity | LO3Slow | 85% | TBD | 0% | 6743.4308 |  | 2976.4401 |  | 0 | EIA 2018 Tech Forecast | EIA 2018 Tech Forecast | Michigan Energy Measure Database | None | None | None | None | None | None | None | None | None | None | None | None | None | None | None | None | None | None | None | None | None | None | None | None | None | None | None | Installed | Installed | Installed | Installed | Installed | Installed | Installed | Installed | Installed | Installed | Installed | Installed | Installed | Installed | Installed | Installed | Installed | Installed | Installed | Installed | Installed | Installed | Installed | Installed | Installed | Installed | Installed | 7455.26 | 7455.26 | 7455.26 | 7455.26 | 7455.26 | 7455.26 | 7455.26 | 7455.26 | 7455.26 | 7455.26 | 7455.26 | 7455.26 | 7455.26 | 7455.26 | 7455.26 | 7455.26 | 7455.26 | 7455.26 | 7455.26 | 7455.26 | 7455.26 | 7455.26 | 7455.26 | 7455.26 | 7455.26 | 7455.26 | 7455.26 | 0 | 0 | 97.3038 | 96.3585 | 95.3621 | 94.3181 | 93.2234 | 92.0938 | 90.9472 | 89.7906 | 88.6414 | 87.5171 | 86.4309 | 85.3896 | 84.4024 | 83.4794 | 82.6114 | 81.7689 | 80.9392 | 80.1258 | 79.3224 | 78.5276 | 77.7445 | 76.9761 | 76.2278 | 75.5075 | 74.8263 | 0 | 0 | 0 | 0 | 0 | 0 | 0 | 0 | 0 | 0 | 0 | 0 | 0 | 0 | 0 | 0 | 0 | 0 | 0 | 0 | 0 | 0 | 0 | 0 | 0 | 0 | 0 | 0 | 0 | 0 | 0 | 0 | 0 | 0 | 0 | 0 | 0 | 0 | 0 | 0 | 0 | 0 | 0 | 0 | 0 | 0 | 0 | 0 | 0 | 0 | 0 | 0 | 0 | 0 | 0 | 0 | 0 | 0 | 0 | 0 | 0 | 0 | 0 | 0 | 0 | 0 | 0 | 0 | 0 | 0 | 0 | 0 | 0 | 0 | 0 | 0 | 0 | 0 | 0 | 0 | 0 | 0 | 0 | 0 | 0 | 0 | 0 | 0 | 0 | 0 | 0 | 0 | 0 | 0 | 0 | 0 | 0 | 0 | 0 | 0 | 0 | 0 | 0 | 0 | 0 | 0 | 0 | 0 | 0 | 0 | 0 | 0 | 0 | 0 | 0 | 0 | 0 | 0 | 0 | 0 | 0 | 0 | 0 | 0 | 0 | 0 | 0 | 0 | 0 | 0 | 0 | 0 | 0 | 0 | 0 | 0 | 0 | 0 | 0 | 0 | 0 | 0 | 0 | 0 | 0 | 0 | 0 | 0 | 0 | 0 | 0 | 0 | 0 | 0 | 0 | 0 | 0 | 0 | 0 | 0 | 0 | 0 | 0 | 0 | 0 | 0 | 0 | 0 | 0 | 0 | 0 | 0 | 0 | 0 | 0 | 0 | 0 | 0 | 0 | 0 | 0 | 0 | 0 | 0 | 0 | 0 | 0 | 0 | 0 | 0 | 0 | 0 | 0 | 0 | 0 | 0 | 0 | 0 | 0 | 0 | 0 | 0 | 0 | 0 | 0 | 0 | 0 | 0 | 0 | 0 | 0 | 0 | 0 | 0 | 0 | 0 | 0 | 0 | 0 | 0 | 0 | 0 | 0 | 0 | 0 | 0 | 0 | 0 | 0 | 0 | 0 | 0 | 0 | 0 | 0 | 0 | 0 | 0 | 0 | 0 | 0 | 0 | 0 | 0 | 0 | 0 | 0 | 0 | 0 | 0 | 0 | 0 | 0 | 0 | 0 | 0 | 0 | 0 | 0 | 0 | 0 | 0 | 0 | 0 | 0 | 0 | 0 | 0 | 0 | 0 | 0 | 0 | 0 | 0 | 0 | 0 | 0 | 0 | 0 | 0 | 0 | 0 | 0 | 0 | 0 | 0 | 0 | 0 | 0 | 0 | 0 | 0 | 0 | 0 | 0 | 0 | 0 | 0 | 0 | 0 | 0 | 0 | 0 | 0 | 0 | 0 | 0 | 0 | 0 | 0 | 0 | 0 | 0 | 0 | 0 | 0 | 0 | 0 | 0 | 0 | 0 | 0 | 0 | 0 | 0 | 0 | 0 | 0 | 0 | 0 | 0 | 0 | 0 | 0 | 0 | 0 | 0 | 0 | 0 | 0 | 0 | 0 | 0 | 0 | 0 | 0 | 0 | 0 | 0 | 0 | 0 | 0 | 0 | 0 | 0 | 0 | 0 | 0 | 0 | 0 | 0 | 0 | 0 | 0 | 0 | 0 | 0 | 0 | 0 | 0 | 0 | 0 | 0 | 0 | 0 | 0 | 0 | 0 | 0 | 0 | 0 | 0 | 0 | 0 | 0 | 0 | 0 | 0 | 0 | 0 | 0 | 0 | 0 | 0 | 0 | 0 | 0 | 0 | 0 | 0 | 6368.8454 | 6418.973 | 6471.2943 | 6524.3221 | 6576.9413 | 6627.8998 | 6676.0748 | 6720.4366 | 6760.0463 | 6794.0564 | 6823.3589 | 6848.5849 | 6870.3036 | 6889.0041 | 6905.1193 | 6918.9925 | 6930.9282 | 6940.933 | 6949.5968 | 6957.125 | 6963.6474 | 6969.3113 | 6974.1631 | 6978.3272 | 6981.9003 | 2811.1042 | 2833.2297 | 2856.3235 | 2879.7291 | 2902.9544 | 2925.4466 | 2946.7103 | 2966.2908 | 2983.7739 | 2998.7854 | 3011.7191 | 3022.8534 | 3032.4397 | 3040.6938 | 3047.8068 | 3053.9302 | 3059.1984 | 3063.6143 | 3067.4384 | 3070.7612 | 3073.6401 | 3076.1401 | 3078.2816 | 3080.1195 | 3081.6966 | 358
OR_Residential_LI - Single Family_Existing_Space Heating_Natural Gas_Furnace | OR | Residential | LI - Mobile Home | Existing | Water Heating | Natural Gas | Water Heater - Intermittent Ignition System | A | ORM311 | None | Installed | 20 | 7.41 | 0 | 0 | 105 | 0 | 0 | 0 | 0.30173 | 0.25 | household | 82% | 100% | Lost Opportunity | LO3Slow | 85% | TBD | 0% | 1553.0668 |  | 685.4983 |  | 0.0085973 | NW Natural 2021 Energy Efficiency Plan | NW Natural 2021 Energy Efficiency Plan | NW Natural 2021 Energy Efficiency Plan | None | None | None | None | None | None | None | None | None | None | None | None | None | None | None | None | None | None | None | None | None | None | None | None | None | None | None | Installed | Installed | Installed | Installed | Installed | Installed | Installed | Installed | Installed | Installed | Installed | Installed | Installed | Installed | Installed | Installed | Installed | Installed | Installed | Installed | Installed | Installed | Installed | Installed | Installed | Installed | Installed | 105 | 105 | 105 | 105 | 105 | 105 | 105 | 105 | 105 | 105 | 105 | 105 | 105 | 105 | 105 | 105 | 105 | 105 | 105 | 105 | 105 | 105 | 105 | 105 | 105 | 105 | 105 | 0 | 0 | 7.3085 | 7.2513 | 7.1924 | 7.1334 | 7.0757 | 7.0202 | 6.9683 | 6.9208 | 6.8787 | 6.8427 | 6.8118 | 6.7854 | 6.7629 | 6.7437 | 6.7273 | 6.7134 | 6.7017 | 6.6919 | 6.6835 | 6.6763 | 6.6699 | 6.6645 | 6.6598 | 6.6557 | 6.6523 | 0.010115 | 0.025707 | 0.056443 | 0.10943 | 0.19059 | 0.30246 | 0.44263 | 0.60359 | 0.77421 | 0.94215 | 1.0962 | 1.2282 | 1.3343 | 1.414 | 1.47 | 1.5064 | 1.5278 | 1.5385 | 1.542 | 1.5424 | 1.5318 | 1.51 | 1.4742 | 1.4174 | 1.3335 | 0.010115 | 0.035743 | 0.091895 | 0.20057 | 0.38954 | 0.68895 | 1.1265 | 1.7224 | 2.4861 | 3.4152 | 4.496 | 5.7068 | 7.0222 | 8.4163 | 9.8658 | 11.3519 | 12.8598 | 14.3797 | 15.9037 | 17.4287 | 18.9441 | 20.4385 | 21.8984 | 23.3025 | 24.6239 | 1.3839 | 3.5452 | 7.8476 | 15.3401 | 26.9363 | 43.0845 | 63.5197 | 87.2128 | 112.5514 | 137.6875 | 160.9236 | 181.012 | 197.2952 | 209.6832 | 218.5174 | 224.3897 | 227.9744 | 229.9061 | 230.7134 | 231.0335 | 229.6568 | 226.5784 | 221.3628 | 212.9605 | 200.4582 | 1.3839 | 4.9292 | 12.7767 | 28.1168 | 55.0531 | 98.1376 | 161.6573 | 248.8701 | 361.4216 | 499.1091 | 660.0327 | 841.0447 | 1038.3399 | 1248.023 | 1466.5404 | 1690.9301 | 1918.9045 | 2148.8106 | 2379.5241 | 2610.5576 | 2840.2143 | 3066.7928 | 3288.1555 | 3501.116 | 3701.5742 | 0.0085973 | 0.021851 | 0.047977 | 0.093015 | 0.16201 | 0.25711 | 0.37626 | 0.51311 | 0.65818 | 0.80098 | 0.93196 | 1.0443 | 1.1344 | 1.2023 | 1.2499 | 1.2809 | 1.299 | 1.3082 | 1.3111 | 1.3115 | 1.3024 | 1.2839 | 1.2535 | 1.2052 | 1.1338 | 0.0085973 | 0.030382 | 0.078112 | 0.17049 | 0.33112 | 0.58564 | 0.95759 | 1.4642 | 2.1135 | 2.9035 | 3.8224 | 4.852 | 5.9705 | 7.1559 | 8.3885 | 9.6522 | 10.9343 | 12.2267 | 13.5224 | 14.8192 | 16.1077 | 17.3784 | 18.6197 | 19.8136 | 20.9372 | 1.1763 | 3.0135 | 6.6704 | 13.0391 | 22.8958 | 36.6218 | 53.9918 | 74.1309 | 95.6687 | 117.0344 | 136.785 | 153.8602 | 167.7009 | 178.2307 | 185.7398 | 190.7313 | 193.7782 | 195.4202 | 196.1064 | 196.3785 | 195.2082 | 192.5917 | 188.1584 | 181.0164 | 170.3894 | 1.1763 | 4.1898 | 10.8602 | 23.8993 | 46.7952 | 83.417 | 137.4087 | 211.5396 | 307.2083 | 424.2427 | 561.0278 | 714.888 | 882.5889 | 1060.8196 | 1246.5593 | 1437.2906 | 1631.0688 | 1826.489 | 2022.5954 | 2218.9739 | 2414.1822 | 2606.7738 | 2794.9322 | 2975.9486 | 3146.3381 | 0 | 0.021851 | 0.047977 | 0.093015 | 0.16201 | 0.25711 | 0.37626 | 0.51311 | 0.65818 | 0.80098 | 0.93196 | 1.0443 | 1.1344 | 1.2023 | 1.2499 | 1.2809 | 1.299 | 1.3082 | 1.3111 | 1.3115 | 1.3103 | 1.2839 | 1.2535 | 1.2052 | 1.1338 | 0 | 0.021851 | 0.069651 | 0.1621 | 0.32279 | 0.57738 | 0.94939 | 1.4561 | 2.1054 | 2.8954 | 3.8144 | 4.844 | 5.9625 | 7.148 | 8.3806 | 9.6443 | 10.9265 | 12.2188 | 13.5146 | 14.8113 | 16.1077 | 17.3784 | 18.6197 | 19.8136 | 20.9372 | 0 | 3.0135 | 6.6704 | 13.0391 | 22.8958 | 36.6218 | 53.9918 | 74.1309 | 95.6687 | 117.0344 | 136.785 | 153.8602 | 167.7009 | 178.2307 | 185.7398 | 190.7313 | 193.7782 | 195.4202 | 196.1064 | 196.3785 | 196.3846 | 192.5917 | 188.1584 | 181.0164 | 170.3894 | 0 | 3.0135 | 9.6839 | 22.723 | 45.6188 | 82.2406 | 136.2324 | 210.3633 | 306.032 | 423.0664 | 559.8514 | 713.7116 | 881.4125 | 1059.6432 | 1245.383 | 1436.1142 | 1629.8925 | 1825.3127 | 2021.4191 | 2217.7976 | 2414.1822 | 2606.7738 | 2794.9322 | 2975.9486 | 3146.3381 | 0.0085973 | 0.021851 | 0.047977 | 0.093015 | 0.16201 | 0.25711 | 0.37626 | 0.51311 | 0.65818 | 0.80098 | 0.93196 | 1.0443 | 1.1344 | 1.2023 | 1.2499 | 1.2809 | 1.299 | 1.3082 | 1.3111 | 1.3115 | 1.3024 | 1.2839 | 1.2535 | 1.2052 | 1.1338 | 0.0085973 | 0.030382 | 0.078112 | 0.17049 | 0.33112 | 0.58564 | 0.95759 | 1.4642 | 2.1135 | 2.9035 | 3.8224 | 4.852 | 5.9705 | 7.1559 | 8.3885 | 9.6522 | 10.9343 | 12.2267 | 13.5224 | 14.8192 | 16.1077 | 17.3784 | 18.6197 | 19.8136 | 20.9372 | 1.1763 | 3.0135 | 6.6704 | 13.0391 | 22.8958 | 36.6218 | 53.9918 | 74.1309 | 95.6687 | 117.0344 | 136.785 | 153.8602 | 167.7009 | 178.2307 | 185.7398 | 190.7313 | 193.7782 | 195.4202 | 196.1064 | 196.3785 | 195.2082 | 192.5917 | 188.1584 | 181.0164 | 170.3894 | 1.1763 | 4.1898 | 10.8602 | 23.8993 | 46.7952 | 83.417 | 137.4087 | 211.5396 | 307.2083 | 424.2427 | 561.0278 | 714.888 | 882.5889 | 1060.8196 | 1246.5593 | 1437.2906 | 1631.0688 | 1826.489 | 2022.5954 | 2218.9739 | 2414.1822 | 2606.7738 | 2794.9322 | 2975.9486 | 3146.3381 | 1466.7968 | 1478.3416 | 1490.3916 | 1502.6043 | 1514.723 | 1526.4591 | 1537.5542 | 1547.7711 | 1556.8935 | 1564.7263 | 1571.4749 | 1577.2847 | 1582.2867 | 1586.5936 | 1590.305 | 1593.5001 | 1596.249 | 1598.5532 | 1600.5486 | 1602.2824 | 1603.7845 | 1605.089 | 1606.2064 | 1607.1654 | 1607.9883 | 647.4201 | 652.5158 | 657.8345 | 663.225 | 668.574 | 673.7541 | 678.6513 | 683.1609 | 687.1874 | 690.6446 | 693.6233 | 696.1877 | 698.3955 | 700.2965 | 701.9346 | 703.3449 | 704.5582 | 705.5753 | 706.456 | 707.2212 | 707.8843 | 708.46 | 708.9532 | 709.3765 | 709.7398 | 359
OR_Residential_LI - Single Family_Existing_Space Heating_Natural Gas_Furnace | OR | Residential | LI - Mobile Home | Existing | Space Heating | Natural Gas | Circulation Pump - High Efficiency | A | ORM312 | Standard circulation pump | High efficient circulation pump | 11.5 | 7.6205 | 0 | 0 | 456.73 | 0 | 0 | 0 | 0.30173 | 0.45 | household | 0% | 0% | Retrofit | Retro1Slow | 84.81% | TBD | 0% | 0 |  | 0 |  | 0 | RTF Wkbk - ComResCirculatorPumps_3_0 | RTF Wkbk - ComResCirculatorPumps_3_0 | RTF Wkbk - ComResCirculatorPumps_3_0 | Standard circulation pump | Standard circulation pump | Standard circulation pump | Standard circulation pump | Standard circulation pump | Standard circulation pump | Standard circulation pump | Standard circulation pump | Standard circulation pump | Standard circulation pump | Standard circulation pump | Standard circulation pump | Standard circulation pump | Standard circulation pump | Standard circulation pump | Standard circulation pump | Standard circulation pump | Standard circulation pump | Standard circulation pump | Standard circulation pump | Standard circulation pump | Standard circulation pump | Standard circulation pump | Standard circulation pump | Standard circulation pump | Standard circulation pump | Standard circulation pump | High efficient circulation pump | High efficient circulation pump | High efficient circulation pump | High efficient circulation pump | High efficient circulation pump | High efficient circulation pump | High efficient circulation pump | High efficient circulation pump | High efficient circulation pump | High efficient circulation pump | High efficient circulation pump | High efficient circulation pump | High efficient circulation pump | High efficient circulation pump | High efficient circulation pump | High efficient circulation pump | High efficient circulation pump | High efficient circulation pump | High efficient circulation pump | High efficient circulation pump | High efficient circulation pump | High efficient circulation pump | High efficient circulation pump | High efficient circulation pump | High efficient circulation pump | High efficient circulation pump | High efficient circulation pump | 456.73 | 456.73 | 456.73 | 456.73 | 456.73 | 456.73 | 456.73 | 456.73 | 456.73 | 456.73 | 456.73 | 456.73 | 456.73 | 456.73 | 456.73 | 456.73 | 456.73 | 456.73 | 456.73 | 456.73 | 456.73 | 456.73 | 456.73 | 456.73 | 456.73 | 456.73 | 456.73 | 0 | 0 | 0 | 0 | 0 | 0 | 0 | 0 | 0 | 0 | 0 | 0 | 0 | 0 | 0 | 0 | 0 | 0 | 0 | 0 | 0 | 0 | 0 | 0 | 0 | 0 | 0 | 0 | 0 | 0 | 0 | 0 | 0 | 0 | 0 | 0 | 0 | 0 | 0 | 0 | 0 | 0 | 0 | 0 | 0 | 0 | 0 | 0 | 0 | 0 | 0 | 0 | 0 | 0 | 0 | 0 | 0 | 0 | 0 | 0 | 0 | 0 | 0 | 0 | 0 | 0 | 0 | 0 | 0 | 0 | 0 | 0 | 0 | 0 | 0 | 0 | 0 | 0 | 0 | 0 | 0 | 0 | 0 | 0 | 0 | 0 | 0 | 0 | 0 | 0 | 0 | 0 | 0 | 0 | 0 | 0 | 0 | 0 | 0 | 0 | 0 | 0 | 0 | 0 | 0 | 0 | 0 | 0 | 0 | 0 | 0 | 0 | 0 | 0 | 0 | 0 | 0 | 0 | 0 | 0 | 0 | 0 | 0 | 0 | 0 | 0 | 0 | 0 | 0 | 0 | 0 | 0 | 0 | 0 | 0 | 0 | 0 | 0 | 0 | 0 | 0 | 0 | 0 | 0 | 0 | 0 | 0 | 0 | 0 | 0 | 0 | 0 | 0 | 0 | 0 | 0 | 0 | 0 | 0 | 0 | 0 | 0 | 0 | 0 | 0 | 0 | 0 | 0 | 0 | 0 | 0 | 0 | 0 | 0 | 0 | 0 | 0 | 0 | 0 | 0 | 0 | 0 | 0 | 0 | 0 | 0 | 0 | 0 | 0 | 0 | 0 | 0 | 0 | 0 | 0 | 0 | 0 | 0 | 0 | 0 | 0 | 0 | 0 | 0 | 0 | 0 | 0 | 0 | 0 | 0 | 0 | 0 | 0 | 0 | 0 | 0 | 0 | 0 | 0 | 0 | 0 | 0 | 0 | 0 | 0 | 0 | 0 | 0 | 0 | 0 | 0 | 0 | 0 | 0 | 0 | 0 | 0 | 0 | 0 | 0 | 0 | 0 | 0 | 0 | 0 | 0 | 0 | 0 | 0 | 0 | 0 | 0 | 0 | 0 | 0 | 0 | 0 | 0 | 0 | 0 | 0 | 0 | 0 | 0 | 0 | 0 | 0 | 0 | 0 | 0 | 0 | 0 | 0 | 0 | 0 | 0 | 0 | 0 | 0 | 0 | 0 | 0 | 0 | 0 | 0 | 0 | 0 | 0 | 0 | 0 | 0 | 0 | 0 | 0 | 0 | 0 | 0 | 0 | 0 | 0 | 0 | 0 | 0 | 0 | 0 | 0 | 0 | 0 | 0 | 0 | 0 | 0 | 0 | 0 | 0 | 0 | 0 | 0 | 0 | 0 | 0 | 0 | 0 | 0 | 0 | 0 | 0 | 0 | 0 | 0 | 0 | 0 | 0 | 0 | 0 | 0 | 0 | 0 | 0 | 0 | 0 | 0 | 0 | 0 | 0 | 0 | 0 | 0 | 0 | 0 | 0 | 0 | 0 | 0 | 0 | 0 | 0 | 0 | 0 | 0 | 0 | 0 | 0 | 0 | 0 | 0 | 0 | 0 | 0 | 0 | 0 | 0 | 0 | 0 | 0 | 0 | 0 | 0 | 0 | 0 | 0 | 0 | 0 | 0 | 0 | 0 | 0 | 0 | 0 | 0 | 0 | 0 | 0 | 0 | 0 | 0 | 0 | 0 | 0 | 0 | 0 | 0 | 0 | 0 | 0 | 0 | 0 | 0 | 0 | 0 | 0 | 0 | 0 | 0 | 0 | 0 | 0 | 0 | 0 | 0 | 0 | 0 | 0 | 0 | 0 | 0 | 0 | 0 | 0 | 0 | 0 | 0 | 0 | 0 | 0 | 0 | 0 | 0 | 0 | 0 | 0 | 0 | 0 | 0 | 0 | 0 | 0 | 0 | 0 | 0 | 0 | 0 | 0 | 0 | 0 | 0 | 0 | 0 | 0 | 0 | 0 | 0 | 0 | 0 | 0 | 0 | 0 | 0 | 0 | 0 | 0 | 0 | 0 | 0 | 0 | 0 | 0 | 360
OR_Residential_LI - Single Family_Existing_Space Heating_Natural Gas_Furnace | OR | Residential | LI - Mobile Home | Existing | Water Heating | Natural Gas | Circulation Pump - High Efficiency | A | ORM313 | Standard circulation pump | High efficient circulation pump | 11.5 | 0 | 0 | 0 | 456.73 | 0 | 0 | 0 | 0.30173 | 0.45 | household | 0% | 0% | Retrofit | Retro1Slow | 84.81% | TBD | 0% | 0 |  | 0 |  | 0 | RTF Wkbk - ComResCirculatorPumps_3_0 | RTF Wkbk - ComResCirculatorPumps_3_0 | RTF Wkbk - ComResCirculatorPumps_3_0 | Standard circulation pump | Standard circulation pump | Standard circulation pump | Standard circulation pump | Standard circulation pump | Standard circulation pump | Standard circulation pump | Standard circulation pump | Standard circulation pump | Standard circulation pump | Standard circulation pump | Standard circulation pump | Standard circulation pump | Standard circulation pump | Standard circulation pump | Standard circulation pump | Standard circulation pump | Standard circulation pump | Standard circulation pump | Standard circulation pump | Standard circulation pump | Standard circulation pump | Standard circulation pump | Standard circulation pump | Standard circulation pump | Standard circulation pump | Standard circulation pump | High efficient circulation pump | High efficient circulation pump | High efficient circulation pump | High efficient circulation pump | High efficient circulation pump | High efficient circulation pump | High efficient circulation pump | High efficient circulation pump | High efficient circulation pump | High efficient circulation pump | High efficient circulation pump | High efficient circulation pump | High efficient circulation pump | High efficient circulation pump | High efficient circulation pump | High efficient circulation pump | High efficient circulation pump | High efficient circulation pump | High efficient circulation pump | High efficient circulation pump | High efficient circulation pump | High efficient circulation pump | High efficient circulation pump | High efficient circulation pump | High efficient circulation pump | High efficient circulation pump | High efficient circulation pump | 456.73 | 456.73 | 456.73 | 456.73 | 456.73 | 456.73 | 456.73 | 456.73 | 456.73 | 456.73 | 456.73 | 456.73 | 456.73 | 456.73 | 456.73 | 456.73 | 456.73 | 456.73 | 456.73 | 456.73 | 456.73 | 456.73 | 456.73 | 456.73 | 456.73 | 456.73 | 456.73 | 0 | 0 | 0 | 0 | 0 | 0 | 0 | 0 | 0 | 0 | 0 | 0 | 0 | 0 | 0 | 0 | 0 | 0 | 0 | 0 | 0 | 0 | 0 | 0 | 0 | 0 | 0 | 0 | 0 | 0 | 0 | 0 | 0 | 0 | 0 | 0 | 0 | 0 | 0 | 0 | 0 | 0 | 0 | 0 | 0 | 0 | 0 | 0 | 0 | 0 | 0 | 0 | 0 | 0 | 0 | 0 | 0 | 0 | 0 | 0 | 0 | 0 | 0 | 0 | 0 | 0 | 0 | 0 | 0 | 0 | 0 | 0 | 0 | 0 | 0 | 0 | 0 | 0 | 0 | 0 | 0 | 0 | 0 | 0 | 0 | 0 | 0 | 0 | 0 | 0 | 0 | 0 | 0 | 0 | 0 | 0 | 0 | 0 | 0 | 0 | 0 | 0 | 0 | 0 | 0 | 0 | 0 | 0 | 0 | 0 | 0 | 0 | 0 | 0 | 0 | 0 | 0 | 0 | 0 | 0 | 0 | 0 | 0 | 0 | 0 | 0 | 0 | 0 | 0 | 0 | 0 | 0 | 0 | 0 | 0 | 0 | 0 | 0 | 0 | 0 | 0 | 0 | 0 | 0 | 0 | 0 | 0 | 0 | 0 | 0 | 0 | 0 | 0 | 0 | 0 | 0 | 0 | 0 | 0 | 0 | 0 | 0 | 0 | 0 | 0 | 0 | 0 | 0 | 0 | 0 | 0 | 0 | 0 | 0 | 0 | 0 | 0 | 0 | 0 | 0 | 0 | 0 | 0 | 0 | 0 | 0 | 0 | 0 | 0 | 0 | 0 | 0 | 0 | 0 | 0 | 0 | 0 | 0 | 0 | 0 | 0 | 0 | 0 | 0 | 0 | 0 | 0 | 0 | 0 | 0 | 0 | 0 | 0 | 0 | 0 | 0 | 0 | 0 | 0 | 0 | 0 | 0 | 0 | 0 | 0 | 0 | 0 | 0 | 0 | 0 | 0 | 0 | 0 | 0 | 0 | 0 | 0 | 0 | 0 | 0 | 0 | 0 | 0 | 0 | 0 | 0 | 0 | 0 | 0 | 0 | 0 | 0 | 0 | 0 | 0 | 0 | 0 | 0 | 0 | 0 | 0 | 0 | 0 | 0 | 0 | 0 | 0 | 0 | 0 | 0 | 0 | 0 | 0 | 0 | 0 | 0 | 0 | 0 | 0 | 0 | 0 | 0 | 0 | 0 | 0 | 0 | 0 | 0 | 0 | 0 | 0 | 0 | 0 | 0 | 0 | 0 | 0 | 0 | 0 | 0 | 0 | 0 | 0 | 0 | 0 | 0 | 0 | 0 | 0 | 0 | 0 | 0 | 0 | 0 | 0 | 0 | 0 | 0 | 0 | 0 | 0 | 0 | 0 | 0 | 0 | 0 | 0 | 0 | 0 | 0 | 0 | 0 | 0 | 0 | 0 | 0 | 0 | 0 | 0 | 0 | 0 | 0 | 0 | 0 | 0 | 0 | 0 | 0 | 0 | 0 | 0 | 0 | 0 | 0 | 0 | 0 | 0 | 0 | 0 | 0 | 0 | 0 | 0 | 0 | 0 | 0 | 0 | 0 | 0 | 0 | 0 | 0 | 0 | 0 | 0 | 0 | 0 | 0 | 0 | 0 | 0 | 0 | 0 | 0 | 0 | 0 | 0 | 0 | 0 | 0 | 0 | 0 | 0 | 0 | 0 | 0 | 0 | 0 | 0 | 0 | 0 | 0 | 0 | 0 | 0 | 0 | 0 | 0 | 0 | 0 | 0 | 0 | 0 | 0 | 0 | 0 | 0 | 0 | 0 | 0 | 0 | 0 | 0 | 0 | 0 | 0 | 0 | 0 | 0 | 0 | 0 | 0 | 0 | 0 | 0 | 0 | 0 | 0 | 0 | 0 | 0 | 0 | 0 | 0 | 0 | 0 | 0 | 0 | 0 | 0 | 0 | 0 | 0 | 0 | 0 | 0 | 0 | 0 | 0 | 0 | 0 | 0 | 0 | 0 | 0 | 0 | 0 | 0 | 0 | 0 | 0 | 0 | 0 | 0 | 0 | 0 | 0 | 361
OR_Residential_LI - Single Family_Existing_Space Heating_Natural Gas_Furnace | OR | Residential | LI - Mobile Home | Existing | Space Heating | Natural Gas | Circulation Pump - Timer | A | ORM314 | Without controls | Controls added | 11.5 | 0 | 0 | 0 | 1074.28 | 0 | 0 | 0 | 0.30173 | 0.45 | complex | 0% | 0% | Retrofit | Retro1Slow | 84.81% | TBD | 0% | 360.6526 |  | 186.9747 |  | 0 | RTF Wkbk - ComResCirculatorPumps_3_0 | RTF Wkbk - ComResCirculatorPumps_3_0 | RTF Wkbk - ComResCirculatorPumps_3_0 | Without controls | Without controls | Without controls | Without controls | Without controls | Without controls | Without controls | Without controls | Without controls | Without controls | Without controls | Without controls | Without controls | Without controls | Without controls | Without controls | Without controls | Without controls | Without controls | Without controls | Without controls | Without controls | Without controls | Without controls | Without controls | Without controls | Without controls | Controls added | Controls added | Controls added | Controls added | Controls added | Controls added | Controls added | Controls added | Controls added | Controls added | Controls added | Controls added | Controls added | Controls added | Controls added | Controls added | Controls added | Controls added | Controls added | Controls added | Controls added | Controls added | Controls added | Controls added | Controls added | Controls added | Controls added | 1074.28 | 1074.28 | 1074.28 | 1074.28 | 1074.28 | 1074.28 | 1074.28 | 1074.28 | 1074.28 | 1074.28 | 1074.28 | 1074.28 | 1074.28 | 1074.28 | 1074.28 | 1074.28 | 1074.28 | 1074.28 | 1074.28 | 1074.28 | 1074.28 | 1074.28 | 1074.28 | 1074.28 | 1074.28 | 1074.28 | 1074.28 | 0 | 0 | 0 | 0 | 0 | 0 | 0 | 0 | 0 | 0 | 0 | 0 | 0 | 0 | 0 | 0 | 0 | 0 | 0 | 0 | 0 | 0 | 0 | 0 | 0 | 0 | 0 | 0 | 0 | 0 | 0 | 0 | 0 | 0 | 0 | 0 | 0 | 0 | 0 | 0 | 0 | 0 | 0 | 0 | 0 | 0 | 0 | 0 | 0 | 0 | 0 | 0 | 0 | 0 | 0 | 0 | 0 | 0 | 0 | 0 | 0 | 0 | 0 | 0 | 0 | 0 | 0 | 0 | 0 | 0 | 0 | 0 | 0 | 0 | 0 | 0 | 0 | 0 | 0 | 0 | 0 | 0 | 0 | 0 | 0 | 0 | 0 | 0 | 0 | 0 | 0 | 0 | 0 | 0 | 0 | 0 | 0 | 0 | 0 | 0 | 0 | 0 | 0 | 0 | 0 | 0 | 0 | 0 | 0 | 0 | 0 | 0 | 0 | 0 | 0 | 0 | 0 | 0 | 0 | 0 | 0 | 0 | 0 | 0 | 0 | 0 | 0 | 0 | 0 | 0 | 0 | 0 | 0 | 0 | 0 | 0 | 0 | 0 | 0 | 0 | 0 | 0 | 0 | 0 | 0 | 0 | 0 | 0 | 0 | 0 | 0 | 0 | 0 | 0 | 0 | 0 | 0 | 0 | 0 | 0 | 0 | 0 | 0 | 0 | 0 | 0 | 0 | 0 | 0 | 0 | 0 | 0 | 0 | 0 | 0 | 0 | 0 | 0 | 0 | 0 | 0 | 0 | 0 | 0 | 0 | 0 | 0 | 0 | 0 | 0 | 0 | 0 | 0 | 0 | 0 | 0 | 0 | 0 | 0 | 0 | 0 | 0 | 0 | 0 | 0 | 0 | 0 | 0 | 0 | 0 | 0 | 0 | 0 | 0 | 0 | 0 | 0 | 0 | 0 | 0 | 0 | 0 | 0 | 0 | 0 | 0 | 0 | 0 | 0 | 0 | 0 | 0 | 0 | 0 | 0 | 0 | 0 | 0 | 0 | 0 | 0 | 0 | 0 | 0 | 0 | 0 | 0 | 0 | 0 | 0 | 0 | 0 | 0 | 0 | 0 | 0 | 0 | 0 | 0 | 0 | 0 | 0 | 0 | 0 | 0 | 0 | 0 | 0 | 0 | 0 | 0 | 0 | 0 | 0 | 0 | 0 | 0 | 0 | 0 | 0 | 0 | 0 | 0 | 0 | 0 | 0 | 0 | 0 | 0 | 0 | 0 | 0 | 0 | 0 | 0 | 0 | 0 | 0 | 0 | 0 | 0 | 0 | 0 | 0 | 0 | 0 | 0 | 0 | 0 | 0 | 0 | 0 | 0 | 0 | 0 | 0 | 0 | 0 | 0 | 0 | 0 | 0 | 0 | 0 | 0 | 0 | 0 | 0 | 0 | 0 | 0 | 0 | 0 | 0 | 0 | 0 | 0 | 0 | 0 | 0 | 0 | 0 | 0 | 0 | 0 | 0 | 0 | 0 | 0 | 0 | 0 | 0 | 0 | 0 | 0 | 0 | 0 | 0 | 0 | 0 | 0 | 0 | 0 | 0 | 0 | 0 | 0 | 0 | 0 | 0 | 0 | 0 | 0 | 0 | 0 | 0 | 0 | 0 | 0 | 0 | 0 | 0 | 0 | 0 | 0 | 0 | 0 | 0 | 0 | 0 | 0 | 0 | 0 | 0 | 0 | 0 | 0 | 0 | 0 | 0 | 0 | 0 | 0 | 0 | 0 | 0 | 0 | 0 | 0 | 0 | 0 | 0 | 0 | 0 | 0 | 0 | 0 | 0 | 0 | 0 | 0 | 0 | 0 | 0 | 0 | 0 | 0 | 340.619 | 343.3 | 346.0982 | 348.9343 | 351.7484 | 354.4738 | 357.0503 | 359.4229 | 361.5413 | 363.3602 | 364.9274 | 366.2765 | 367.4381 | 368.4382 | 369.3001 | 370.0421 | 370.6804 | 371.2155 | 371.6788 | 372.0815 | 372.4303 | 372.7332 | 372.9927 | 373.2154 | 373.4065 | 176.5886 | 177.9784 | 179.4292 | 180.8994 | 182.3584 | 183.7713 | 185.1071 | 186.3371 | 187.4354 | 188.3784 | 189.1908 | 189.8903 | 190.4925 | 191.011 | 191.4578 | 191.8424 | 192.1734 | 192.4508 | 192.691 | 192.8997 | 193.0806 | 193.2376 | 193.3722 | 193.4876 | 193.5867 | 362
OR_Residential_LI - Single Family_Existing_Space Heating_Natural Gas_Furnace | OR | Residential | LI - Mobile Home | Existing | Water Heating | Natural Gas | Circulation Pump - Timer | A | ORM315 | Without controls | Controls added | 11.5 | 546.0751 | 0 | 0 | 1074.28 | 0 | 0 | 0 | 0.30173 | 0.45 | complex | 0% | 0% | Retrofit | Retro1Slow | 84.81% | TBD | 0% | 360.6526 |  | 186.9747 |  | 0 | RTF Wkbk - ComResCirculatorPumps_3_0 | RTF Wkbk - ComResCirculatorPumps_3_0 | RTF Wkbk - ComResCirculatorPumps_3_0 | Without controls | Without controls | Without controls | Without controls | Without controls | Without controls | Without controls | Without controls | Without controls | Without controls | Without controls | Without controls | Without controls | Without controls | Without controls | Without controls | Without controls | Without controls | Without controls | Without controls | Without controls | Without controls | Without controls | Without controls | Without controls | Without controls | Without controls | Controls added | Controls added | Controls added | Controls added | Controls added | Controls added | Controls added | Controls added | Controls added | Controls added | Controls added | Controls added | Controls added | Controls added | Controls added | Controls added | Controls added | Controls added | Controls added | Controls added | Controls added | Controls added | Controls added | Controls added | Controls added | Controls added | Controls added | 1074.28 | 1074.28 | 1074.28 | 1074.28 | 1074.28 | 1074.28 | 1074.28 | 1074.28 | 1074.28 | 1074.28 | 1074.28 | 1074.28 | 1074.28 | 1074.28 | 1074.28 | 1074.28 | 1074.28 | 1074.28 | 1074.28 | 1074.28 | 1074.28 | 1074.28 | 1074.28 | 1074.28 | 1074.28 | 1074.28 | 1074.28 | 0 | 0 | 538.5935 | 534.3775 | 530.0371 | 525.6946 | 521.4355 | 517.3523 | 513.5252 | 510.0264 | 506.9209 | 504.2664 | 501.9916 | 500.0466 | 498.3861 | 496.9703 | 495.7631 | 494.7409 | 493.8743 | 493.1583 | 492.5393 | 492.0021 | 491.5371 | 491.1334 | 490.7875 | 490.4904 | 490.2351 | 0 | 0 | 0 | 0 | 0 | 0 | 0 | 0 | 0 | 0 | 0 | 0 | 0 | 0 | 0 | 0 | 0 | 0 | 0 | 0 | 0 | 0 | 0 | 0 | 0 | 0 | 0 | 0 | 0 | 0 | 0 | 0 | 0 | 0 | 0 | 0 | 0 | 0 | 0 | 0 | 0 | 0 | 0 | 0 | 0 | 0 | 0 | 0 | 0 | 0 | 0 | 0 | 0 | 0 | 0 | 0 | 0 | 0 | 0 | 0 | 0 | 0 | 0 | 0 | 0 | 0 | 0 | 0 | 0 | 0 | 0 | 0 | 0 | 0 | 0 | 0 | 0 | 0 | 0 | 0 | 0 | 0 | 0 | 0 | 0 | 0 | 0 | 0 | 0 | 0 | 0 | 0 | 0 | 0 | 0 | 0 | 0 | 0 | 0 | 0 | 0 | 0 | 0 | 0 | 0 | 0 | 0 | 0 | 0 | 0 | 0 | 0 | 0 | 0 | 0 | 0 | 0 | 0 | 0 | 0 | 0 | 0 | 0 | 0 | 0 | 0 | 0 | 0 | 0 | 0 | 0 | 0 | 0 | 0 | 0 | 0 | 0 | 0 | 0 | 0 | 0 | 0 | 0 | 0 | 0 | 0 | 0 | 0 | 0 | 0 | 0 | 0 | 0 | 0 | 0 | 0 | 0 | 0 | 0 | 0 | 0 | 0 | 0 | 0 | 0 | 0 | 0 | 0 | 0 | 0 | 0 | 0 | 0 | 0 | 0 | 0 | 0 | 0 | 0 | 0 | 0 | 0 | 0 | 0 | 0 | 0 | 0 | 0 | 0 | 0 | 0 | 0 | 0 | 0 | 0 | 0 | 0 | 0 | 0 | 0 | 0 | 0 | 0 | 0 | 0 | 0 | 0 | 0 | 0 | 0 | 0 | 0 | 0 | 0 | 0 | 0 | 0 | 0 | 0 | 0 | 0 | 0 | 0 | 0 | 0 | 0 | 0 | 0 | 0 | 0 | 0 | 0 | 0 | 0 | 0 | 0 | 0 | 0 | 0 | 0 | 0 | 0 | 0 | 0 | 0 | 0 | 0 | 0 | 0 | 0 | 0 | 0 | 0 | 0 | 0 | 0 | 0 | 0 | 0 | 0 | 0 | 0 | 0 | 0 | 0 | 0 | 0 | 0 | 0 | 0 | 0 | 0 | 0 | 0 | 0 | 0 | 0 | 0 | 0 | 0 | 0 | 0 | 0 | 0 | 0 | 0 | 0 | 0 | 0 | 0 | 0 | 0 | 0 | 0 | 0 | 0 | 0 | 0 | 0 | 0 | 0 | 0 | 0 | 0 | 0 | 0 | 0 | 0 | 0 | 0 | 0 | 0 | 0 | 0 | 0 | 0 | 0 | 0 | 0 | 0 | 0 | 0 | 0 | 0 | 0 | 0 | 0 | 0 | 0 | 0 | 0 | 0 | 0 | 0 | 0 | 0 | 0 | 0 | 0 | 0 | 0 | 0 | 0 | 0 | 0 | 0 | 0 | 0 | 0 | 0 | 0 | 0 | 0 | 0 | 0 | 0 | 0 | 0 | 0 | 0 | 0 | 0 | 0 | 0 | 0 | 0 | 0 | 0 | 0 | 0 | 0 | 0 | 0 | 0 | 0 | 0 | 0 | 0 | 0 | 0 | 0 | 0 | 0 | 0 | 0 | 0 | 0 | 0 | 0 | 0 | 0 | 0 | 0 | 0 | 0 | 0 | 0 | 0 | 0 | 0 | 340.619 | 343.3 | 346.0982 | 348.9343 | 351.7484 | 354.4738 | 357.0503 | 359.4229 | 361.5413 | 363.3602 | 364.9274 | 366.2765 | 367.4381 | 368.4382 | 369.3001 | 370.0421 | 370.6804 | 371.2155 | 371.6788 | 372.0815 | 372.4303 | 372.7332 | 372.9927 | 373.2154 | 373.4065 | 176.5886 | 177.9784 | 179.4292 | 180.8994 | 182.3584 | 183.7713 | 185.1071 | 186.3371 | 187.4354 | 188.3784 | 189.1908 | 189.8903 | 190.4925 | 191.011 | 191.4578 | 191.8424 | 192.1734 | 192.4508 | 192.691 | 192.8997 | 193.0806 | 193.2376 | 193.3722 | 193.4876 | 193.5867 | 363
OR_Residential_LI - Single Family_Existing_Space Heating_Natural Gas_Furnace | OR | Residential | LI - Mobile Home | Existing | Water Heating | Natural Gas | Clothes Washer - ENERGY STAR (8.0) | A | ORM316 | MEF 1.87 | Energy Star Washer | 14.2 | 5.3271 | 0 | 0 | 63.39 | 0 | 0 | 0 | 0.30173 | 0.45 | household | 55% | 94% | Retrofit | Retro12Med | 75.44% | TBD | 0% | 1878.1242 |  | 973.6838 |  | 0.26473 | RTF Workbook - ResClothesWashers_v8_0 | RTF Workbook - ResClothesWashers_v8_0 | RTF Workbook - ResClothesWashers_v8_0 | MEF 1.87 | MEF 1.87 | MEF 1.87 | MEF 1.87 | MEF 1.87 | MEF 1.87 | MEF 1.87 | MEF 1.87 | MEF 1.87 | MEF 1.87 | MEF 1.87 | MEF 1.87 | MEF 1.87 | MEF 1.87 | MEF 1.87 | MEF 1.87 | MEF 1.87 | MEF 1.87 | MEF 1.87 | MEF 1.87 | MEF 1.87 | MEF 1.87 | MEF 1.87 | MEF 1.87 | MEF 1.87 | MEF 1.87 | MEF 1.87 | Energy Star Washer | Energy Star Washer | Energy Star Washer | Energy Star Washer | Energy Star Washer | Energy Star Washer | Energy Star Washer | Energy Star Washer | Energy Star Washer | Energy Star Washer | Energy Star Washer | Energy Star Washer | Energy Star Washer | Energy Star Washer | Energy Star Washer | Energy Star Washer | Energy Star Washer | Energy Star Washer | Energy Star Washer | Energy Star Washer | Energy Star Washer | Energy Star Washer | Energy Star Washer | Energy Star Washer | Energy Star Washer | Energy Star Washer | Energy Star Washer | 63.39 | 63.39 | 63.39 | 63.39 | 63.39 | 63.39 | 63.39 | 63.39 | 63.39 | 63.39 | 63.39 | 63.39 | 63.39 | 63.39 | 63.39 | 63.39 | 63.39 | 63.39 | 63.39 | 63.39 | 63.39 | 63.39 | 63.39 | 63.39 | 63.39 | 63.39 | 63.39 | 0 | 0 | 5.2533 | 5.2106 | 5.1651 | 5.117 | 5.066 | 5.0123 | 4.9561 | 4.898 | 4.8391 | 4.7808 | 4.7239 | 4.6687 | 4.6162 | 4.5669 | 4.5204 | 4.4746 | 4.4295 | 4.3852 | 4.3415 | 4.2983 | 4.2557 | 4.2139 | 4.1732 | 4.134 | 4.0969 | 0.31144 | 0.30768 | 0.30378 | 0.29976 | 0.2956 | 0.26217 | 0.20656 | 0.16266 | 0.12806 | 0.10081 | 0.079371 | 0.062506 | 0.049246 | 0.038821 | 0.030619 | 0 | 0 | 0 | 0 | 0 | 0 | 0 | 0 | 0 | 0 | 0.31144 | 0.61659 | 0.91499 | 1.2062 | 1.4898 | 1.7362 | 1.9233 | 2.0634 | 2.1666 | 2.2413 | 2.294 | 2.3297 | 2.3528 | 2.3665 | 2.373 | 2.3489 | 2.3253 | 2.302 | 2.2791 | 2.2564 | 2.234 | 2.2121 | 2.1907 | 2.1701 | 2.1507 | 59.2843 | 59.049 | 58.8147 | 58.5812 | 58.3487 | 52.3054 | 41.6783 | 33.2103 | 26.4628 | 21.0862 | 16.802 | 13.3883 | 10.6681 | 8.5006 | 6.7735 | 0 | 0 | 0 | 0 | 0 | 0 | 0 | 0 | 0 | 0 | 59.2843 | 118.3334 | 177.1481 | 235.7293 | 294.0781 | 346.3835 | 388.0617 | 421.272 | 447.7348 | 468.821 | 485.623 | 499.0112 | 509.6793 | 518.1799 | 524.9534 | 524.9534 | 524.9534 | 524.9534 | 524.9534 | 524.9534 | 524.9534 | 524.9534 | 524.9534 | 524.9534 | 524.9534 | 0.26473 | 0.26155 | 0.25826 | 0.25488 | 0.25142 | 0.22309 | 0.17588 | 0.13861 | 0.10922 | 0.086073 | 0.067848 | 0.053498 | 0.042201 | 0.033309 | 0.026304 | 0 | 0 | 0 | 0 | 0 | 0 | 0 | 0 | 0 | 0 | 0.26473 | 0.52414 | 0.77787 | 1.0256 | 1.2672 | 1.4774 | 1.6376 | 1.7582 | 1.8479 | 1.9137 | 1.961 | 1.994 | 2.0162 | 2.0305 | 2.0386 | 2.0205 | 2.0028 | 1.9855 | 1.9685 | 1.9517 | 1.9352 | 1.919 | 1.9033 | 1.8882 | 1.8739 | 50.3917 | 50.1917 | 49.9925 | 49.7941 | 49.5964 | 44.4596 | 35.4265 | 28.2287 | 22.4934 | 17.9233 | 14.2817 | 11.38 | 9.0679 | 7.2255 | 5.7575 | 0 | 0 | 0 | 0 | 0 | 0 | 0 | 0 | 0 | 0 | 50.3917 | 100.5834 | 150.5759 | 200.3699 | 249.9663 | 294.426 | 329.8525 | 358.0812 | 380.5746 | 398.4978 | 412.7795 | 424.1596 | 433.2274 | 440.4529 | 446.2104 | 446.2104 | 446.2104 | 446.2104 | 446.2104 | 446.2104 | 446.2104 | 446.2104 | 446.2104 | 446.2104 | 446.2104 | 0 | 0 | 0 | 0 | 0 | 0 | 0 | 0 | 0 | 0 | 0 | 0 | 0 | 0 | 0 | 0 | 0 | 0 | 0 | 0 | 0 | 0 | 0 | 0 | 0 | 0 | 0 | 0 | 0 | 0 | 0 | 0 | 0 | 0 | 0 | 0 | 0 | 0 | 0 | 0 | 0 | 0 | 0 | 0 | 0 | 0 | 0 | 0 | 0 | 0 | 0 | 0 | 0 | 0 | 0 | 0 | 0 | 0 | 0 | 0 | 0 | 0 | 0 | 0 | 0 | 0 | 0 | 0 | 0 | 0 | 0 | 0 | 0 | 0 | 0 | 0 | 0 | 0 | 0 | 0 | 0 | 0 | 0 | 0 | 0 | 0 | 0 | 0 | 0 | 0 | 0 | 0 | 0 | 0 | 0 | 0 | 0 | 0 | 0 | 0 | 0.26473 | 0.26155 | 0.25826 | 0.25488 | 0.25142 | 0.22309 | 0.17588 | 0.13861 | 0.10922 | 0.086073 | 0.067848 | 0.053498 | 0.042201 | 0.033309 | 0.026304 | 0 | 0 | 0 | 0 | 0 | 0 | 0 | 0 | 0 | 0 | 0.26473 | 0.52414 | 0.77787 | 1.0256 | 1.2672 | 1.4774 | 1.6376 | 1.7582 | 1.8479 | 1.9137 | 1.961 | 1.994 | 2.0162 | 2.0305 | 2.0386 | 2.0205 | 2.0028 | 1.9855 | 1.9685 | 1.9517 | 1.9352 | 1.919 | 1.9033 | 1.8882 | 1.8739 | 50.3917 | 50.1917 | 49.9925 | 49.7941 | 49.5964 | 44.4596 | 35.4265 | 28.2287 | 22.4934 | 17.9233 | 14.2817 | 11.38 | 9.0679 | 7.2255 | 5.7575 | 0 | 0 | 0 | 0 | 0 | 0 | 0 | 0 | 0 | 0 | 50.3917 | 100.5834 | 150.5759 | 200.3699 | 249.9663 | 294.426 | 329.8525 | 358.0812 | 380.5746 | 398.4978 | 412.7795 | 424.1596 | 433.2274 | 440.4529 | 446.2104 | 446.2104 | 446.2104 | 446.2104 | 446.2104 | 446.2104 | 446.2104 | 446.2104 | 446.2104 | 446.2104 | 446.2104 | 1773.7978 | 1787.7589 | 1802.331 | 1817.0998 | 1831.7549 | 1845.9474 | 1859.3647 | 1871.72 | 1882.7518 | 1892.224 | 1900.3851 | 1907.4108 | 1913.4597 | 1918.668 | 1923.1563 | 1927.0201 | 1930.3444 | 1933.1308 | 1935.5438 | 1937.6405 | 1939.457 | 1941.0345 | 1942.3858 | 1943.5455 | 1944.5407 | 919.5974 | 926.8353 | 934.39 | 942.0467 | 949.6444 | 957.0022 | 963.9582 | 970.3636 | 976.0829 | 980.9936 | 985.2246 | 988.867 | 992.0029 | 994.7031 | 997.03 | 999.0331 | 1000.7565 | 1002.2011 | 1003.4521 | 1004.5391 | 1005.4808 | 1006.2986 | 1006.9992 | 1007.6004 | 1008.1164 | 364
OR_Residential_LI - Single Family_Existing_Space Heating_Natural Gas_Furnace | OR | Residential | LI - Mobile Home | Existing | Appliances | Natural Gas | Clothes Washer - ENERGY STAR (8.0) | A | ORM317 | MEF 1.87 | Energy Star Washer | 14.2 | 2.4017 | 0 | 0 | 63.39 | 0 | 0 | 0 | 0.30173 | 0.45 | household | 55% | 94% | Retrofit | Retro12Med | 75.44% | TBD | 0% | 1878.1242 |  | 973.6838 |  | 0 | RTF Workbook - ResClothesWashers_v8_0 | RTF Workbook - ResClothesWashers_v8_0 | RTF Workbook - ResClothesWashers_v8_0 | MEF 1.87 | MEF 1.87 | MEF 1.87 | MEF 1.87 | MEF 1.87 | MEF 1.87 | MEF 1.87 | MEF 1.87 | MEF 1.87 | MEF 1.87 | MEF 1.87 | MEF 1.87 | MEF 1.87 | MEF 1.87 | MEF 1.87 | MEF 1.87 | MEF 1.87 | MEF 1.87 | MEF 1.87 | MEF 1.87 | MEF 1.87 | MEF 1.87 | MEF 1.87 | MEF 1.87 | MEF 1.87 | MEF 1.87 | MEF 1.87 | Energy Star Washer | Energy Star Washer | Energy Star Washer | Energy Star Washer | Energy Star Washer | Energy Star Washer | Energy Star Washer | Energy Star Washer | Energy Star Washer | Energy Star Washer | Energy Star Washer | Energy Star Washer | Energy Star Washer | Energy Star Washer | Energy Star Washer | Energy Star Washer | Energy Star Washer | Energy Star Washer | Energy Star Washer | Energy Star Washer | Energy Star Washer | Energy Star Washer | Energy Star Washer | Energy Star Washer | Energy Star Washer | Energy Star Washer | Energy Star Washer | 63.39 | 63.39 | 63.39 | 63.39 | 63.39 | 63.39 | 63.39 | 63.39 | 63.39 | 63.39 | 63.39 | 63.39 | 63.39 | 63.39 | 63.39 | 63.39 | 63.39 | 63.39 | 63.39 | 63.39 | 63.39 | 63.39 | 63.39 | 63.39 | 63.39 | 63.39 | 63.39 | 0 | 0 | 0 | 0 | 0 | 0 | 0 | 0 | 0 | 0 | 0 | 0 | 0 | 0 | 0 | 0 | 0 | 0 | 0 | 0 | 0 | 0 | 0 | 0 | 0 | 0 | 0 | 0 | 0 | 0 | 0 | 0 | 0 | 0 | 0 | 0 | 0 | 0 | 0 | 0 | 0 | 0 | 0 | 0 | 0 | 0 | 0 | 0 | 0 | 0 | 0 | 0 | 0 | 0 | 0 | 0 | 0 | 0 | 0 | 0 | 0 | 0 | 0 | 0 | 0 | 0 | 0 | 0 | 0 | 0 | 0 | 0 | 0 | 0 | 0 | 0 | 0 | 0.042656 | 0.042656 | 0.042656 | 0.042656 | 0.042656 | 0.03839 | 0.030712 | 0.02457 | 0.019656 | 0.015725 | 0.01258 | 0.010064 | 0.0080511 | 0.0064409 | 0.0051527 | 0 | 0 | 0 | 0 | 0 | 0 | 0 | 0 | 0 | 0 | 0.042656 | 0.085312 | 0.12797 | 0.17062 | 0.21328 | 0.25167 | 0.28238 | 0.30695 | 0.32661 | 0.34233 | 0.35491 | 0.36498 | 0.37303 | 0.37947 | 0.38462 | 0.38462 | 0.38462 | 0.38462 | 0.38462 | 0.38462 | 0.38462 | 0.38462 | 0.38462 | 0.38462 | 0.38462 | 0 | 0 | 0 | 0 | 0 | 0 | 0 | 0 | 0 | 0 | 0 | 0 | 0 | 0 | 0 | 0 | 0 | 0 | 0 | 0 | 0 | 0 | 0 | 0 | 0 | 0 | 0 | 0 | 0 | 0 | 0 | 0 | 0 | 0 | 0 | 0 | 0 | 0 | 0 | 0 | 0 | 0 | 0 | 0 | 0 | 0 | 0 | 0 | 0 | 0 | 0.036258 | 0.036258 | 0.036258 | 0.036258 | 0.036258 | 0.032632 | 0.026106 | 0.020884 | 0.016708 | 0.013366 | 0.010693 | 0.0085543 | 0.0068434 | 0.0054747 | 0.0043798 | 0 | 0 | 0 | 0 | 0 | 0 | 0 | 0 | 0 | 0 | 0.036258 | 0.072515 | 0.10877 | 0.14503 | 0.18129 | 0.21392 | 0.24003 | 0.26091 | 0.27762 | 0.29098 | 0.30168 | 0.31023 | 0.31707 | 0.32255 | 0.32693 | 0.32693 | 0.32693 | 0.32693 | 0.32693 | 0.32693 | 0.32693 | 0.32693 | 0.32693 | 0.32693 | 0.32693 | 0 | 0 | 0 | 0 | 0 | 0 | 0 | 0 | 0 | 0 | 0 | 0 | 0 | 0 | 0 | 0 | 0 | 0 | 0 | 0 | 0 | 0 | 0 | 0 | 0 | 0 | 0 | 0 | 0 | 0 | 0 | 0 | 0 | 0 | 0 | 0 | 0 | 0 | 0 | 0 | 0 | 0 | 0 | 0 | 0 | 0 | 0 | 0 | 0 | 0 | 0 | 0 | 0 | 0 | 0 | 0 | 0 | 0 | 0 | 0 | 0 | 0 | 0 | 0 | 0 | 0 | 0 | 0 | 0 | 0 | 0 | 0 | 0 | 0 | 0 | 0 | 0 | 0 | 0 | 0 | 0 | 0 | 0 | 0 | 0 | 0 | 0 | 0 | 0 | 0 | 0 | 0 | 0 | 0 | 0 | 0 | 0 | 0 | 0 | 0 | 0 | 0 | 0 | 0 | 0 | 0 | 0 | 0 | 0 | 0 | 0 | 0 | 0 | 0 | 0 | 0 | 0 | 0 | 0 | 0 | 0 | 0 | 0 | 0 | 0 | 0 | 0 | 0 | 0 | 0 | 0 | 0 | 0 | 0 | 0 | 0 | 0 | 0 | 0 | 0 | 0 | 0 | 0 | 0 | 0 | 0 | 0 | 0 | 0 | 0 | 0.036258 | 0.036258 | 0.036258 | 0.036258 | 0.036258 | 0.032632 | 0.026106 | 0.020884 | 0.016708 | 0.013366 | 0.010693 | 0.0085543 | 0.0068434 | 0.0054747 | 0.0043798 | 0 | 0 | 0 | 0 | 0 | 0 | 0 | 0 | 0 | 0 | 0.036258 | 0.072515 | 0.10877 | 0.14503 | 0.18129 | 0.21392 | 0.24003 | 0.26091 | 0.27762 | 0.29098 | 0.30168 | 0.31023 | 0.31707 | 0.32255 | 0.32693 | 0.32693 | 0.32693 | 0.32693 | 0.32693 | 0.32693 | 0.32693 | 0.32693 | 0.32693 | 0.32693 | 0.32693 | 1773.7978 | 1787.7589 | 1802.331 | 1817.0998 | 1831.7549 | 1845.9474 | 1859.3647 | 1871.72 | 1882.7518 | 1892.224 | 1900.3851 | 1907.4108 | 1913.4597 | 1918.668 | 1923.1563 | 1927.0201 | 1930.3444 | 1933.1308 | 1935.5438 | 1937.6405 | 1939.457 | 1941.0345 | 1942.3858 | 1943.5455 | 1944.5407 | 919.5974 | 926.8353 | 934.39 | 942.0467 | 949.6444 | 957.0022 | 963.9582 | 970.3636 | 976.0829 | 980.9936 | 985.2246 | 988.867 | 992.0029 | 994.7031 | 997.03 | 999.0331 | 1000.7565 | 1002.2011 | 1003.4521 | 1004.5391 | 1005.4808 | 1006.2986 | 1006.9992 | 1007.6004 | 1008.1164 | 365
OR_Residential_LI - Single Family_Existing_Space Heating_Natural Gas_Furnace | OR | Residential | LI - Mobile Home | Existing | Water Heating | Natural Gas | Dishwasher ENERGY STAR (6.0) | A | ORM318 | Standard efficiency dishwasher | Dishwasher meeting ENERGY STAR (6.0) specification | 11 | 0.89078 | 0 | 0 | 80.44 | 0 | 0 | 0 | 0.30173 | 0.45 | household | 55% | 99% | Retrofit | Retro12Med | 75.44% | TBD | 0% | 17109.6021 |  | 8870.2026 |  | 0.049885 | IL TRM - 5.1.4 - RS-APL-ESDI-V07-220101 | IL TRM - 5.1.4 - RS-APL-ESDI-V07-220101 | IL TRM - 5.1.4 - RS-APL-ESDI-V07-220101 | Standard efficiency dishwasher | Standard efficiency dishwasher | Standard efficiency dishwasher | Standard efficiency dishwasher | Standard efficiency dishwasher | Standard efficiency dishwasher | Standard efficiency dishwasher | Standard efficiency dishwasher | Standard efficiency dishwasher | Standard efficiency dishwasher | Standard efficiency dishwasher | Standard efficiency dishwasher | Standard efficiency dishwasher | Standard efficiency dishwasher | Standard efficiency dishwasher | Standard efficiency dishwasher | Standard efficiency dishwasher | Standard efficiency dishwasher | Standard efficiency dishwasher | Standard efficiency dishwasher | Standard efficiency dishwasher | Standard efficiency dishwasher | Standard efficiency dishwasher | Standard efficiency dishwasher | Standard efficiency dishwasher | Standard efficiency dishwasher | Standard efficiency dishwasher | Dishwasher meeting ENERGY STAR (6.0) specification | Dishwasher meeting ENERGY STAR (6.0) specification | Dishwasher meeting ENERGY STAR (6.0) specification | Dishwasher meeting ENERGY STAR (6.0) specification | Dishwasher meeting ENERGY STAR (6.0) specification | Dishwasher meeting ENERGY STAR (6.0) specification | Dishwasher meeting ENERGY STAR (6.0) specification | Dishwasher meeting ENERGY STAR (6.0) specification | Dishwasher meeting ENERGY STAR (6.0) specification | Dishwasher meeting ENERGY STAR (6.0) specification | Dishwasher meeting ENERGY STAR (6.0) specification | Dishwasher meeting ENERGY STAR (6.0) specification | Dishwasher meeting ENERGY STAR (6.0) specification | Dishwasher meeting ENERGY STAR (6.0) specification | Dishwasher meeting ENERGY STAR (6.0) specification | Dishwasher meeting ENERGY STAR (6.0) specification | Dishwasher meeting ENERGY STAR (6.0) specification | Dishwasher meeting ENERGY STAR (6.0) specification | Dishwasher meeting ENERGY STAR (6.0) specification | Dishwasher meeting ENERGY STAR (6.0) specification | Dishwasher meeting ENERGY STAR (6.0) specification | Dishwasher meeting ENERGY STAR (6.0) specification | Dishwasher meeting ENERGY STAR (6.0) specification | Dishwasher meeting ENERGY STAR (6.0) specification | Dishwasher meeting ENERGY STAR (6.0) specification | Dishwasher meeting ENERGY STAR (6.0) specification | Dishwasher meeting ENERGY STAR (6.0) specification | 80.44 | 80.44 | 80.44 | 80.44 | 80.44 | 80.44 | 80.44 | 80.44 | 80.44 | 80.44 | 80.44 | 80.44 | 80.44 | 80.44 | 80.44 | 80.44 | 80.44 | 80.44 | 80.44 | 80.44 | 80.44 | 80.44 | 80.44 | 80.44 | 80.44 | 80.44 | 80.44 | 0 | 0 | 0.87725 | 0.86895 | 0.86018 | 0.85098 | 0.84132 | 0.83132 | 0.82112 | 0.8108 | 0.80052 | 0.79045 | 0.7807 | 0.77131 | 0.76239 | 0.75406 | 0.74623 | 0.73863 | 0.73114 | 0.7238 | 0.71654 | 0.70937 | 0.7023 | 0.69537 | 0.68861 | 0.68211 | 0.67597 | 0.058675 | 0.057889 | 0.057078 | 0.056243 | 0.055384 | 0.049057 | 0.038611 | 0.030379 | 0.0239 | 0.018804 | 0.014799 | 0 | 0 | 0 | 0 | 0 | 0 | 0 | 0 | 0 | 0 | 0 | 0 | 0 | 0 | 0.058675 | 0.11601 | 0.17192 | 0.22632 | 0.27913 | 0.32487 | 0.3595 | 0.38536 | 0.40437 | 0.41809 | 0.42773 | 0.42258 | 0.4177 | 0.41314 | 0.40885 | 0.40468 | 0.40058 | 0.39655 | 0.39258 | 0.38865 | 0.38478 | 0.38098 | 0.37728 | 0.37372 | 0.37035 | 66.8849 | 66.6194 | 66.355 | 66.0917 | 65.8293 | 59.0113 | 47.0216 | 37.468 | 29.8554 | 23.7895 | 18.9561 | 0 | 0 | 0 | 0 | 0 | 0 | 0 | 0 | 0 | 0 | 0 | 0 | 0 | 0 | 66.8849 | 133.5043 | 199.8594 | 265.951 | 331.7804 | 390.7916 | 437.8133 | 475.2813 | 505.1367 | 528.9262 | 547.8823 | 547.8823 | 547.8823 | 547.8823 | 547.8823 | 547.8823 | 547.8823 | 547.8823 | 547.8823 | 547.8823 | 547.8823 | 547.8823 | 547.8823 | 547.8823 | 547.8823 | 0.049885 | 0.049229 | 0.048554 | 0.047863 | 0.047155 | 0.041795 | 0.03292 | 0.025926 | 0.020418 | 0.016083 | 0.012673 | 0 | 0 | 0 | 0 | 0 | 0 | 0 | 0 | 0 | 0 | 0 | 0 | 0 | 0 | 0.049885 | 0.098655 | 0.14624 | 0.1926 | 0.23766 | 0.27678 | 0.30652 | 0.32887 | 0.34545 | 0.35759 | 0.36628 | 0.36234 | 0.35862 | 0.35516 | 0.35191 | 0.34877 | 0.3457 | 0.3427 | 0.33975 | 0.33683 | 0.33397 | 0.33117 | 0.32844 | 0.32582 | 0.32335 | 56.8522 | 56.6265 | 56.4018 | 56.1779 | 55.9549 | 50.1596 | 39.9684 | 31.8478 | 25.3771 | 20.2211 | 16.1127 | 0 | 0 | 0 | 0 | 0 | 0 | 0 | 0 | 0 | 0 | 0 | 0 | 0 | 0 | 56.8522 | 113.4787 | 169.8805 | 226.0584 | 282.0133 | 332.1729 | 372.1413 | 403.9891 | 429.3662 | 449.5873 | 465.7 | 465.7 | 465.7 | 465.7 | 465.7 | 465.7 | 465.7 | 465.7 | 465.7 | 465.7 | 465.7 | 465.7 | 465.7 | 465.7 | 465.7 | 0 | 0 | 0 | 0 | 0 | 0 | 0 | 0 | 0 | 0 | 0 | 0 | 0 | 0 | 0 | 0 | 0 | 0 | 0 | 0 | 0 | 0 | 0 | 0 | 0 | 0 | 0 | 0 | 0 | 0 | 0 | 0 | 0 | 0 | 0 | 0 | 0 | 0 | 0 | 0 | 0 | 0 | 0 | 0 | 0 | 0 | 0 | 0 | 0 | 0 | 0 | 0 | 0 | 0 | 0 | 0 | 0 | 0 | 0 | 0 | 0 | 0 | 0 | 0 | 0 | 0 | 0 | 0 | 0 | 0 | 0 | 0 | 0 | 0 | 0 | 0 | 0 | 0 | 0 | 0 | 0 | 0 | 0 | 0 | 0 | 0 | 0 | 0 | 0 | 0 | 0 | 0 | 0 | 0 | 0 | 0 | 0 | 0 | 0 | 0 | 0 | 0 | 0 | 0 | 0 | 0 | 0 | 0 | 0 | 0 | 0 | 0 | 0 | 0 | 0 | 0 | 0 | 0 | 0 | 0 | 0 | 0 | 0 | 0 | 0 | 0 | 0 | 0 | 0 | 0 | 0 | 0 | 0 | 0 | 0 | 0 | 0 | 0 | 0 | 0 | 0 | 0 | 0 | 0 | 0 | 0 | 0 | 0 | 0 | 0 | 0 | 0 | 0 | 0 | 0 | 0 | 0 | 0 | 0 | 0 | 0 | 0 | 0 | 0 | 0 | 0 | 0 | 0 | 0 | 0 | 0 | 0 | 0 | 0 | 0 | 0 | 0 | 0 | 0 | 0 | 0 | 0 | 0 | 0 | 0 | 0 | 0 | 0 | 0 | 0 | 0 | 0 | 0 | 0 | 0 | 0 | 0 | 0 | 0 | 0 | 16159.1949 | 16286.3797 | 16419.1308 | 16553.6741 | 16687.181 | 16816.4741 | 16938.7049 | 17051.2607 | 17151.7595 | 17238.0508 | 17312.3979 | 17376.4018 | 17431.5072 | 17478.9546 | 17519.8425 | 17555.0418 | 17585.3254 | 17610.7098 | 17632.6919 | 17651.7925 | 17668.3412 | 17682.712 | 17695.0221 | 17705.5872 | 17714.6531 | 8377.479 | 8443.4159 | 8512.2386 | 8581.9905 | 8651.205 | 8718.235 | 8781.6036 | 8839.9564 | 8892.0584 | 8936.7947 | 8975.3388 | 9008.5207 | 9037.0892 | 9061.6875 | 9082.8852 | 9101.1337 | 9116.8338 | 9129.9939 | 9141.3902 | 9151.2926 | 9159.872 | 9167.3223 | 9173.7043 | 9179.1816 | 9183.8817 | 366
OR_Residential_LI - Single Family_Existing_Space Heating_Natural Gas_Furnace | OR | Residential | LI - Mobile Home | Existing | Miscellaneous | Natural Gas | Pool Heater - Solar System | A | ORM319 | Standard hpool heater | Solar thermal system installed on top of existing solar pool heater | 30 | 42.3096 | 0 | 0 | 3564.17 | 0 | 0 | 0 | 0.30173 | 0.45 | household | 0.5564% | 30% | Retrofit | Retro3Slow | 84.16% | TBD | 0% | 0 |  | 0 |  | 0 | EIA 2018 Tech Forecast | DOE - Solar Swimming Pool Heaters | PLHT_SOL-Miscellaneous-AEG-2 | Standard hpool heater | Standard hpool heater | Standard hpool heater | Standard hpool heater | Standard hpool heater | Standard hpool heater | Standard hpool heater | Standard hpool heater | Standard hpool heater | Standard hpool heater | Standard hpool heater | Standard hpool heater | Standard hpool heater | Standard hpool heater | Standard hpool heater | Standard hpool heater | Standard hpool heater | Standard hpool heater | Standard hpool heater | Standard hpool heater | Standard hpool heater | Standard hpool heater | Standard hpool heater | Standard hpool heater | Standard hpool heater | Standard hpool heater | Standard hpool heater | Solar thermal system installed on top of existing solar pool heater | Solar thermal system installed on top of existing solar pool heater | Solar thermal system installed on top of existing solar pool heater | Solar thermal system installed on top of existing solar pool heater | Solar thermal system installed on top of existing solar pool heater | Solar thermal system installed on top of existing solar pool heater | Solar thermal system installed on top of existing solar pool heater | Solar thermal system installed on top of existing solar pool heater | Solar thermal system installed on top of existing solar pool heater | Solar thermal system installed on top of existing solar pool heater | Solar thermal system installed on top of existing solar pool heater | Solar thermal system installed on top of existing solar pool heater | Solar thermal system installed on top of existing solar pool heater | Solar thermal system installed on top of existing solar pool heater | Solar thermal system installed on top of existing solar pool heater | Solar thermal system installed on top of existing solar pool heater | Solar thermal system installed on top of existing solar pool heater | Solar thermal system installed on top of existing solar pool heater | Solar thermal system installed on top of existing solar pool heater | Solar thermal system installed on top of existing solar pool heater | Solar thermal system installed on top of existing solar pool heater | Solar thermal system installed on top of existing solar pool heater | Solar thermal system installed on top of existing solar pool heater | Solar thermal system installed on top of existing solar pool heater | Solar thermal system installed on top of existing solar pool heater | Solar thermal system installed on top of existing solar pool heater | Solar thermal system installed on top of existing solar pool heater | 3564.17 | 3564.17 | 3564.17 | 3564.17 | 3564.17 | 3564.17 | 3564.17 | 3564.17 | 3564.17 | 3564.17 | 3564.17 | 3564.17 | 3564.17 | 3564.17 | 3564.17 | 3564.17 | 3564.17 | 3564.17 | 3564.17 | 3564.17 | 3564.17 | 3564.17 | 3564.17 | 3564.17 | 3564.17 | 3564.17 | 3564.17 | 0 | 0 | 0 | 0 | 0 | 0 | 0 | 0 | 0 | 0 | 0 | 0 | 0 | 0 | 0 | 0 | 0 | 0 | 0 | 0 | 0 | 0 | 0 | 0 | 0 | 0 | 0 | 0 | 0 | 0 | 0 | 0 | 0 | 0 | 0 | 0 | 0 | 0 | 0 | 0 | 0 | 0 | 0 | 0 | 0 | 0 | 0 | 0 | 0 | 0 | 0 | 0 | 0 | 0 | 0 | 0 | 0 | 0 | 0 | 0 | 0 | 0 | 0 | 0 | 0 | 0 | 0 | 0 | 0 | 0 | 0 | 0 | 0 | 0 | 0 | 0 | 0 | 0 | 0 | 0 | 0 | 0 | 0 | 0 | 0 | 0 | 0 | 0 | 0 | 0 | 0 | 0 | 0 | 0 | 0 | 0 | 0 | 0 | 0 | 0 | 0 | 0 | 0 | 0 | 0 | 0 | 0 | 0 | 0 | 0 | 0 | 0 | 0 | 0 | 0 | 0 | 0 | 0 | 0 | 0 | 0 | 0 | 0 | 0 | 0 | 0 | 0 | 0 | 0 | 0 | 0 | 0 | 0 | 0 | 0 | 0 | 0 | 0 | 0 | 0 | 0 | 0 | 0 | 0 | 0 | 0 | 0 | 0 | 0 | 0 | 0 | 0 | 0 | 0 | 0 | 0 | 0 | 0 | 0 | 0 | 0 | 0 | 0 | 0 | 0 | 0 | 0 | 0 | 0 | 0 | 0 | 0 | 0 | 0 | 0 | 0 | 0 | 0 | 0 | 0 | 0 | 0 | 0 | 0 | 0 | 0 | 0 | 0 | 0 | 0 | 0 | 0 | 0 | 0 | 0 | 0 | 0 | 0 | 0 | 0 | 0 | 0 | 0 | 0 | 0 | 0 | 0 | 0 | 0 | 0 | 0 | 0 | 0 | 0 | 0 | 0 | 0 | 0 | 0 | 0 | 0 | 0 | 0 | 0 | 0 | 0 | 0 | 0 | 0 | 0 | 0 | 0 | 0 | 0 | 0 | 0 | 0 | 0 | 0 | 0 | 0 | 0 | 0 | 0 | 0 | 0 | 0 | 0 | 0 | 0 | 0 | 0 | 0 | 0 | 0 | 0 | 0 | 0 | 0 | 0 | 0 | 0 | 0 | 0 | 0 | 0 | 0 | 0 | 0 | 0 | 0 | 0 | 0 | 0 | 0 | 0 | 0 | 0 | 0 | 0 | 0 | 0 | 0 | 0 | 0 | 0 | 0 | 0 | 0 | 0 | 0 | 0 | 0 | 0 | 0 | 0 | 0 | 0 | 0 | 0 | 0 | 0 | 0 | 0 | 0 | 0 | 0 | 0 | 0 | 0 | 0 | 0 | 0 | 0 | 0 | 0 | 0 | 0 | 0 | 0 | 0 | 0 | 0 | 0 | 0 | 0 | 0 | 0 | 0 | 0 | 0 | 0 | 0 | 0 | 0 | 0 | 0 | 0 | 0 | 0 | 0 | 0 | 0 | 0 | 0 | 0 | 0 | 0 | 0 | 0 | 0 | 0 | 0 | 0 | 0 | 0 | 0 | 0 | 0 | 0 | 0 | 0 | 0 | 0 | 0 | 0 | 0 | 0 | 0 | 0 | 0 | 0 | 0 | 0 | 0 | 0 | 0 | 0 | 0 | 0 | 0 | 0 | 0 | 0 | 0 | 0 | 0 | 0 | 0 | 0 | 0 | 0 | 0 | 0 | 0 | 0 | 0 | 0 | 0 | 0 | 0 | 0 | 0 | 0 | 0 | 0 | 0 | 0 | 0 | 0 | 0 | 0 | 0 | 0 | 0 | 0 | 0 | 0 | 0 | 0 | 0 | 0 | 0 | 0 | 0 | 0 | 0 | 0 | 0 | 0 | 0 | 0 | 0 | 0 | 0 | 0 | 0 | 0 | 0 | 0 | 0 | 0 | 0 | 0 | 0 | 0 | 0 | 0 | 0 | 0 | 0 | 0 | 0 | 0 | 0 | 0 | 0 | 0 | 0 | 0 | 0 | 0 | 0 | 0 | 0 | 0 | 0 | 0 | 0 | 0 | 0 | 0 | 0 | 0 | 0 | 0 | 0 | 367
OR_Residential_LI - Single Family_Existing_Space Heating_Natural Gas_Furnace | OR | Residential | LI - Mobile Home | Existing | Miscellaneous | Natural Gas | Pool Covers | A | ORM320 | None | Installed | 6 | 0 | 0 | 0 | 422.21 | 0 | 0 | 0 | 0.30173 | 0.45 | household | 50% | 100% | Retrofit | Retro12Med | 75.44% | TBD | 0% | 0 |  | 0 |  | 0 | IL TRM - 5.4.10 - RS-HWE-PLCV-V01-200101 | IL TRM - 5.4.10 - RS-HWE-PLCV-V01-200101 | IL TRM - 5.4.10 - RS-HWE-PLCV-V01-200101 | None | None | None | None | None | None | None | None | None | None | None | None | None | None | None | None | None | None | None | None | None | None | None | None | None | None | None | Installed | Installed | Installed | Installed | Installed | Installed | Installed | Installed | Installed | Installed | Installed | Installed | Installed | Installed | Installed | Installed | Installed | Installed | Installed | Installed | Installed | Installed | Installed | Installed | Installed | Installed | Installed | 422.21 | 422.21 | 422.21 | 422.21 | 422.21 | 422.21 | 422.21 | 422.21 | 422.21 | 422.21 | 422.21 | 422.21 | 422.21 | 422.21 | 422.21 | 422.21 | 422.21 | 422.21 | 422.21 | 422.21 | 422.21 | 422.21 | 422.21 | 422.21 | 422.21 | 422.21 | 422.21 | 0 | 0 | 0 | 0 | 0 | 0 | 0 | 0 | 0 | 0 | 0 | 0 | 0 | 0 | 0 | 0 | 0 | 0 | 0 | 0 | 0 | 0 | 0 | 0 | 0 | 0 | 0 | 0 | 0 | 0 | 0 | 0 | 0 | 0 | 0 | 0 | 0 | 0 | 0 | 0 | 0 | 0 | 0 | 0 | 0 | 0 | 0 | 0 | 0 | 0 | 0 | 0 | 0 | 0 | 0 | 0 | 0 | 0 | 0 | 0 | 0 | 0 | 0 | 0 | 0 | 0 | 0 | 0 | 0 | 0 | 0 | 0 | 0 | 0 | 0 | 0 | 0 | 0.054687 | 0.054687 | 0.054687 | 0.054687 | 0.054687 | 0.049219 | 0 | 0 | 0 | 0 | 0 | 0 | 0 | 0 | 0 | 0 | 0 | 0 | 0 | 0 | 0 | 0 | 0 | 0 | 0 | 0.054687 | 0.10937 | 0.16406 | 0.21875 | 0.27344 | 0.32266 | 0.32266 | 0.32266 | 0.32266 | 0.32266 | 0.32266 | 0.32266 | 0.32266 | 0.32266 | 0.32266 | 0.32266 | 0.32266 | 0.32266 | 0.32266 | 0.32266 | 0.32266 | 0.32266 | 0.32266 | 0.32266 | 0.32266 | 0 | 0 | 0 | 0 | 0 | 0 | 0 | 0 | 0 | 0 | 0 | 0 | 0 | 0 | 0 | 0 | 0 | 0 | 0 | 0 | 0 | 0 | 0 | 0 | 0 | 0 | 0 | 0 | 0 | 0 | 0 | 0 | 0 | 0 | 0 | 0 | 0 | 0 | 0 | 0 | 0 | 0 | 0 | 0 | 0 | 0 | 0 | 0 | 0 | 0 | 0.046484 | 0.046484 | 0.046484 | 0.046484 | 0.046484 | 0.041836 | 0 | 0 | 0 | 0 | 0 | 0 | 0 | 0 | 0 | 0 | 0 | 0 | 0 | 0 | 0 | 0 | 0 | 0 | 0 | 0.046484 | 0.092968 | 0.13945 | 0.18594 | 0.23242 | 0.27426 | 0.27426 | 0.27426 | 0.27426 | 0.27426 | 0.27426 | 0.27426 | 0.27426 | 0.27426 | 0.27426 | 0.27426 | 0.27426 | 0.27426 | 0.27426 | 0.27426 | 0.27426 | 0.27426 | 0.27426 | 0.27426 | 0.27426 | 0 | 0 | 0 | 0 | 0 | 0 | 0 | 0 | 0 | 0 | 0 | 0 | 0 | 0 | 0 | 0 | 0 | 0 | 0 | 0 | 0 | 0 | 0 | 0 | 0 | 0 | 0 | 0 | 0 | 0 | 0 | 0 | 0 | 0 | 0 | 0 | 0 | 0 | 0 | 0 | 0 | 0 | 0 | 0 | 0 | 0 | 0 | 0 | 0 | 0 | 0 | 0 | 0 | 0 | 0 | 0 | 0 | 0 | 0 | 0 | 0 | 0 | 0 | 0 | 0 | 0 | 0 | 0 | 0 | 0 | 0 | 0 | 0 | 0 | 0 | 0 | 0 | 0 | 0 | 0 | 0 | 0 | 0 | 0 | 0 | 0 | 0 | 0 | 0 | 0 | 0 | 0 | 0 | 0 | 0 | 0 | 0 | 0 | 0 | 0 | 0 | 0 | 0 | 0 | 0 | 0 | 0 | 0 | 0 | 0 | 0 | 0 | 0 | 0 | 0 | 0 | 0 | 0 | 0 | 0 | 0 | 0 | 0 | 0 | 0 | 0 | 0 | 0 | 0 | 0 | 0 | 0 | 0 | 0 | 0 | 0 | 0 | 0 | 0 | 0 | 0 | 0 | 0 | 0 | 0 | 0 | 0 | 0 | 0 | 0 | 0 | 0 | 0 | 0 | 0 | 0 | 0 | 0 | 0 | 0 | 0 | 0 | 0 | 0 | 0 | 0 | 0 | 0 | 0 | 0 | 0 | 0 | 0 | 0 | 0 | 0 | 0 | 0 | 0 | 0 | 0 | 0 | 0 | 0 | 0 | 0 | 0 | 0 | 0 | 0 | 0 | 0 | 0 | 0 | 0 | 0 | 0 | 0 | 0 | 0 | 0 | 0 | 0 | 0 | 0 | 0 | 0 | 0 | 0 | 0 | 0 | 0 | 0 | 0 | 0 | 0 | 0 | 0 | 0 | 0 | 0 | 0 | 0 | 0 | 0 | 0 | 0 | 0 | 0 | 0 | 0 | 0 | 0 | 0 | 0 | 0 | 0 | 0 | 0 | 0 | 0 | 0 | 0 | 0 | 0 | 0 | 0 | 0 | 0 | 0 | 368
OR_Residential_LI - Single Family_Existing_Space Heating_Natural Gas_Furnace | OR | Residential | LI - Mobile Home | Existing | Space Heating | Natural Gas | ENERGY STAR Home Design | A | ORM321 | Code-Compliant Home Design | ENERGY STAR Home Design | 25 | 0 | 0 | 0 | 1 | 0 | 0 | 0 | 0 | 0.45 | household | 0% | 0% | Lost Opportunity | LOEven20 | 85% | TBD | 0% | 0 |  | 0 |  | 0 | Avista TRM - 07.01.21 - E STAR HOME - GAS ONLY | Avista TRM - 07.01.21 - E STAR HOME - GAS ONLY | N/A | Code-Compliant Home Design | Code-Compliant Home Design | Code-Compliant Home Design | Code-Compliant Home Design | Code-Compliant Home Design | Code-Compliant Home Design | Code-Compliant Home Design | Code-Compliant Home Design | Code-Compliant Home Design | Code-Compliant Home Design | Code-Compliant Home Design | Code-Compliant Home Design | Code-Compliant Home Design | Code-Compliant Home Design | Code-Compliant Home Design | Code-Compliant Home Design | Code-Compliant Home Design | Code-Compliant Home Design | Code-Compliant Home Design | Code-Compliant Home Design | Code-Compliant Home Design | Code-Compliant Home Design | Code-Compliant Home Design | Code-Compliant Home Design | Code-Compliant Home Design | Code-Compliant Home Design | Code-Compliant Home Design | ENERGY STAR Home Design | ENERGY STAR Home Design | ENERGY STAR Home Design | ENERGY STAR Home Design | ENERGY STAR Home Design | ENERGY STAR Home Design | ENERGY STAR Home Design | ENERGY STAR Home Design | ENERGY STAR Home Design | ENERGY STAR Home Design | ENERGY STAR Home Design | ENERGY STAR Home Design | ENERGY STAR Home Design | ENERGY STAR Home Design | ENERGY STAR Home Design | ENERGY STAR Home Design | ENERGY STAR Home Design | ENERGY STAR Home Design | ENERGY STAR Home Design | ENERGY STAR Home Design | ENERGY STAR Home Design | ENERGY STAR Home Design | ENERGY STAR Home Design | ENERGY STAR Home Design | ENERGY STAR Home Design | ENERGY STAR Home Design | ENERGY STAR Home Design | 1 | 1 | 1 | 1 | 1 | 1 | 1 | 1 | 1 | 1 | 1 | 1 | 1 | 1 | 1 | 1 | 1 | 1 | 1 | 1 | 1 | 1 | 1 | 1 | 1 | 1 | 1 | 0 | 0 | 0 | 0 | 0 | 0 | 0 | 0 | 0 | 0 | 0 | 0 | 0 | 0 | 0 | 0 | 0 | 0 | 0 | 0 | 0 | 0 | 0 | 0 | 0 | 0 | 0 | 0 | 0 | 0 | 0 | 0 | 0 | 0 | 0 | 0 | 0 | 0 | 0 | 0 | 0 | 0 | 0 | 0 | 0 | 0 | 0 | 0 | 0 | 0 | 0 | 0 | 0 | 0 | 0 | 0 | 0 | 0 | 0 | 0 | 0 | 0 | 0 | 0 | 0 | 0 | 0 | 0 | 0 | 0 | 0 | 0 | 0 | 0 | 0 | 0 | 0 | 0 | 0 | 0 | 0 | 0 | 0 | 0 | 0 | 0 | 0 | 0 | 0 | 0 | 0 | 0 | 0 | 0 | 0 | 0 | 0 | 0 | 0 | 0 | 0 | 0 | 0 | 0 | 0 | 0 | 0 | 0 | 0 | 0 | 0 | 0 | 0 | 0 | 0 | 0 | 0 | 0 | 0 | 0 | 0 | 0 | 0 | 0 | 0 | 0 | 0 | 0 | 0 | 0 | 0 | 0 | 0 | 0 | 0 | 0 | 0 | 0 | 0 | 0 | 0 | 0 | 0 | 0 | 0 | 0 | 0 | 0 | 0 | 0 | 0 | 0 | 0 | 0 | 0 | 0 | 0 | 0 | 0 | 0 | 0 | 0 | 0 | 0 | 0 | 0 | 0 | 0 | 0 | 0 | 0 | 0 | 0 | 0 | 0 | 0 | 0 | 0 | 0 | 0 | 0 | 0 | 0 | 0 | 0 | 0 | 0 | 0 | 0 | 0 | 0 | 0 | 0 | 0 | 0 | 0 | 0 | 0 | 0 | 0 | 0 | 0 | 0 | 0 | 0 | 0 | 0 | 0 | 0 | 0 | 0 | 0 | 0 | 0 | 0 | 0 | 0 | 0 | 0 | 0 | 0 | 0 | 0 | 0 | 0 | 0 | 0 | 0 | 0 | 0 | 0 | 0 | 0 | 0 | 0 | 0 | 0 | 0 | 0 | 0 | 0 | 0 | 0 | 0 | 0 | 0 | 0 | 0 | 0 | 0 | 0 | 0 | 0 | 0 | 0 | 0 | 0 | 0 | 0 | 0 | 0 | 0 | 0 | 0 | 0 | 0 | 0 | 0 | 0 | 0 | 0 | 0 | 0 | 0 | 0 | 0 | 0 | 0 | 0 | 0 | 0 | 0 | 0 | 0 | 0 | 0 | 0 | 0 | 0 | 0 | 0 | 0 | 0 | 0 | 0 | 0 | 0 | 0 | 0 | 0 | 0 | 0 | 0 | 0 | 0 | 0 | 0 | 0 | 0 | 0 | 0 | 0 | 0 | 0 | 0 | 0 | 0 | 0 | 0 | 0 | 0 | 0 | 0 | 0 | 0 | 0 | 0 | 0 | 0 | 0 | 0 | 0 | 0 | 0 | 0 | 0 | 0 | 0 | 0 | 0 | 0 | 0 | 0 | 0 | 0 | 0 | 0 | 0 | 0 | 0 | 0 | 0 | 0 | 0 | 0 | 0 | 0 | 0 | 0 | 0 | 0 | 0 | 0 | 0 | 0 | 0 | 0 | 0 | 0 | 0 | 0 | 0 | 0 | 0 | 0 | 0 | 0 | 0 | 0 | 0 | 0 | 0 | 0 | 0 | 0 | 0 | 0 | 0 | 0 | 0 | 0 | 0 | 0 | 0 | 0 | 0 | 0 | 0 | 0 | 0 | 0 | 0 | 0 | 0 | 0 | 0 | 0 | 0 | 0 | 0 | 0 | 0 | 0 | 0 | 0 | 0 | 0 | 0 | 0 | 0 | 0 | 0 | 0 | 0 | 0 | 0 | 0 | 0 | 0 | 0 | 0 | 0 | 0 | 0 | 0 | 0 | 0 | 0 | 0 | 0 | 0 | 0 | 0 | 0 | 0 | 0 | 0 | 0 | 0 | 0 | 0 | 0 | 0 | 0 | 0 | 0 | 0 | 0 | 0 | 0 | 0 | 0 | 0 | 0 | 0 | 0 | 0 | 0 | 0 | 0 | 0 | 0 | 0 | 0 | 0 | 0 | 0 | 369
OR_Residential_LI - Single Family_Existing_Space Heating_Natural Gas_Furnace | OR | Residential | LI - Mobile Home | Existing | Water Heating | Natural Gas | ENERGY STAR Home Design | A | ORM322 | Code-Compliant Home Design | ENERGY STAR Home Design | 25 | 0 | 0 | 0 | 1 | 0 | 0 | 0 | 0 | 0.45 | household | 0% | 0% | Lost Opportunity | LOEven20 | 85% | TBD | 0% | 0 |  | 0 |  | 0 | Avista TRM - 07.01.21 - E STAR HOME - GAS ONLY | Avista TRM - 07.01.21 - E STAR HOME - GAS ONLY | N/A | Code-Compliant Home Design | Code-Compliant Home Design | Code-Compliant Home Design | Code-Compliant Home Design | Code-Compliant Home Design | Code-Compliant Home Design | Code-Compliant Home Design | Code-Compliant Home Design | Code-Compliant Home Design | Code-Compliant Home Design | Code-Compliant Home Design | Code-Compliant Home Design | Code-Compliant Home Design | Code-Compliant Home Design | Code-Compliant Home Design | Code-Compliant Home Design | Code-Compliant Home Design | Code-Compliant Home Design | Code-Compliant Home Design | Code-Compliant Home Design | Code-Compliant Home Design | Code-Compliant Home Design | Code-Compliant Home Design | Code-Compliant Home Design | Code-Compliant Home Design | Code-Compliant Home Design | Code-Compliant Home Design | ENERGY STAR Home Design | ENERGY STAR Home Design | ENERGY STAR Home Design | ENERGY STAR Home Design | ENERGY STAR Home Design | ENERGY STAR Home Design | ENERGY STAR Home Design | ENERGY STAR Home Design | ENERGY STAR Home Design | ENERGY STAR Home Design | ENERGY STAR Home Design | ENERGY STAR Home Design | ENERGY STAR Home Design | ENERGY STAR Home Design | ENERGY STAR Home Design | ENERGY STAR Home Design | ENERGY STAR Home Design | ENERGY STAR Home Design | ENERGY STAR Home Design | ENERGY STAR Home Design | ENERGY STAR Home Design | ENERGY STAR Home Design | ENERGY STAR Home Design | ENERGY STAR Home Design | ENERGY STAR Home Design | ENERGY STAR Home Design | ENERGY STAR Home Design | 1 | 1 | 1 | 1 | 1 | 1 | 1 | 1 | 1 | 1 | 1 | 1 | 1 | 1 | 1 | 1 | 1 | 1 | 1 | 1 | 1 | 1 | 1 | 1 | 1 | 1 | 1 | 0 | 0 | 0 | 0 | 0 | 0 | 0 | 0 | 0 | 0 | 0 | 0 | 0 | 0 | 0 | 0 | 0 | 0 | 0 | 0 | 0 | 0 | 0 | 0 | 0 | 0 | 0 | 0 | 0 | 0 | 0 | 0 | 0 | 0 | 0 | 0 | 0 | 0 | 0 | 0 | 0 | 0 | 0 | 0 | 0 | 0 | 0 | 0 | 0 | 0 | 0 | 0 | 0 | 0 | 0 | 0 | 0 | 0 | 0 | 0 | 0 | 0 | 0 | 0 | 0 | 0 | 0 | 0 | 0 | 0 | 0 | 0 | 0 | 0 | 0 | 0 | 0 | 0 | 0 | 0 | 0 | 0 | 0 | 0 | 0 | 0 | 0 | 0 | 0 | 0 | 0 | 0 | 0 | 0 | 0 | 0 | 0 | 0 | 0 | 0 | 0 | 0 | 0 | 0 | 0 | 0 | 0 | 0 | 0 | 0 | 0 | 0 | 0 | 0 | 0 | 0 | 0 | 0 | 0 | 0 | 0 | 0 | 0 | 0 | 0 | 0 | 0 | 0 | 0 | 0 | 0 | 0 | 0 | 0 | 0 | 0 | 0 | 0 | 0 | 0 | 0 | 0 | 0 | 0 | 0 | 0 | 0 | 0 | 0 | 0 | 0 | 0 | 0 | 0 | 0 | 0 | 0 | 0 | 0 | 0 | 0 | 0 | 0 | 0 | 0 | 0 | 0 | 0 | 0 | 0 | 0 | 0 | 0 | 0 | 0 | 0 | 0 | 0 | 0 | 0 | 0 | 0 | 0 | 0 | 0 | 0 | 0 | 0 | 0 | 0 | 0 | 0 | 0 | 0 | 0 | 0 | 0 | 0 | 0 | 0 | 0 | 0 | 0 | 0 | 0 | 0 | 0 | 0 | 0 | 0 | 0 | 0 | 0 | 0 | 0 | 0 | 0 | 0 | 0 | 0 | 0 | 0 | 0 | 0 | 0 | 0 | 0 | 0 | 0 | 0 | 0 | 0 | 0 | 0 | 0 | 0 | 0 | 0 | 0 | 0 | 0 | 0 | 0 | 0 | 0 | 0 | 0 | 0 | 0 | 0 | 0 | 0 | 0 | 0 | 0 | 0 | 0 | 0 | 0 | 0 | 0 | 0 | 0 | 0 | 0 | 0 | 0 | 0 | 0 | 0 | 0 | 0 | 0 | 0 | 0 | 0 | 0 | 0 | 0 | 0 | 0 | 0 | 0 | 0 | 0 | 0 | 0 | 0 | 0 | 0 | 0 | 0 | 0 | 0 | 0 | 0 | 0 | 0 | 0 | 0 | 0 | 0 | 0 | 0 | 0 | 0 | 0 | 0 | 0 | 0 | 0 | 0 | 0 | 0 | 0 | 0 | 0 | 0 | 0 | 0 | 0 | 0 | 0 | 0 | 0 | 0 | 0 | 0 | 0 | 0 | 0 | 0 | 0 | 0 | 0 | 0 | 0 | 0 | 0 | 0 | 0 | 0 | 0 | 0 | 0 | 0 | 0 | 0 | 0 | 0 | 0 | 0 | 0 | 0 | 0 | 0 | 0 | 0 | 0 | 0 | 0 | 0 | 0 | 0 | 0 | 0 | 0 | 0 | 0 | 0 | 0 | 0 | 0 | 0 | 0 | 0 | 0 | 0 | 0 | 0 | 0 | 0 | 0 | 0 | 0 | 0 | 0 | 0 | 0 | 0 | 0 | 0 | 0 | 0 | 0 | 0 | 0 | 0 | 0 | 0 | 0 | 0 | 0 | 0 | 0 | 0 | 0 | 0 | 0 | 0 | 0 | 0 | 0 | 0 | 0 | 0 | 0 | 0 | 0 | 0 | 0 | 0 | 0 | 0 | 0 | 0 | 0 | 0 | 0 | 0 | 0 | 0 | 0 | 0 | 0 | 0 | 0 | 0 | 0 | 0 | 0 | 0 | 0 | 0 | 0 | 0 | 0 | 0 | 0 | 0 | 0 | 0 | 0 | 0 | 0 | 0 | 0 | 0 | 0 | 0 | 0 | 0 | 0 | 0 | 0 | 0 | 0 | 0 | 0 | 0 | 0 | 0 | 0 | 0 | 0 | 0 | 0 | 370
OR_Residential_LI - Single Family_Existing_Space Heating_Natural Gas_Furnace | OR | Residential | LI - Mobile Home | Existing | Appliances | Natural Gas | ENERGY STAR Home Design | A | ORM323 | Code-Compliant Home Design | ENERGY STAR Home Design | 25 | 0 | 0 | 0 | 1 | 0 | 0 | 0 | 0 | 0.45 | household | 0% | 0% | Lost Opportunity | LOEven20 | 85% | TBD | 0% | 0 |  | 0 |  | 0 | Avista TRM - 07.01.21 - E STAR HOME - GAS ONLY | Avista TRM - 07.01.21 - E STAR HOME - GAS ONLY | N/A | Code-Compliant Home Design | Code-Compliant Home Design | Code-Compliant Home Design | Code-Compliant Home Design | Code-Compliant Home Design | Code-Compliant Home Design | Code-Compliant Home Design | Code-Compliant Home Design | Code-Compliant Home Design | Code-Compliant Home Design | Code-Compliant Home Design | Code-Compliant Home Design | Code-Compliant Home Design | Code-Compliant Home Design | Code-Compliant Home Design | Code-Compliant Home Design | Code-Compliant Home Design | Code-Compliant Home Design | Code-Compliant Home Design | Code-Compliant Home Design | Code-Compliant Home Design | Code-Compliant Home Design | Code-Compliant Home Design | Code-Compliant Home Design | Code-Compliant Home Design | Code-Compliant Home Design | Code-Compliant Home Design | ENERGY STAR Home Design | ENERGY STAR Home Design | ENERGY STAR Home Design | ENERGY STAR Home Design | ENERGY STAR Home Design | ENERGY STAR Home Design | ENERGY STAR Home Design | ENERGY STAR Home Design | ENERGY STAR Home Design | ENERGY STAR Home Design | ENERGY STAR Home Design | ENERGY STAR Home Design | ENERGY STAR Home Design | ENERGY STAR Home Design | ENERGY STAR Home Design | ENERGY STAR Home Design | ENERGY STAR Home Design | ENERGY STAR Home Design | ENERGY STAR Home Design | ENERGY STAR Home Design | ENERGY STAR Home Design | ENERGY STAR Home Design | ENERGY STAR Home Design | ENERGY STAR Home Design | ENERGY STAR Home Design | ENERGY STAR Home Design | ENERGY STAR Home Design | 1 | 1 | 1 | 1 | 1 | 1 | 1 | 1 | 1 | 1 | 1 | 1 | 1 | 1 | 1 | 1 | 1 | 1 | 1 | 1 | 1 | 1 | 1 | 1 | 1 | 1 | 1 | 0 | 0 | 0 | 0 | 0 | 0 | 0 | 0 | 0 | 0 | 0 | 0 | 0 | 0 | 0 | 0 | 0 | 0 | 0 | 0 | 0 | 0 | 0 | 0 | 0 | 0 | 0 | 0 | 0 | 0 | 0 | 0 | 0 | 0 | 0 | 0 | 0 | 0 | 0 | 0 | 0 | 0 | 0 | 0 | 0 | 0 | 0 | 0 | 0 | 0 | 0 | 0 | 0 | 0 | 0 | 0 | 0 | 0 | 0 | 0 | 0 | 0 | 0 | 0 | 0 | 0 | 0 | 0 | 0 | 0 | 0 | 0 | 0 | 0 | 0 | 0 | 0 | 0 | 0 | 0 | 0 | 0 | 0 | 0 | 0 | 0 | 0 | 0 | 0 | 0 | 0 | 0 | 0 | 0 | 0 | 0 | 0 | 0 | 0 | 0 | 0 | 0 | 0 | 0 | 0 | 0 | 0 | 0 | 0 | 0 | 0 | 0 | 0 | 0 | 0 | 0 | 0 | 0 | 0 | 0 | 0 | 0 | 0 | 0 | 0 | 0 | 0 | 0 | 0 | 0 | 0 | 0 | 0 | 0 | 0 | 0 | 0 | 0 | 0 | 0 | 0 | 0 | 0 | 0 | 0 | 0 | 0 | 0 | 0 | 0 | 0 | 0 | 0 | 0 | 0 | 0 | 0 | 0 | 0 | 0 | 0 | 0 | 0 | 0 | 0 | 0 | 0 | 0 | 0 | 0 | 0 | 0 | 0 | 0 | 0 | 0 | 0 | 0 | 0 | 0 | 0 | 0 | 0 | 0 | 0 | 0 | 0 | 0 | 0 | 0 | 0 | 0 | 0 | 0 | 0 | 0 | 0 | 0 | 0 | 0 | 0 | 0 | 0 | 0 | 0 | 0 | 0 | 0 | 0 | 0 | 0 | 0 | 0 | 0 | 0 | 0 | 0 | 0 | 0 | 0 | 0 | 0 | 0 | 0 | 0 | 0 | 0 | 0 | 0 | 0 | 0 | 0 | 0 | 0 | 0 | 0 | 0 | 0 | 0 | 0 | 0 | 0 | 0 | 0 | 0 | 0 | 0 | 0 | 0 | 0 | 0 | 0 | 0 | 0 | 0 | 0 | 0 | 0 | 0 | 0 | 0 | 0 | 0 | 0 | 0 | 0 | 0 | 0 | 0 | 0 | 0 | 0 | 0 | 0 | 0 | 0 | 0 | 0 | 0 | 0 | 0 | 0 | 0 | 0 | 0 | 0 | 0 | 0 | 0 | 0 | 0 | 0 | 0 | 0 | 0 | 0 | 0 | 0 | 0 | 0 | 0 | 0 | 0 | 0 | 0 | 0 | 0 | 0 | 0 | 0 | 0 | 0 | 0 | 0 | 0 | 0 | 0 | 0 | 0 | 0 | 0 | 0 | 0 | 0 | 0 | 0 | 0 | 0 | 0 | 0 | 0 | 0 | 0 | 0 | 0 | 0 | 0 | 0 | 0 | 0 | 0 | 0 | 0 | 0 | 0 | 0 | 0 | 0 | 0 | 0 | 0 | 0 | 0 | 0 | 0 | 0 | 0 | 0 | 0 | 0 | 0 | 0 | 0 | 0 | 0 | 0 | 0 | 0 | 0 | 0 | 0 | 0 | 0 | 0 | 0 | 0 | 0 | 0 | 0 | 0 | 0 | 0 | 0 | 0 | 0 | 0 | 0 | 0 | 0 | 0 | 0 | 0 | 0 | 0 | 0 | 0 | 0 | 0 | 0 | 0 | 0 | 0 | 0 | 0 | 0 | 0 | 0 | 0 | 0 | 0 | 0 | 0 | 0 | 0 | 0 | 0 | 0 | 0 | 0 | 0 | 0 | 0 | 0 | 0 | 0 | 0 | 0 | 0 | 0 | 0 | 0 | 0 | 0 | 0 | 0 | 0 | 0 | 0 | 0 | 0 | 0 | 0 | 0 | 0 | 0 | 0 | 0 | 0 | 0 | 0 | 0 | 0 | 0 | 0 | 0 | 0 | 0 | 0 | 0 | 0 | 0 | 0 | 0 | 0 | 0 | 0 | 0 | 0 | 0 | 0 | 0 | 0 | 0 | 0 | 0 | 0 | 0 | 371
OR_Residential_LI - Single Family_Existing_Space Heating_Natural Gas_Furnace | OR | Residential | LI - Mobile Home | Existing | Space Heating | Natural Gas | Advanced New Construction Design - Zero Net Energy | A | ORM324 | Standard New Construction Home | ZNE-Ready Home | 20 | 0.12119 | 0 | 0 | 2.29 | 0 | 0 | 0 | 0.30173 | 0.45 | sqft home | 0% | 0% | Lost Opportunity | LO3Slow | 85% | TBD | 0% | 1744.8141 |  | 892.0511 |  | 0 | RES_ADVNC_ZNE-All-PGE-2 | RES_ADVNC_ZNE-All-PGE-2 | RES_ADVNC_ZNE-All-PGE-2 | Standard New Construction Home | Standard New Construction Home | Standard New Construction Home | Standard New Construction Home | Standard New Construction Home | Standard New Construction Home | Standard New Construction Home | Standard New Construction Home | Standard New Construction Home | Standard New Construction Home | Standard New Construction Home | Standard New Construction Home | Standard New Construction Home | Standard New Construction Home | Standard New Construction Home | Standard New Construction Home | Standard New Construction Home | Standard New Construction Home | Standard New Construction Home | Standard New Construction Home | Standard New Construction Home | Standard New Construction Home | Standard New Construction Home | Standard New Construction Home | Standard New Construction Home | Standard New Construction Home | Standard New Construction Home | ZNE-Ready Home | ZNE-Ready Home | ZNE-Ready Home | ZNE-Ready Home | ZNE-Ready Home | ZNE-Ready Home | ZNE-Ready Home | ZNE-Ready Home | ZNE-Ready Home | ZNE-Ready Home | ZNE-Ready Home | ZNE-Ready Home | ZNE-Ready Home | ZNE-Ready Home | ZNE-Ready Home | ZNE-Ready Home | ZNE-Ready Home | ZNE-Ready Home | ZNE-Ready Home | ZNE-Ready Home | ZNE-Ready Home | ZNE-Ready Home | ZNE-Ready Home | ZNE-Ready Home | ZNE-Ready Home | ZNE-Ready Home | ZNE-Ready Home | 2.29 | 2.29 | 2.29 | 2.29 | 2.29 | 2.29 | 2.29 | 2.29 | 2.29 | 2.29 | 2.29 | 2.29 | 2.29 | 2.29 | 2.29 | 2.29 | 2.29 | 2.29 | 2.29 | 2.29 | 2.29 | 2.29 | 2.29 | 2.29 | 2.29 | 2.29 | 2.29 | 0 | 0 | 0.12744 | 0.12507 | 0.12239 | 0.11945 | 0.11628 | 0.1128 | 0.10915 | 0.10555 | 0.10221 | 0.099333 | 0.097016 | 0.095306 | 0.094088 | 0.093221 | 0.092554 | 0.091993 | 0.09149 | 0.091022 | 0.090581 | 0.090162 | 0.089766 | 0.089387 | 0.089024 | 0.088678 | 0.088347 | 0 | 0 | 0 | 0 | 0 | 0 | 0 | 0 | 0 | 0 | 0 | 0 | 0 | 0 | 0 | 0 | 0 | 0 | 0 | 0 | 0 | 0 | 0 | 0 | 0 | 0 | 0 | 0 | 0 | 0 | 0 | 0 | 0 | 0 | 0 | 0 | 0 | 0 | 0 | 0 | 0 | 0 | 0 | 0 | 0 | 0 | 0 | 0 | 0 | 0 | 0 | 0 | 0 | 0 | 0 | 0 | 0 | 0 | 0 | 0 | 0 | 0 | 0 | 0 | 0 | 0 | 0 | 0 | 0 | 0 | 0 | 0 | 0 | 0 | 0 | 0 | 0 | 0 | 0 | 0 | 0 | 0 | 0 | 0 | 0 | 0 | 0 | 0 | 0 | 0 | 0 | 0 | 0 | 0 | 0 | 0 | 0 | 0 | 0 | 0 | 0 | 0 | 0 | 0 | 0 | 0 | 0 | 0 | 0 | 0 | 0 | 0 | 0 | 0 | 0 | 0 | 0 | 0 | 0 | 0 | 0 | 0 | 0 | 0 | 0 | 0 | 0 | 0 | 0 | 0 | 0 | 0 | 0 | 0 | 0 | 0 | 0 | 0 | 0 | 0 | 0 | 0 | 0 | 0 | 0 | 0 | 0 | 0 | 0 | 0 | 0 | 0 | 0 | 0 | 0 | 0 | 0 | 0 | 0 | 0 | 0 | 0 | 0 | 0 | 0 | 0 | 0 | 0 | 0 | 0 | 0 | 0 | 0 | 0 | 0 | 0 | 0 | 0 | 0 | 0 | 0 | 0 | 0 | 0 | 0 | 0 | 0 | 0 | 0 | 0 | 0 | 0 | 0 | 0 | 0 | 0 | 0 | 0 | 0 | 0 | 0 | 0 | 0 | 0 | 0 | 0 | 0 | 0 | 0 | 0 | 0 | 0 | 0 | 0 | 0 | 0 | 0 | 0 | 0 | 0 | 0 | 0 | 0 | 0 | 0 | 0 | 0 | 0 | 0 | 0 | 0 | 0 | 0 | 0 | 0 | 0 | 0 | 0 | 0 | 0 | 0 | 0 | 0 | 0 | 0 | 0 | 0 | 0 | 0 | 0 | 0 | 0 | 0 | 0 | 0 | 0 | 0 | 0 | 0 | 0 | 0 | 0 | 0 | 0 | 0 | 0 | 0 | 0 | 0 | 0 | 0 | 0 | 0 | 0 | 0 | 0 | 0 | 0 | 0 | 0 | 0 | 0 | 0 | 0 | 0 | 0 | 0 | 0 | 0 | 0 | 0 | 0 | 0 | 0 | 0 | 0 | 0 | 0 | 0 | 0 | 0 | 0 | 0 | 0 | 0 | 0 | 0 | 0 | 0 | 0 | 0 | 0 | 0 | 0 | 0 | 0 | 0 | 0 | 0 | 0 | 0 | 0 | 0 | 0 | 0 | 0 | 0 | 0 | 0 | 0 | 0 | 0 | 0 | 0 | 0 | 0 | 0 | 0 | 0 | 0 | 0 | 0 | 0 | 0 | 0 | 0 | 0 | 0 | 0 | 0 | 0 | 0 | 0 | 0 | 0 | 0 | 0 | 0 | 0 | 0 | 0 | 0 | 0 | 0 | 0 | 0 | 0 | 0 | 0 | 0 | 0 | 0 | 0 | 0 | 0 | 0 | 0 | 0 | 0 | 0 | 0 | 0 | 0 | 0 | 0 | 0 | 0 | 0 | 0 | 0 | 0 | 0 | 0 | 0 | 0 | 0 | 0 | 0 | 0 | 0 | 1646.108 | 1657.146 | 1668.5085 | 1680.069 | 1691.7247 | 1703.3643 | 1714.8832 | 1726.182 | 1737.1653 | 1747.7497 | 1757.8711 | 1767.5783 | 1776.7772 | 1785.4993 | 1793.7767 | 1801.6366 | 1809.1056 | 1816.1915 | 1822.9371 | 1829.3512 | 1835.4618 | 1841.2859 | 1846.8338 | 1852.1205 | 1857.1595 | 841.5868 | 847.2301 | 853.0392 | 858.9497 | 864.9087 | 870.8596 | 876.7487 | 882.5253 | 888.1406 | 893.552 | 898.7267 | 903.6896 | 908.3926 | 912.8518 | 917.0837 | 921.1022 | 924.9207 | 928.5435 | 931.9922 | 935.2715 | 938.3956 | 941.3732 | 944.2096 | 946.9125 | 949.4887 | 372
OR_Residential_LI - Single Family_Existing_Space Heating_Natural Gas_Furnace | OR | Residential | LI - Mobile Home | Existing | Water Heating | Natural Gas | Advanced New Construction Design - Zero Net Energy | A | ORM325 | Standard New Construction Home | ZNE-Ready Home | 20 | 0.037819 | 0 | 0 | 2.29 | 0 | 0 | 0 | 0.30173 | 0.45 | sqft home | 0% | 0% | Lost Opportunity | LO3Slow | 85% | TBD | 0% | 1744.8141 |  | 892.0511 |  | 0 | RES_ADVNC_ZNE-All-PGE-2 | RES_ADVNC_ZNE-All-PGE-2 | RES_ADVNC_ZNE-All-PGE-2 | Standard New Construction Home | Standard New Construction Home | Standard New Construction Home | Standard New Construction Home | Standard New Construction Home | Standard New Construction Home | Standard New Construction Home | Standard New Construction Home | Standard New Construction Home | Standard New Construction Home | Standard New Construction Home | Standard New Construction Home | Standard New Construction Home | Standard New Construction Home | Standard New Construction Home | Standard New Construction Home | Standard New Construction Home | Standard New Construction Home | Standard New Construction Home | Standard New Construction Home | Standard New Construction Home | Standard New Construction Home | Standard New Construction Home | Standard New Construction Home | Standard New Construction Home | Standard New Construction Home | Standard New Construction Home | ZNE-Ready Home | ZNE-Ready Home | ZNE-Ready Home | ZNE-Ready Home | ZNE-Ready Home | ZNE-Ready Home | ZNE-Ready Home | ZNE-Ready Home | ZNE-Ready Home | ZNE-Ready Home | ZNE-Ready Home | ZNE-Ready Home | ZNE-Ready Home | ZNE-Ready Home | ZNE-Ready Home | ZNE-Ready Home | ZNE-Ready Home | ZNE-Ready Home | ZNE-Ready Home | ZNE-Ready Home | ZNE-Ready Home | ZNE-Ready Home | ZNE-Ready Home | ZNE-Ready Home | ZNE-Ready Home | ZNE-Ready Home | ZNE-Ready Home | 2.29 | 2.29 | 2.29 | 2.29 | 2.29 | 2.29 | 2.29 | 2.29 | 2.29 | 2.29 | 2.29 | 2.29 | 2.29 | 2.29 | 2.29 | 2.29 | 2.29 | 2.29 | 2.29 | 2.29 | 2.29 | 2.29 | 2.29 | 2.29 | 2.29 | 2.29 | 2.29 | 0 | 0 | 0.037234 | 0.036869 | 0.036484 | 0.036076 | 0.035646 | 0.035199 | 0.034745 | 0.034287 | 0.033835 | 0.033395 | 0.032972 | 0.032569 | 0.032192 | 0.03184 | 0.031508 | 0.031186 | 0.030869 | 0.030559 | 0.030252 | 0.029948 | 0.029649 | 0.029356 | 0.02907 | 0.028795 | 0.028535 | 0 | 0 | 0 | 0 | 0 | 0 | 0 | 0 | 0 | 0 | 0 | 0 | 0 | 0 | 0 | 0 | 0 | 0 | 0 | 0 | 0 | 0 | 0 | 0 | 0 | 0 | 0 | 0 | 0 | 0 | 0 | 0 | 0 | 0 | 0 | 0 | 0 | 0 | 0 | 0 | 0 | 0 | 0 | 0 | 0 | 0 | 0 | 0 | 0 | 0 | 0 | 0 | 0 | 0 | 0 | 0 | 0 | 0 | 0 | 0 | 0 | 0 | 0 | 0 | 0 | 0 | 0 | 0 | 0 | 0 | 0 | 0 | 0 | 0 | 0 | 0 | 0 | 0 | 0 | 0 | 0 | 0 | 0 | 0 | 0 | 0 | 0 | 0 | 0 | 0 | 0 | 0 | 0 | 0 | 0 | 0 | 0 | 0 | 0 | 0 | 0 | 0 | 0 | 0 | 0 | 0 | 0 | 0 | 0 | 0 | 0 | 0 | 0 | 0 | 0 | 0 | 0 | 0 | 0 | 0 | 0 | 0 | 0 | 0 | 0 | 0 | 0 | 0 | 0 | 0 | 0 | 0 | 0 | 0 | 0 | 0 | 0 | 0 | 0 | 0 | 0 | 0 | 0 | 0 | 0 | 0 | 0 | 0 | 0 | 0 | 0 | 0 | 0 | 0 | 0 | 0 | 0 | 0 | 0 | 0 | 0 | 0 | 0 | 0 | 0 | 0 | 0 | 0 | 0 | 0 | 0 | 0 | 0 | 0 | 0 | 0 | 0 | 0 | 0 | 0 | 0 | 0 | 0 | 0 | 0 | 0 | 0 | 0 | 0 | 0 | 0 | 0 | 0 | 0 | 0 | 0 | 0 | 0 | 0 | 0 | 0 | 0 | 0 | 0 | 0 | 0 | 0 | 0 | 0 | 0 | 0 | 0 | 0 | 0 | 0 | 0 | 0 | 0 | 0 | 0 | 0 | 0 | 0 | 0 | 0 | 0 | 0 | 0 | 0 | 0 | 0 | 0 | 0 | 0 | 0 | 0 | 0 | 0 | 0 | 0 | 0 | 0 | 0 | 0 | 0 | 0 | 0 | 0 | 0 | 0 | 0 | 0 | 0 | 0 | 0 | 0 | 0 | 0 | 0 | 0 | 0 | 0 | 0 | 0 | 0 | 0 | 0 | 0 | 0 | 0 | 0 | 0 | 0 | 0 | 0 | 0 | 0 | 0 | 0 | 0 | 0 | 0 | 0 | 0 | 0 | 0 | 0 | 0 | 0 | 0 | 0 | 0 | 0 | 0 | 0 | 0 | 0 | 0 | 0 | 0 | 0 | 0 | 0 | 0 | 0 | 0 | 0 | 0 | 0 | 0 | 0 | 0 | 0 | 0 | 0 | 0 | 0 | 0 | 0 | 0 | 0 | 0 | 0 | 0 | 0 | 0 | 0 | 0 | 0 | 0 | 0 | 0 | 0 | 0 | 0 | 0 | 0 | 0 | 0 | 0 | 0 | 0 | 0 | 0 | 0 | 0 | 0 | 0 | 0 | 0 | 0 | 0 | 0 | 0 | 0 | 0 | 0 | 0 | 0 | 0 | 0 | 0 | 0 | 0 | 0 | 0 | 0 | 0 | 0 | 0 | 0 | 0 | 0 | 0 | 0 | 0 | 0 | 0 | 0 | 0 | 0 | 0 | 0 | 0 | 0 | 0 | 0 | 0 | 0 | 0 | 0 | 0 | 0 | 0 | 0 | 0 | 0 | 0 | 0 | 0 | 1646.108 | 1657.146 | 1668.5085 | 1680.069 | 1691.7247 | 1703.3643 | 1714.8832 | 1726.182 | 1737.1653 | 1747.7497 | 1757.8711 | 1767.5783 | 1776.7772 | 1785.4993 | 1793.7767 | 1801.6366 | 1809.1056 | 1816.1915 | 1822.9371 | 1829.3512 | 1835.4618 | 1841.2859 | 1846.8338 | 1852.1205 | 1857.1595 | 841.5868 | 847.2301 | 853.0392 | 858.9497 | 864.9087 | 870.8596 | 876.7487 | 882.5253 | 888.1406 | 893.552 | 898.7267 | 903.6896 | 908.3926 | 912.8518 | 917.0837 | 921.1022 | 924.9207 | 928.5435 | 931.9922 | 935.2715 | 938.3956 | 941.3732 | 944.2096 | 946.9125 | 949.4887 | 373
OR_Residential_LI - Single Family_Existing_Space Heating_Natural Gas_Furnace | OR | Residential | LI - Mobile Home | Existing | Appliances | Natural Gas | Advanced New Construction Design - Zero Net Energy | A | ORM326 | Standard New Construction Home | ZNE-Ready Home | 20 | 0.0010527 | 0 | 0 | 2.29 | 0 | 0 | 0 | 0.30173 | 0.45 | sqft home | 0% | 0% | Lost Opportunity | LO3Slow | 85% | TBD | 0% | 1744.8141 |  | 892.0511 |  | 0 | RES_ADVNC_ZNE-All-PGE-2 | RES_ADVNC_ZNE-All-PGE-2 | RES_ADVNC_ZNE-All-PGE-2 | Standard New Construction Home | Standard New Construction Home | Standard New Construction Home | Standard New Construction Home | Standard New Construction Home | Standard New Construction Home | Standard New Construction Home | Standard New Construction Home | Standard New Construction Home | Standard New Construction Home | Standard New Construction Home | Standard New Construction Home | Standard New Construction Home | Standard New Construction Home | Standard New Construction Home | Standard New Construction Home | Standard New Construction Home | Standard New Construction Home | Standard New Construction Home | Standard New Construction Home | Standard New Construction Home | Standard New Construction Home | Standard New Construction Home | Standard New Construction Home | Standard New Construction Home | Standard New Construction Home | Standard New Construction Home | ZNE-Ready Home | ZNE-Ready Home | ZNE-Ready Home | ZNE-Ready Home | ZNE-Ready Home | ZNE-Ready Home | ZNE-Ready Home | ZNE-Ready Home | ZNE-Ready Home | ZNE-Ready Home | ZNE-Ready Home | ZNE-Ready Home | ZNE-Ready Home | ZNE-Ready Home | ZNE-Ready Home | ZNE-Ready Home | ZNE-Ready Home | ZNE-Ready Home | ZNE-Ready Home | ZNE-Ready Home | ZNE-Ready Home | ZNE-Ready Home | ZNE-Ready Home | ZNE-Ready Home | ZNE-Ready Home | ZNE-Ready Home | ZNE-Ready Home | 2.29 | 2.29 | 2.29 | 2.29 | 2.29 | 2.29 | 2.29 | 2.29 | 2.29 | 2.29 | 2.29 | 2.29 | 2.29 | 2.29 | 2.29 | 2.29 | 2.29 | 2.29 | 2.29 | 2.29 | 2.29 | 2.29 | 2.29 | 2.29 | 2.29 | 2.29 | 2.29 | 0 | 0 | 0.0010393 | 0.0010324 | 0.0010256 | 0.0010189 | 0.0010125 | 0.0010064 | 0.0010008 | 0.00099558 | 0.0009909 | 0.00098662 | 0.00098269 | 0.00097905 | 0.00097566 | 0.00097248 | 0.00096949 | 0.00096665 | 0.00096396 | 0.00096138 | 0.0009589 | 0.0009565 | 0.00095419 | 0.00095194 | 0.00094975 | 0.00094762 | 0.00094554 | 0 | 0 | 0 | 0 | 0 | 0 | 0 | 0 | 0 | 0 | 0 | 0 | 0 | 0 | 0 | 0 | 0 | 0 | 0 | 0 | 0 | 0 | 0 | 0 | 0 | 0 | 0 | 0 | 0 | 0 | 0 | 0 | 0 | 0 | 0 | 0 | 0 | 0 | 0 | 0 | 0 | 0 | 0 | 0 | 0 | 0 | 0 | 0 | 0 | 0 | 0 | 0 | 0 | 0 | 0 | 0 | 0 | 0 | 0 | 0 | 0 | 0 | 0 | 0 | 0 | 0 | 0 | 0 | 0 | 0 | 0 | 0 | 0 | 0 | 0 | 0 | 0 | 0 | 0 | 0 | 0 | 0 | 0 | 0 | 0 | 0 | 0 | 0 | 0 | 0 | 0 | 0 | 0 | 0 | 0 | 0 | 0 | 0 | 0 | 0 | 0 | 0 | 0 | 0 | 0 | 0 | 0 | 0 | 0 | 0 | 0 | 0 | 0 | 0 | 0 | 0 | 0 | 0 | 0 | 0 | 0 | 0 | 0 | 0 | 0 | 0 | 0 | 0 | 0 | 0 | 0 | 0 | 0 | 0 | 0 | 0 | 0 | 0 | 0 | 0 | 0 | 0 | 0 | 0 | 0 | 0 | 0 | 0 | 0 | 0 | 0 | 0 | 0 | 0 | 0 | 0 | 0 | 0 | 0 | 0 | 0 | 0 | 0 | 0 | 0 | 0 | 0 | 0 | 0 | 0 | 0 | 0 | 0 | 0 | 0 | 0 | 0 | 0 | 0 | 0 | 0 | 0 | 0 | 0 | 0 | 0 | 0 | 0 | 0 | 0 | 0 | 0 | 0 | 0 | 0 | 0 | 0 | 0 | 0 | 0 | 0 | 0 | 0 | 0 | 0 | 0 | 0 | 0 | 0 | 0 | 0 | 0 | 0 | 0 | 0 | 0 | 0 | 0 | 0 | 0 | 0 | 0 | 0 | 0 | 0 | 0 | 0 | 0 | 0 | 0 | 0 | 0 | 0 | 0 | 0 | 0 | 0 | 0 | 0 | 0 | 0 | 0 | 0 | 0 | 0 | 0 | 0 | 0 | 0 | 0 | 0 | 0 | 0 | 0 | 0 | 0 | 0 | 0 | 0 | 0 | 0 | 0 | 0 | 0 | 0 | 0 | 0 | 0 | 0 | 0 | 0 | 0 | 0 | 0 | 0 | 0 | 0 | 0 | 0 | 0 | 0 | 0 | 0 | 0 | 0 | 0 | 0 | 0 | 0 | 0 | 0 | 0 | 0 | 0 | 0 | 0 | 0 | 0 | 0 | 0 | 0 | 0 | 0 | 0 | 0 | 0 | 0 | 0 | 0 | 0 | 0 | 0 | 0 | 0 | 0 | 0 | 0 | 0 | 0 | 0 | 0 | 0 | 0 | 0 | 0 | 0 | 0 | 0 | 0 | 0 | 0 | 0 | 0 | 0 | 0 | 0 | 0 | 0 | 0 | 0 | 0 | 0 | 0 | 0 | 0 | 0 | 0 | 0 | 0 | 0 | 0 | 0 | 0 | 0 | 0 | 0 | 0 | 0 | 0 | 0 | 0 | 0 | 0 | 0 | 0 | 0 | 0 | 0 | 0 | 0 | 0 | 0 | 0 | 0 | 0 | 0 | 0 | 0 | 0 | 0 | 0 | 0 | 0 | 0 | 0 | 0 | 0 | 0 | 0 | 0 | 0 | 0 | 0 | 0 | 0 | 0 | 0 | 0 | 0 | 0 | 1646.108 | 1657.146 | 1668.5085 | 1680.069 | 1691.7247 | 1703.3643 | 1714.8832 | 1726.182 | 1737.1653 | 1747.7497 | 1757.8711 | 1767.5783 | 1776.7772 | 1785.4993 | 1793.7767 | 1801.6366 | 1809.1056 | 1816.1915 | 1822.9371 | 1829.3512 | 1835.4618 | 1841.2859 | 1846.8338 | 1852.1205 | 1857.1595 | 841.5868 | 847.2301 | 853.0392 | 858.9497 | 864.9087 | 870.8596 | 876.7487 | 882.5253 | 888.1406 | 893.552 | 898.7267 | 903.6896 | 908.3926 | 912.8518 | 917.0837 | 921.1022 | 924.9207 | 928.5435 | 931.9922 | 935.2715 | 938.3956 | 941.3732 | 944.2096 | 946.9125 | 949.4887 | 374
OR_Residential_LI - Single Family_Existing_Space Heating_Natural Gas_Furnace | OR | Residential | LI - Mobile Home | Existing | Space Heating | Natural Gas | Behavioral Programs | A | ORM327 | None | Program Participation | 2 | 2.9039 | 0 | 0 | 4.42 | 0 | 0 | 0 | 0.30173 | 0.45 | household | 0% | 75% | Retrofit | Retro3Slow | 99.01% | TBD | 0% | 872.6135 |  | 452.3927 |  | 0.021935 | BEHAV_HER-All-CPUC-2018_PG-3 | BEHAV_HER-All-CPUC-2018_PG-3 | BEHAV_HER-All-CPUC-2018_PG-3 | None | None | None | None | None | None | None | None | None | None | None | None | None | None | None | None | None | None | None | None | None | None | None | None | None | None | None | Program Participation | Program Participation | Program Participation | Program Participation | Program Participation | Program Participation | Program Participation | Program Participation | Program Participation | Program Participation | Program Participation | Program Participation | Program Participation | Program Participation | Program Participation | Program Participation | Program Participation | Program Participation | Program Participation | Program Participation | Program Participation | Program Participation | Program Participation | Program Participation | Program Participation | Program Participation | Program Participation | 4.42 | 4.42 | 4.42 | 4.42 | 4.42 | 4.42 | 4.42 | 4.42 | 4.42 | 4.42 | 4.42 | 4.42 | 4.42 | 4.42 | 4.42 | 4.42 | 4.42 | 4.42 | 4.42 | 4.42 | 4.42 | 4.42 | 4.42 | 4.42 | 4.42 | 4.42 | 4.42 | 0 | 0 | 3.0538 | 2.9971 | 2.9328 | 2.8624 | 2.7864 | 2.7029 | 2.6155 | 2.5292 | 2.4493 | 2.3803 | 2.3248 | 2.2838 | 2.2546 | 2.2338 | 2.2178 | 2.2044 | 2.1923 | 2.1811 | 2.1705 | 2.1605 | 2.151 | 2.1419 | 2.1332 | 2.1249 | 2.117 | 0.021902 | 0.03374 | 0.044904 | 0.080239 | 0.10741 | 0.12441 | 0.10522 | 0.075238 | 0 | 0 | 0 | 0 | 0 | 0 | 0 | 0 | 0 | 0 | 0 | 0 | 0 | 0 | 0 | 0 | 0 | 0.021902 | 0.055235 | 0.098954 | 0.17682 | 0.27953 | 0.39556 | 0.488 | 0.54713 | 0.52985 | 0.51492 | 0.50291 | 0.49405 | 0.48773 | 0.48324 | 0.47978 | 0.47687 | 0.47426 | 0.47184 | 0.46955 | 0.46738 | 0.46532 | 0.46336 | 0.46148 | 0.45969 | 0.45797 | 7.172 | 11.2577 | 15.3112 | 28.0318 | 38.5465 | 46.0301 | 40.2318 | 29.7479 | 0 | 0 | 0 | 0 | 0 | 0 | 0 | 0 | 0 | 0 | 0 | 0 | 0 | 0 | 0 | 0 | 0 | 7.172 | 18.4297 | 33.7409 | 61.7727 | 100.3191 | 146.3492 | 186.5811 | 216.329 | 216.329 | 216.329 | 216.329 | 216.329 | 216.329 | 216.329 | 216.329 | 216.329 | 216.329 | 216.329 | 216.329 | 216.329 | 216.329 | 216.329 | 216.329 | 216.329 | 216.329 | 0.021935 | 0.033854 | 0.045159 | 0.08091 | 0.10864 | 0.1263 | 0.10724 | 0.076996 | 0 | 0 | 0 | 0 | 0 | 0 | 0 | 0 | 0 | 0 | 0 | 0 | 0 | 0 | 0 | 0 | 0 | 0.021935 | 0.055422 | 0.099516 | 0.1783 | 0.28274 | 0.40155 | 0.49736 | 0.55992 | 0.54436 | 0.53081 | 0.51982 | 0.51158 | 0.50559 | 0.50122 | 0.49777 | 0.49483 | 0.49217 | 0.48969 | 0.48735 | 0.48513 | 0.48302 | 0.481 | 0.47908 | 0.47724 | 0.47549 | 7.172 | 11.2577 | 15.3112 | 28.0318 | 38.5465 | 46.0301 | 40.2318 | 29.7479 | 0 | 0 | 0 | 0 | 0 | 0 | 0 | 0 | 0 | 0 | 0 | 0 | 0 | 0 | 0 | 0 | 0 | 7.172 | 18.4297 | 33.7409 | 61.7727 | 100.3191 | 146.3492 | 186.5811 | 216.329 | 216.329 | 216.329 | 216.329 | 216.329 | 216.329 | 216.329 | 216.329 | 216.329 | 216.329 | 216.329 | 216.329 | 216.329 | 216.329 | 216.329 | 216.329 | 216.329 | 216.329 | 0 | 0.034496 | 0.068424 | 0.084716 | 0.11567 | 0.13713 | 0.14021 | 0.087353 | 0.014379 | 0 | 0 | 0 | 0 | 0 | 0 | 0 | 0 | 0 | 0 | 0 | 0 | 0 | 0 | 0 | 0 | 0 | 0.034496 | 0.10268 | 0.18669 | 0.30103 | 0.43601 | 0.57307 | 0.65629 | 0.66602 | 0.66142 | 0.65705 | 0.6529 | 0.64902 | 0.64538 | 0.64194 | 0.63868 | 0.63558 | 0.63263 | 0.62982 | 0.62715 | 0.62461 | 0.62219 | 0.61988 | 0.61768 | 0.61559 | 0 | 11.2577 | 22.4832 | 28.0318 | 38.5465 | 46.0301 | 47.4039 | 29.7479 | 4.9316 | 0 | 0 | 0 | 0 | 0 | 0 | 0 | 0 | 0 | 0 | 0 | 0 | 0 | 0 | 0 | 0 | 0 | 11.2577 | 33.7409 | 61.7727 | 100.3191 | 146.3492 | 193.7531 | 223.501 | 228.4326 | 228.4326 | 228.4326 | 228.4326 | 228.4326 | 228.4326 | 228.4326 | 228.4326 | 228.4326 | 228.4326 | 228.4326 | 228.4326 | 228.4326 | 228.4326 | 228.4326 | 228.4326 | 228.4326 | 0.022082 | 0.034363 | 0.046304 | 0.083944 | 0.11424 | 0.13492 | 0.11658 | 0.085212 | 0 | 0 | 0 | 0 | 0 | 0 | 0 | 0 | 0 | 0 | 0 | 0 | 0 | 0 | 0 | 0 | 0 | 0.022082 | 0.056255 | 0.10204 | 0.18498 | 0.29732 | 0.42898 | 0.54067 | 0.61967 | 0.61275 | 0.60636 | 0.60068 | 0.59578 | 0.59159 | 0.58794 | 0.58465 | 0.5816 | 0.57873 | 0.576 | 0.57341 | 0.57095 | 0.5686 | 0.56636 | 0.56423 | 0.5622 | 0.56027 | 7.172 | 11.2577 | 15.3112 | 28.0318 | 38.5465 | 46.0301 | 40.2318 | 29.7479 | 0 | 0 | 0 | 0 | 0 | 0 | 0 | 0 | 0 | 0 | 0 | 0 | 0 | 0 | 0 | 0 | 0 | 7.172 | 18.4297 | 33.7409 | 61.7727 | 100.3191 | 146.3492 | 186.5811 | 216.329 | 216.329 | 216.329 | 216.329 | 216.329 | 216.329 | 216.329 | 216.329 | 216.329 | 216.329 | 216.329 | 216.329 | 216.329 | 216.329 | 216.329 | 216.329 | 216.329 | 216.329 | 823.3034 | 828.8669 | 834.598 | 840.4277 | 846.3001 | 852.1548 | 857.9355 | 863.5886 | 869.0631 | 874.3142 | 879.3165 | 884.0968 | 888.6136 | 892.8846 | 896.9278 | 900.7581 | 904.3899 | 907.827 | 911.0934 | 914.1944 | 917.1443 | 919.952 | 922.6228 | 925.1647 | 927.5845 | 426.8286 | 429.7129 | 432.6842 | 435.7064 | 438.7509 | 441.7862 | 444.7831 | 447.7138 | 450.552 | 453.2744 | 455.8677 | 458.346 | 460.6877 | 462.9019 | 464.998 | 466.9838 | 468.8666 | 470.6486 | 472.3419 | 473.9496 | 475.4789 | 476.9346 | 478.3192 | 479.637 | 480.8915 | 375
OR_Residential_LI - Single Family_Existing_Space Heating_Natural Gas_Furnace | OR | Residential | LI - Mobile Home | Existing | Water Heating | Natural Gas | Behavioral Programs | A | ORM328 | None | Program Participation | 2 | 1.1016 | 0 | 0 | 4.42 | 0 | 0 | 0 | 0.30173 | 0.45 | household | 0% | 75% | Retrofit | Retro3Slow | 99.01% | TBD | 0% | 872.6135 |  | 452.3927 |  | 0.0062561 | BEHAV_HER-All-CPUC-2018_PG-3 | BEHAV_HER-All-CPUC-2018_PG-3 | BEHAV_HER-All-CPUC-2018_PG-3 | None | None | None | None | None | None | None | None | None | None | None | None | None | None | None | None | None | None | None | None | None | None | None | None | None | None | None | Program Participation | Program Participation | Program Participation | Program Participation | Program Participation | Program Participation | Program Participation | Program Participation | Program Participation | Program Participation | Program Participation | Program Participation | Program Participation | Program Participation | Program Participation | Program Participation | Program Participation | Program Participation | Program Participation | Program Participation | Program Participation | Program Participation | Program Participation | Program Participation | Program Participation | Program Participation | Program Participation | 4.42 | 4.42 | 4.42 | 4.42 | 4.42 | 4.42 | 4.42 | 4.42 | 4.42 | 4.42 | 4.42 | 4.42 | 4.42 | 4.42 | 4.42 | 4.42 | 4.42 | 4.42 | 4.42 | 4.42 | 4.42 | 4.42 | 4.42 | 4.42 | 4.42 | 4.42 | 4.42 | 0 | 0 | 1.0846 | 1.0741 | 1.0629 | 1.0511 | 1.0387 | 1.0259 | 1.0128 | 0.99956 | 0.98641 | 0.97357 | 0.96123 | 0.94951 | 0.93851 | 0.92824 | 0.91857 | 0.9092 | 0.89996 | 0.89091 | 0.88197 | 0.87312 | 0.86441 | 0.85585 | 0.84753 | 0.83951 | 0.83193 | 0.0062544 | 0.0096969 | 0.012987 | 0.023461 | 0.031771 | 0.037323 | 0.031925 | 0.023004 | 0 | 0 | 0 | 0 | 0 | 0 | 0 | 0 | 0 | 0 | 0 | 0 | 0 | 0 | 0 | 0 | 0 | 0.0062544 | 0.01589 | 0.028712 | 0.051856 | 0.083016 | 0.11931 | 0.14971 | 0.17076 | 0.16851 | 0.16632 | 0.16421 | 0.16221 | 0.16033 | 0.15858 | 0.15693 | 0.15532 | 0.15375 | 0.1522 | 0.15067 | 0.14916 | 0.14767 | 0.14621 | 0.14479 | 0.14342 | 0.14212 | 5.7664 | 9.0283 | 12.2185 | 22.3204 | 30.5862 | 36.381 | 31.5217 | 23.0136 | 0 | 0 | 0 | 0 | 0 | 0 | 0 | 0 | 0 | 0 | 0 | 0 | 0 | 0 | 0 | 0 | 0 | 5.7664 | 14.7947 | 27.0132 | 49.3337 | 79.9198 | 116.3008 | 147.8226 | 170.8362 | 170.8362 | 170.8362 | 170.8362 | 170.8362 | 170.8362 | 170.8362 | 170.8362 | 170.8362 | 170.8362 | 170.8362 | 170.8362 | 170.8362 | 170.8362 | 170.8362 | 170.8362 | 170.8362 | 170.8362 | 0.0062561 | 0.0097023 | 0.012999 | 0.023493 | 0.031832 | 0.037422 | 0.032037 | 0.023107 | 0 | 0 | 0 | 0 | 0 | 0 | 0 | 0 | 0 | 0 | 0 | 0 | 0 | 0 | 0 | 0 | 0 | 0.0062561 | 0.015899 | 0.028738 | 0.051926 | 0.083176 | 0.11963 | 0.15024 | 0.17153 | 0.16946 | 0.16746 | 0.16555 | 0.16374 | 0.16206 | 0.16049 | 0.15902 | 0.1576 | 0.15621 | 0.15485 | 0.15351 | 0.1522 | 0.1509 | 0.14963 | 0.1484 | 0.14721 | 0.14609 | 5.7664 | 9.0283 | 12.2185 | 22.3204 | 30.5862 | 36.381 | 31.5217 | 23.0136 | 0 | 0 | 0 | 0 | 0 | 0 | 0 | 0 | 0 | 0 | 0 | 0 | 0 | 0 | 0 | 0 | 0 | 5.7664 | 14.7947 | 27.0132 | 49.3337 | 79.9198 | 116.3008 | 147.8226 | 170.8362 | 170.8362 | 170.8362 | 170.8362 | 170.8362 | 170.8362 | 170.8362 | 170.8362 | 170.8362 | 170.8362 | 170.8362 | 170.8362 | 170.8362 | 170.8362 | 170.8362 | 170.8362 | 170.8362 | 170.8362 | 0 | 0.009732 | 0.019225 | 0.023655 | 0.032129 | 0.037873 | 0.038465 | 0.023522 | 0.003216 | 0 | 0 | 0 | 0 | 0 | 0 | 0 | 0 | 0 | 0 | 0 | 0 | 0 | 0 | 0 | 0 | 0 | 0.009732 | 0.028876 | 0.052283 | 0.083952 | 0.12107 | 0.15843 | 0.1805 | 0.18206 | 0.18042 | 0.17879 | 0.17718 | 0.17558 | 0.17401 | 0.17246 | 0.17094 | 0.16945 | 0.168 | 0.16657 | 0.16516 | 0.16377 | 0.16241 | 0.16109 | 0.15982 | 0.15863 | 0 | 9.0283 | 17.9849 | 22.3204 | 30.5862 | 36.381 | 37.2882 | 23.0136 | 3.1757 | 0 | 0 | 0 | 0 | 0 | 0 | 0 | 0 | 0 | 0 | 0 | 0 | 0 | 0 | 0 | 0 | 0 | 9.0283 | 27.0132 | 49.3337 | 79.9198 | 116.3008 | 153.589 | 176.6026 | 179.7782 | 179.7782 | 179.7782 | 179.7782 | 179.7782 | 179.7782 | 179.7782 | 179.7782 | 179.7782 | 179.7782 | 179.7782 | 179.7782 | 179.7782 | 179.7782 | 179.7782 | 179.7782 | 179.7782 | 0.0062576 | 0.0097071 | 0.013009 | 0.02352 | 0.031882 | 0.037497 | 0.032117 | 0.023175 | 0 | 0 | 0 | 0 | 0 | 0 | 0 | 0 | 0 | 0 | 0 | 0 | 0 | 0 | 0 | 0 | 0 | 0.0062576 | 0.015907 | 0.028761 | 0.051985 | 0.083305 | 0.11987 | 0.15061 | 0.17203 | 0.17003 | 0.16809 | 0.16622 | 0.16443 | 0.16274 | 0.16117 | 0.1597 | 0.15827 | 0.15688 | 0.15552 | 0.15418 | 0.15285 | 0.15156 | 0.15028 | 0.14905 | 0.14786 | 0.14673 | 5.7664 | 9.0283 | 12.2185 | 22.3204 | 30.5862 | 36.381 | 31.5217 | 23.0136 | 0 | 0 | 0 | 0 | 0 | 0 | 0 | 0 | 0 | 0 | 0 | 0 | 0 | 0 | 0 | 0 | 0 | 5.7664 | 14.7947 | 27.0132 | 49.3337 | 79.9198 | 116.3008 | 147.8226 | 170.8362 | 170.8362 | 170.8362 | 170.8362 | 170.8362 | 170.8362 | 170.8362 | 170.8362 | 170.8362 | 170.8362 | 170.8362 | 170.8362 | 170.8362 | 170.8362 | 170.8362 | 170.8362 | 170.8362 | 170.8362 | 823.3034 | 828.8669 | 834.598 | 840.4277 | 846.3001 | 852.1548 | 857.9355 | 863.5886 | 869.0631 | 874.3142 | 879.3165 | 884.0968 | 888.6136 | 892.8846 | 896.9278 | 900.7581 | 904.3899 | 907.827 | 911.0934 | 914.1944 | 917.1443 | 919.952 | 922.6228 | 925.1647 | 927.5845 | 426.8286 | 429.7129 | 432.6842 | 435.7064 | 438.7509 | 441.7862 | 444.7831 | 447.7138 | 450.552 | 453.2744 | 455.8677 | 458.346 | 460.6877 | 462.9019 | 464.998 | 466.9838 | 468.8666 | 470.6486 | 472.3419 | 473.9496 | 475.4789 | 476.9346 | 478.3192 | 479.637 | 480.8915 | 376
OR_Residential_LI - Single Family_Existing_Space Heating_Natural Gas_Furnace | OR | Residential | LI - Mobile Home | Existing | Appliances | Natural Gas | Behavioral Programs | A | ORM329 | None | Program Participation | 2 | 0.027252 | 0 | 0 | 4.42 | 0 | 0 | 0 | 0.30173 | 0.45 | household | 0% | 75% | Retrofit | Retro3Slow | 99.01% | TBD | 0% | 872.6135 |  | 452.3927 |  | 0.00024334 | BEHAV_HER-All-CPUC-2018_PG-3 | BEHAV_HER-All-CPUC-2018_PG-3 | BEHAV_HER-All-CPUC-2018_PG-3 | None | None | None | None | None | None | None | None | None | None | None | None | None | None | None | None | None | None | None | None | None | None | None | None | None | None | None | Program Participation | Program Participation | Program Participation | Program Participation | Program Participation | Program Participation | Program Participation | Program Participation | Program Participation | Program Participation | Program Participation | Program Participation | Program Participation | Program Participation | Program Participation | Program Participation | Program Participation | Program Participation | Program Participation | Program Participation | Program Participation | Program Participation | Program Participation | Program Participation | Program Participation | Program Participation | Program Participation | 4.42 | 4.42 | 4.42 | 4.42 | 4.42 | 4.42 | 4.42 | 4.42 | 4.42 | 4.42 | 4.42 | 4.42 | 4.42 | 4.42 | 4.42 | 4.42 | 4.42 | 4.42 | 4.42 | 4.42 | 4.42 | 4.42 | 4.42 | 4.42 | 4.42 | 4.42 | 4.42 | 0 | 0 | 0.026907 | 0.026728 | 0.026551 | 0.026379 | 0.026214 | 0.026058 | 0.025912 | 0.025778 | 0.025657 | 0.025546 | 0.025444 | 0.02535 | 0.025262 | 0.02518 | 0.025103 | 0.025029 | 0.02496 | 0.024893 | 0.024829 | 0.024767 | 0.024707 | 0.024648 | 0.024592 | 0.024537 | 0.024483 | 0.00024334 | 0.00037845 | 0.00050876 | 0.00092333 | 0.0012573 | 0.0014865 | 0.0012806 | 0.00092998 | 0 | 0 | 0 | 0 | 0 | 0 | 0 | 0 | 0 | 0 | 0 | 0 | 0 | 0 | 0 | 0 | 0 | 0.00024334 | 0.00062017 | 0.0011248 | 0.0020409 | 0.0032853 | 0.0047523 | 0.0060063 | 0.0069053 | 0.0068728 | 0.0068432 | 0.0068159 | 0.0067907 | 0.0067672 | 0.0067451 | 0.0067244 | 0.0067047 | 0.006686 | 0.0066681 | 0.0066509 | 0.0066343 | 0.0066182 | 0.0066027 | 0.0065875 | 0.0065727 | 0.0065583 | 9.0438 | 14.1592 | 19.1613 | 35.0023 | 47.9624 | 57.0465 | 49.4218 | 36.0765 | 0 | 0 | 0 | 0 | 0 | 0 | 0 | 0 | 0 | 0 | 0 | 0 | 0 | 0 | 0 | 0 | 0 | 9.0438 | 23.203 | 42.3643 | 77.3666 | 125.329 | 182.3756 | 231.7973 | 267.8738 | 267.8738 | 267.8738 | 267.8738 | 267.8738 | 267.8738 | 267.8738 | 267.8738 | 267.8738 | 267.8738 | 267.8738 | 267.8738 | 267.8738 | 267.8738 | 267.8738 | 267.8738 | 267.8738 | 267.8738 | 0.00024334 | 0.00037845 | 0.00050876 | 0.00092333 | 0.0012573 | 0.0014865 | 0.0012806 | 0.00092998 | 0 | 0 | 0 | 0 | 0 | 0 | 0 | 0 | 0 | 0 | 0 | 0 | 0 | 0 | 0 | 0 | 0 | 0.00024334 | 0.00062017 | 0.0011248 | 0.0020409 | 0.0032853 | 0.0047523 | 0.0060063 | 0.0069053 | 0.0068728 | 0.0068432 | 0.0068159 | 0.0067907 | 0.0067672 | 0.0067451 | 0.0067244 | 0.0067047 | 0.006686 | 0.0066681 | 0.0066509 | 0.0066343 | 0.0066182 | 0.0066027 | 0.0065875 | 0.0065727 | 0.0065583 | 9.0438 | 14.1592 | 19.1613 | 35.0023 | 47.9624 | 57.0465 | 49.4218 | 36.0765 | 0 | 0 | 0 | 0 | 0 | 0 | 0 | 0 | 0 | 0 | 0 | 0 | 0 | 0 | 0 | 0 | 0 | 9.0438 | 23.203 | 42.3643 | 77.3666 | 125.329 | 182.3756 | 231.7973 | 267.8738 | 267.8738 | 267.8738 | 267.8738 | 267.8738 | 267.8738 | 267.8738 | 267.8738 | 267.8738 | 267.8738 | 267.8738 | 267.8738 | 267.8738 | 267.8738 | 267.8738 | 267.8738 | 267.8738 | 267.8738 | 0 | 0.00037845 | 0.00074888 | 0.00092333 | 0.0012573 | 0.0014865 | 0.001515 | 0.00092998 | 0.0001274 | 0 | 0 | 0 | 0 | 0 | 0 | 0 | 0 | 0 | 0 | 0 | 0 | 0 | 0 | 0 | 0 | 0 | 0.00037845 | 0.0011248 | 0.0020409 | 0.0032853 | 0.0047523 | 0.0062407 | 0.0071384 | 0.0072322 | 0.007201 | 0.0071724 | 0.0071458 | 0.0071211 | 0.0070979 | 0.007076 | 0.0070553 | 0.0070357 | 0.0070169 | 0.0069988 | 0.0069813 | 0.0069644 | 0.006948 | 0.006932 | 0.0069164 | 0.0069012 | 0 | 14.1592 | 28.2051 | 35.0023 | 47.9624 | 57.0465 | 58.4656 | 36.0765 | 4.9657 | 0 | 0 | 0 | 0 | 0 | 0 | 0 | 0 | 0 | 0 | 0 | 0 | 0 | 0 | 0 | 0 | 0 | 14.1592 | 42.3643 | 77.3666 | 125.329 | 182.3756 | 240.8412 | 276.9177 | 281.8834 | 281.8834 | 281.8834 | 281.8834 | 281.8834 | 281.8834 | 281.8834 | 281.8834 | 281.8834 | 281.8834 | 281.8834 | 281.8834 | 281.8834 | 281.8834 | 281.8834 | 281.8834 | 281.8834 | 0.00024334 | 0.00037845 | 0.00050876 | 0.00092333 | 0.0012573 | 0.0014865 | 0.0012806 | 0.00092998 | 0 | 0 | 0 | 0 | 0 | 0 | 0 | 0 | 0 | 0 | 0 | 0 | 0 | 0 | 0 | 0 | 0 | 0.00024334 | 0.00062017 | 0.0011248 | 0.0020409 | 0.0032853 | 0.0047523 | 0.0060063 | 0.0069053 | 0.0068728 | 0.0068432 | 0.0068159 | 0.0067907 | 0.0067672 | 0.0067451 | 0.0067244 | 0.0067047 | 0.006686 | 0.0066681 | 0.0066509 | 0.0066343 | 0.0066182 | 0.0066027 | 0.0065875 | 0.0065727 | 0.0065583 | 9.0438 | 14.1592 | 19.1613 | 35.0023 | 47.9624 | 57.0465 | 49.4218 | 36.0765 | 0 | 0 | 0 | 0 | 0 | 0 | 0 | 0 | 0 | 0 | 0 | 0 | 0 | 0 | 0 | 0 | 0 | 9.0438 | 23.203 | 42.3643 | 77.3666 | 125.329 | 182.3756 | 231.7973 | 267.8738 | 267.8738 | 267.8738 | 267.8738 | 267.8738 | 267.8738 | 267.8738 | 267.8738 | 267.8738 | 267.8738 | 267.8738 | 267.8738 | 267.8738 | 267.8738 | 267.8738 | 267.8738 | 267.8738 | 267.8738 | 823.3034 | 828.8669 | 834.598 | 840.4277 | 846.3001 | 852.1548 | 857.9355 | 863.5886 | 869.0631 | 874.3142 | 879.3165 | 884.0968 | 888.6136 | 892.8846 | 896.9278 | 900.7581 | 904.3899 | 907.827 | 911.0934 | 914.1944 | 917.1443 | 919.952 | 922.6228 | 925.1647 | 927.5845 | 426.8286 | 429.7129 | 432.6842 | 435.7064 | 438.7509 | 441.7862 | 444.7831 | 447.7138 | 450.552 | 453.2744 | 455.8677 | 458.346 | 460.6877 | 462.9019 | 464.998 | 466.9838 | 468.8666 | 470.6486 | 472.3419 | 473.9496 | 475.4789 | 476.9346 | 478.3192 | 479.637 | 480.8915 | 377
OR_Residential_LI - Single Family_Existing_Space Heating_Natural Gas_Furnace | OR | Residential | LI - Mobile Home | Existing | Miscellaneous | Natural Gas | Behavioral Programs | A | ORM330 | None | Program Participation | 2 | 0.00084107 | 0 | 0 | 4.42 | 0 | 0 | 0 | 0.30173 | 0.45 | household | 0% | 75% | Retrofit | Retro3Slow | 99.01% | TBD | 0% | 872.6135 |  | 452.3927 |  | 7.6065e-06 | BEHAV_HER-All-CPUC-2018_PG-3 | BEHAV_HER-All-CPUC-2018_PG-3 | BEHAV_HER-All-CPUC-2018_PG-3 | None | None | None | None | None | None | None | None | None | None | None | None | None | None | None | None | None | None | None | None | None | None | None | None | None | None | None | Program Participation | Program Participation | Program Participation | Program Participation | Program Participation | Program Participation | Program Participation | Program Participation | Program Participation | Program Participation | Program Participation | Program Participation | Program Participation | Program Participation | Program Participation | Program Participation | Program Participation | Program Participation | Program Participation | Program Participation | Program Participation | Program Participation | Program Participation | Program Participation | Program Participation | Program Participation | Program Participation | 4.42 | 4.42 | 4.42 | 4.42 | 4.42 | 4.42 | 4.42 | 4.42 | 4.42 | 4.42 | 4.42 | 4.42 | 4.42 | 4.42 | 4.42 | 4.42 | 4.42 | 4.42 | 4.42 | 4.42 | 4.42 | 4.42 | 4.42 | 4.42 | 4.42 | 4.42 | 4.42 | 0 | 0 | 0.00084107 | 0.00084107 | 0.00084107 | 0.00084107 | 0.00084107 | 0.00084107 | 0.00084107 | 0.00084107 | 0.00084107 | 0.00084107 | 0.00084107 | 0.00084107 | 0.00084107 | 0.00084107 | 0.00084107 | 0.00084107 | 0.00084107 | 0.00084107 | 0.00084107 | 0.00084107 | 0.00084107 | 0.00084107 | 0.00084107 | 0.00084107 | 0.00084107 | 7.6065e-06 | 1.1909e-05 | 1.6116e-05 | 2.9439e-05 | 4.034e-05 | 4.798e-05 | 4.1567e-05 | 3.0343e-05 | 0 | 0 | 0 | 0 | 0 | 0 | 0 | 0 | 0 | 0 | 0 | 0 | 0 | 0 | 0 | 0 | 0 | 7.6065e-06 | 1.9515e-05 | 3.5631e-05 | 6.5071e-05 | 0.00010541 | 0.00015339 | 0.00019496 | 0.0002253 | 0.0002253 | 0.0002253 | 0.0002253 | 0.0002253 | 0.0002253 | 0.0002253 | 0.0002253 | 0.0002253 | 0.0002253 | 0.0002253 | 0.0002253 | 0.0002253 | 0.0002253 | 0.0002253 | 0.0002253 | 0.0002253 | 0.0002253 | 9.0438 | 14.1592 | 19.1613 | 35.0023 | 47.9624 | 57.0465 | 49.4218 | 36.0765 | 0 | 0 | 0 | 0 | 0 | 0 | 0 | 0 | 0 | 0 | 0 | 0 | 0 | 0 | 0 | 0 | 0 | 9.0438 | 23.203 | 42.3643 | 77.3666 | 125.329 | 182.3756 | 231.7973 | 267.8738 | 267.8738 | 267.8738 | 267.8738 | 267.8738 | 267.8738 | 267.8738 | 267.8738 | 267.8738 | 267.8738 | 267.8738 | 267.8738 | 267.8738 | 267.8738 | 267.8738 | 267.8738 | 267.8738 | 267.8738 | 7.6065e-06 | 1.1909e-05 | 1.6116e-05 | 2.9439e-05 | 4.034e-05 | 4.798e-05 | 4.1567e-05 | 3.0343e-05 | 0 | 0 | 0 | 0 | 0 | 0 | 0 | 0 | 0 | 0 | 0 | 0 | 0 | 0 | 0 | 0 | 0 | 7.6065e-06 | 1.9515e-05 | 3.5631e-05 | 6.5071e-05 | 0.00010541 | 0.00015339 | 0.00019496 | 0.0002253 | 0.0002253 | 0.0002253 | 0.0002253 | 0.0002253 | 0.0002253 | 0.0002253 | 0.0002253 | 0.0002253 | 0.0002253 | 0.0002253 | 0.0002253 | 0.0002253 | 0.0002253 | 0.0002253 | 0.0002253 | 0.0002253 | 0.0002253 | 9.0438 | 14.1592 | 19.1613 | 35.0023 | 47.9624 | 57.0465 | 49.4218 | 36.0765 | 0 | 0 | 0 | 0 | 0 | 0 | 0 | 0 | 0 | 0 | 0 | 0 | 0 | 0 | 0 | 0 | 0 | 9.0438 | 23.203 | 42.3643 | 77.3666 | 125.329 | 182.3756 | 231.7973 | 267.8738 | 267.8738 | 267.8738 | 267.8738 | 267.8738 | 267.8738 | 267.8738 | 267.8738 | 267.8738 | 267.8738 | 267.8738 | 267.8738 | 267.8738 | 267.8738 | 267.8738 | 267.8738 | 267.8738 | 267.8738 | 0 | 1.1909e-05 | 2.3722e-05 | 2.9439e-05 | 4.034e-05 | 4.798e-05 | 4.9174e-05 | 3.0343e-05 | 4.1765e-06 | 0 | 0 | 0 | 0 | 0 | 0 | 0 | 0 | 0 | 0 | 0 | 0 | 0 | 0 | 0 | 0 | 0 | 1.1909e-05 | 3.5631e-05 | 6.5071e-05 | 0.00010541 | 0.00015339 | 0.00020256 | 0.00023291 | 0.00023708 | 0.00023708 | 0.00023708 | 0.00023708 | 0.00023708 | 0.00023708 | 0.00023708 | 0.00023708 | 0.00023708 | 0.00023708 | 0.00023708 | 0.00023708 | 0.00023708 | 0.00023708 | 0.00023708 | 0.00023708 | 0.00023708 | 0 | 14.1592 | 28.2051 | 35.0023 | 47.9624 | 57.0465 | 58.4656 | 36.0765 | 4.9657 | 0 | 0 | 0 | 0 | 0 | 0 | 0 | 0 | 0 | 0 | 0 | 0 | 0 | 0 | 0 | 0 | 0 | 14.1592 | 42.3643 | 77.3666 | 125.329 | 182.3756 | 240.8412 | 276.9177 | 281.8834 | 281.8834 | 281.8834 | 281.8834 | 281.8834 | 281.8834 | 281.8834 | 281.8834 | 281.8834 | 281.8834 | 281.8834 | 281.8834 | 281.8834 | 281.8834 | 281.8834 | 281.8834 | 281.8834 | 7.6065e-06 | 1.1909e-05 | 1.6116e-05 | 2.9439e-05 | 4.034e-05 | 4.798e-05 | 4.1567e-05 | 3.0343e-05 | 0 | 0 | 0 | 0 | 0 | 0 | 0 | 0 | 0 | 0 | 0 | 0 | 0 | 0 | 0 | 0 | 0 | 7.6065e-06 | 1.9515e-05 | 3.5631e-05 | 6.5071e-05 | 0.00010541 | 0.00015339 | 0.00019496 | 0.0002253 | 0.0002253 | 0.0002253 | 0.0002253 | 0.0002253 | 0.0002253 | 0.0002253 | 0.0002253 | 0.0002253 | 0.0002253 | 0.0002253 | 0.0002253 | 0.0002253 | 0.0002253 | 0.0002253 | 0.0002253 | 0.0002253 | 0.0002253 | 9.0438 | 14.1592 | 19.1613 | 35.0023 | 47.9624 | 57.0465 | 49.4218 | 36.0765 | 0 | 0 | 0 | 0 | 0 | 0 | 0 | 0 | 0 | 0 | 0 | 0 | 0 | 0 | 0 | 0 | 0 | 9.0438 | 23.203 | 42.3643 | 77.3666 | 125.329 | 182.3756 | 231.7973 | 267.8738 | 267.8738 | 267.8738 | 267.8738 | 267.8738 | 267.8738 | 267.8738 | 267.8738 | 267.8738 | 267.8738 | 267.8738 | 267.8738 | 267.8738 | 267.8738 | 267.8738 | 267.8738 | 267.8738 | 267.8738 | 823.3034 | 828.8669 | 834.598 | 840.4277 | 846.3001 | 852.1548 | 857.9355 | 863.5886 | 869.0631 | 874.3142 | 879.3165 | 884.0968 | 888.6136 | 892.8846 | 896.9278 | 900.7581 | 904.3899 | 907.827 | 911.0934 | 914.1944 | 917.1443 | 919.952 | 922.6228 | 925.1647 | 927.5845 | 426.8286 | 429.7129 | 432.6842 | 435.7064 | 438.7509 | 441.7862 | 444.7831 | 447.7138 | 450.552 | 453.2744 | 455.8677 | 458.346 | 460.6877 | 462.9019 | 464.998 | 466.9838 | 468.8666 | 470.6486 | 472.3419 | 473.9496 | 475.4789 | 476.9346 | 478.3192 | 479.637 | 480.8915 | 378
OR_Residential_LI - Single Family_Existing_Space Heating_Natural Gas_Furnace | OR | Residential | LI - Mobile Home | New | Space Heating | Natural Gas | Insulation - Ceiling Installation | A | ORM331 | R-0 | R-49 | 25 | 0.050392 | 0 | 0 | 4.13 | 0 | 0 | 0 | 1 | 0.25 | sqft roof | 0% | 0% | Retrofit | Retro5Med | 81.71% | TBD | 0% | 5468.6811 |  | 5445.6369 |  | 0 | RTF Workbook - ResMHWeatherization_v6_0 | RTF Workbook - ResMHWeatherization_v6_0 | RTF Workbook - ResMHWeatherization_v6_0 | R-0 | R-0 | R-0 | R-0 | R-0 | R-0 | R-0 | R-0 | R-0 | R-0 | R-0 | R-0 | R-0 | R-0 | R-0 | R-0 | R-0 | R-0 | R-0 | R-0 | R-0 | R-0 | R-0 | R-0 | R-0 | R-0 | R-0 | R-49 | R-49 | R-49 | R-49 | R-49 | R-49 | R-49 | R-49 | R-49 | R-49 | R-49 | R-49 | R-49 | R-49 | R-49 | R-49 | R-49 | R-49 | R-49 | R-49 | R-49 | R-49 | R-49 | R-49 | R-49 | R-49 | R-49 | 4.13 | 4.13 | 4.13 | 4.13 | 4.13 | 4.13 | 4.13 | 4.13 | 4.13 | 4.13 | 4.13 | 4.13 | 4.13 | 4.13 | 4.13 | 4.13 | 4.13 | 4.13 | 4.13 | 4.13 | 4.13 | 4.13 | 4.13 | 4.13 | 4.13 | 4.13 | 4.13 | 0 | 0 | 0.050539 | 0.057603 | 0.060927 | 0.062556 | 0.063318 | 0.063547 | 0.063458 | 0.063209 | 0.062918 | 0.062683 | 0.06266 | 0.062829 | 0.063079 | 0.063369 | 0.063648 | 0.063889 | 0.064082 | 0.064228 | 0.064329 | 0.064391 | 0.064444 | 0.064489 | 0.064525 | 0.064556 | 0.064581 | 0 | 0 | 0 | 0 | 0 | 0 | 0 | 0 | 0 | 0 | 0 | 0 | 0 | 0 | 0 | 0 | 0 | 0 | 0 | 0 | 0 | 0 | 0 | 0 | 0 | 0 | 0 | 0 | 0 | 0 | 0 | 0 | 0 | 0 | 0 | 0 | 0 | 0 | 0 | 0 | 0 | 0 | 0 | 0 | 0 | 0 | 0 | 0 | 0 | 0 | 0 | 0 | 0 | 0 | 0 | 0 | 0 | 0 | 0 | 0 | 0 | 0 | 0 | 0 | 0 | 0 | 0 | 0 | 0 | 0 | 0 | 0 | 0 | 0 | 0 | 0 | 0 | 0 | 0 | 0 | 0 | 0 | 0 | 0 | 0 | 0 | 0 | 0 | 0 | 0 | 0 | 0 | 0 | 0 | 0 | 0 | 0 | 0 | 0 | 0 | 0 | 0 | 0 | 0 | 0 | 0 | 0 | 0 | 0 | 0 | 0 | 0 | 0 | 0 | 0 | 0 | 0 | 0 | 0 | 0 | 0 | 0 | 0 | 0 | 0 | 0 | 0 | 0 | 0 | 0 | 0 | 0 | 0 | 0 | 0 | 0 | 0 | 0 | 0 | 0 | 0 | 0 | 0 | 0 | 0 | 0 | 0 | 0 | 0 | 0 | 0 | 0 | 0 | 0 | 0 | 0 | 0 | 0 | 0 | 0 | 0 | 0 | 0 | 0 | 0 | 0 | 0 | 0 | 0 | 0 | 0 | 0 | 0 | 0 | 0 | 0 | 0 | 0 | 0 | 0 | 0 | 0 | 0 | 0 | 0 | 0 | 0 | 0 | 0 | 0 | 0 | 0 | 0 | 0 | 0 | 0 | 0 | 0 | 0 | 0 | 0 | 0 | 0 | 0 | 0 | 0 | 0 | 0 | 0 | 0 | 0 | 0 | 0 | 0 | 0 | 0 | 0 | 0 | 0 | 0 | 0 | 0 | 0 | 0 | 0 | 0 | 0 | 0 | 0 | 0 | 0 | 0 | 0 | 0 | 0 | 0 | 0 | 0 | 0 | 0 | 0 | 0 | 0 | 0 | 0 | 0 | 0 | 0 | 0 | 0 | 0 | 0 | 0 | 0 | 0 | 0 | 0 | 0 | 0 | 0 | 0 | 0 | 0 | 0 | 0 | 0 | 0 | 0 | 0 | 0 | 0 | 0 | 0 | 0 | 0 | 0 | 0 | 0 | 0 | 0 | 0 | 0 | 0 | 0 | 0 | 0 | 0 | 0 | 0 | 0 | 0 | 0 | 0 | 0 | 0 | 0 | 0 | 0 | 0 | 0 | 0 | 0 | 0 | 0 | 0 | 0 | 0 | 0 | 0 | 0 | 0 | 0 | 0 | 0 | 0 | 0 | 0 | 0 | 0 | 0 | 0 | 0 | 0 | 0 | 0 | 0 | 0 | 0 | 0 | 0 | 0 | 0 | 0 | 0 | 0 | 0 | 0 | 0 | 0 | 0 | 0 | 0 | 0 | 0 | 0 | 0 | 0 | 0 | 0 | 0 | 0 | 0 | 0 | 0 | 0 | 0 | 0 | 0 | 0 | 0 | 0 | 0 | 0 | 0 | 0 | 0 | 0 | 0 | 0 | 0 | 0 | 0 | 0 | 0 | 0 | 0 | 0 | 0 | 0 | 0 | 0 | 0 | 0 | 0 | 0 | 0 | 0 | 0 | 0 | 0 | 0 | 0 | 0 | 0 | 0 | 0 | 0 | 0 | 0 | 0 | 7362.4752 | 6399.3363 | 5988.8245 | 5768.935 | 5631.7419 | 5536.687 | 5466.9441 | 5413.5934 | 5371.4654 | 5337.3576 | 5301.1849 | 5265.9757 | 5236.7758 | 5212.2735 | 5191.5067 | 5173.7539 | 5158.4647 | 5145.2116 | 5133.6577 | 5123.534 | 5114.6233 | 5106.7484 | 5099.7634 | 5093.5472 | 5087.9985 | 7331.4508 | 6372.3705 | 5963.5885 | 5744.6256 | 5608.0106 | 5513.3562 | 5443.9072 | 5390.7813 | 5348.8308 | 5314.8668 | 5278.8465 | 5243.7857 | 5214.7089 | 5190.3098 | 5169.6305 | 5151.9525 | 5136.7277 | 5123.5305 | 5112.0253 | 5101.9443 | 5093.0711 | 5085.2294 | 5078.2738 | 5072.0838 | 5066.5584 | 379
OR_Residential_LI - Single Family_Existing_Space Heating_Natural Gas_Furnace | OR | Residential | LI - Mobile Home | New | Space Heating | Natural Gas | Insulation - Ceiling Upgrade | A | ORM332 | R-11 | R-49 | 25 | 0.023943 | 0 | 0 | 3.33 | 0 | 0 | 0 | 0.18589 | 0.25 | sqft roof | 0% | 0% | Retrofit | Retro5Med | 81.71% | TBD | 0% | 9264.1464 |  | 3222.4546 |  | 0 | RTF Workbook - ResMHWeatherization_v6_0 | RTF Workbook - ResMHWeatherization_v6_0 | RTF Workbook - ResMHWeatherization_v6_0 | R-11 | R-11 | R-11 | R-11 | R-11 | R-11 | R-11 | R-11 | R-11 | R-11 | R-11 | R-11 | R-11 | R-11 | R-11 | R-11 | R-11 | R-11 | R-11 | R-11 | R-11 | R-11 | R-11 | R-11 | R-11 | R-11 | R-11 | R-49 | R-49 | R-49 | R-49 | R-49 | R-49 | R-49 | R-49 | R-49 | R-49 | R-49 | R-49 | R-49 | R-49 | R-49 | R-49 | R-49 | R-49 | R-49 | R-49 | R-49 | R-49 | R-49 | R-49 | R-49 | R-49 | R-49 | 3.33 | 3.33 | 3.33 | 3.33 | 3.33 | 3.33 | 3.33 | 3.33 | 3.33 | 3.33 | 3.33 | 3.33 | 3.33 | 3.33 | 3.33 | 3.33 | 3.33 | 3.33 | 3.33 | 3.33 | 3.33 | 3.33 | 3.33 | 3.33 | 3.33 | 3.33 | 3.33 | 0 | 0 | 0.024015 | 0.027374 | 0.028956 | 0.029733 | 0.030099 | 0.030211 | 0.030173 | 0.030059 | 0.029924 | 0.029815 | 0.029805 | 0.029886 | 0.030004 | 0.03014 | 0.030271 | 0.030384 | 0.030474 | 0.030541 | 0.030588 | 0.030617 | 0.030641 | 0.030661 | 0.030677 | 0.030691 | 0.030702 | 0 | 0 | 0 | 0 | 0 | 0 | 0 | 0 | 0 | 0 | 0 | 0 | 0 | 0 | 0 | 0 | 0 | 0 | 0 | 0 | 0 | 0 | 0 | 0 | 0 | 0 | 0 | 0 | 0 | 0 | 0 | 0 | 0 | 0 | 0 | 0 | 0 | 0 | 0 | 0 | 0 | 0 | 0 | 0 | 0 | 0 | 0 | 0 | 0 | 0 | 0 | 0 | 0 | 0 | 0 | 0 | 0 | 0 | 0 | 0 | 0 | 0 | 0 | 0 | 0 | 0 | 0 | 0 | 0 | 0 | 0 | 0 | 0 | 0 | 0 | 0 | 0 | 0 | 0 | 0 | 0 | 0 | 0 | 0 | 0 | 0 | 0 | 0 | 0 | 0 | 0 | 0 | 0 | 0 | 0 | 0 | 0 | 0 | 0 | 0 | 0 | 0 | 0 | 0 | 0 | 0 | 0 | 0 | 0 | 0 | 0 | 0 | 0 | 0 | 0 | 0 | 0 | 0 | 0 | 0 | 0 | 0 | 0 | 0 | 0 | 0 | 0 | 0 | 0 | 0 | 0 | 0 | 0 | 0 | 0 | 0 | 0 | 0 | 0 | 0 | 0 | 0 | 0 | 0 | 0 | 0 | 0 | 0 | 0 | 0 | 0 | 0 | 0 | 0 | 0 | 0 | 0 | 0 | 0 | 0 | 0 | 0 | 0 | 0 | 0 | 0 | 0 | 0 | 0 | 0 | 0 | 0 | 0 | 0 | 0 | 0 | 0 | 0 | 0 | 0 | 0 | 0 | 0 | 0 | 0 | 0 | 0 | 0 | 0 | 0 | 0 | 0 | 0 | 0 | 0 | 0 | 0 | 0 | 0 | 0 | 0 | 0 | 0 | 0 | 0 | 0 | 0 | 0 | 0 | 0 | 0 | 0 | 0 | 0 | 0 | 0 | 0 | 0 | 0 | 0 | 0 | 0 | 0 | 0 | 0 | 0 | 0 | 0 | 0 | 0 | 0 | 0 | 0 | 0 | 0 | 0 | 0 | 0 | 0 | 0 | 0 | 0 | 0 | 0 | 0 | 0 | 0 | 0 | 0 | 0 | 0 | 0 | 0 | 0 | 0 | 0 | 0 | 0 | 0 | 0 | 0 | 0 | 0 | 0 | 0 | 0 | 0 | 0 | 0 | 0 | 0 | 0 | 0 | 0 | 0 | 0 | 0 | 0 | 0 | 0 | 0 | 0 | 0 | 0 | 0 | 0 | 0 | 0 | 0 | 0 | 0 | 0 | 0 | 0 | 0 | 0 | 0 | 0 | 0 | 0 | 0 | 0 | 0 | 0 | 0 | 0 | 0 | 0 | 0 | 0 | 0 | 0 | 0 | 0 | 0 | 0 | 0 | 0 | 0 | 0 | 0 | 0 | 0 | 0 | 0 | 0 | 0 | 0 | 0 | 0 | 0 | 0 | 0 | 0 | 0 | 0 | 0 | 0 | 0 | 0 | 0 | 0 | 0 | 0 | 0 | 0 | 0 | 0 | 0 | 0 | 0 | 0 | 0 | 0 | 0 | 0 | 0 | 0 | 0 | 0 | 0 | 0 | 0 | 0 | 0 | 0 | 0 | 0 | 0 | 0 | 0 | 0 | 0 | 0 | 0 | 0 | 0 | 0 | 0 | 0 | 0 | 0 | 0 | 0 | 0 | 0 | 0 | 0 | 0 | 0 | 0 | 0 | 0 | 0 | 0 | 0 | 0 | 0 | 0 | 0 | 12472.303 | 10840.7104 | 10145.2883 | 9772.7875 | 9540.3774 | 9379.3508 | 9261.2039 | 9170.8257 | 9099.4594 | 9041.6796 | 8980.4017 | 8920.7561 | 8871.2904 | 8829.7826 | 8794.6029 | 8764.5289 | 8738.6284 | 8716.1772 | 8696.6045 | 8679.4546 | 8664.3595 | 8651.0191 | 8639.1863 | 8628.6558 | 8619.2561 | 4338.3846 | 3770.849 | 3528.9523 | 3399.3811 | 3318.5392 | 3262.5275 | 3221.4311 | 3189.9938 | 3165.1696 | 3145.0714 | 3123.7564 | 3103.0092 | 3085.803 | 3071.3649 | 3059.1279 | 3048.6669 | 3039.6576 | 3031.8482 | 3025.04 | 3019.0745 | 3013.8238 | 3009.1835 | 3005.0675 | 3001.4046 | 2998.135 | 380
OR_Residential_LI - Single Family_Existing_Space Heating_Natural Gas_Furnace | OR | Residential | LI - Mobile Home | New | Space Heating | Natural Gas | Insulation - Radiant Barrier | A | ORM333 | None | Installed | 15 | 0.0033998 | 0 | 0 | 0.07 | 0 | 0 | 0 | 0.18589 | 0.45 | sqft wall | 5% | 20% | Retrofit | Retro5Med | 81.71% | TBD | 0% | 2163.3168 |  | 938.5998 |  | 0.0011255 | INS_RB-HVAC-CMUATRM-2016-12 | INS_RB-All-ESTAR-V3_R8-1 | INS_RB-HVAC-CMUATRM-2016-12 | None | None | None | None | None | None | None | None | None | None | None | None | None | None | None | None | None | None | None | None | None | None | None | None | None | None | None | Installed | Installed | Installed | Installed | Installed | Installed | Installed | Installed | Installed | Installed | Installed | Installed | Installed | Installed | Installed | Installed | Installed | Installed | Installed | Installed | Installed | Installed | Installed | Installed | Installed | Installed | Installed | 0.07 | 0.07 | 0.07 | 0.07 | 0.07 | 0.07 | 0.07 | 0.07 | 0.07 | 0.07 | 0.07 | 0.07 | 0.07 | 0.07 | 0.07 | 0.07 | 0.07 | 0.07 | 0.07 | 0.07 | 0.07 | 0.07 | 0.07 | 0.07 | 0.07 | 0.07 | 0.07 | 0 | 0 | 0.00341 | 0.0038869 | 0.0041115 | 0.0042219 | 0.0042738 | 0.0042898 | 0.0042844 | 0.0042682 | 0.004249 | 0.0042335 | 0.0042322 | 0.0042436 | 0.0042603 | 0.0042796 | 0.0042982 | 0.0043143 | 0.0043271 | 0.0043367 | 0.0043433 | 0.0043474 | 0.0043508 | 0.0043536 | 0.004356 | 0.0043579 | 0.0043595 | 0.0013224 | 0.0027413 | 0.0047453 | 0.0070746 | 0.0098 | 0.013437 | 0.01687 | 0.019381 | 0.020282 | 0.019191 | 0.016271 | 0.011755 | 0.0074169 | 0.0038637 | 0.0017606 | 0 | 0 | 0 | 0 | 0 | 0 | 0 | 0 | 0 | 0 | 0.0013224 | 0.0042486 | 0.0092394 | 0.016562 | 0.026566 | 0.040103 | 0.056922 | 0.076087 | 0.096028 | 0.11487 | 0.1311 | 0.14321 | 0.15119 | 0.15574 | 0.15818 | 0.15877 | 0.15924 | 0.1596 | 0.15984 | 0.15999 | 0.16011 | 0.16022 | 0.16031 | 0.16038 | 0.16044 | 387.7872 | 705.2787 | 1154.1456 | 1675.7171 | 2293.0402 | 3132.3959 | 3937.5823 | 4540.7678 | 4773.3811 | 4533.0861 | 3844.6218 | 2769.9935 | 1740.9241 | 902.8102 | 409.6145 | 0 | 0 | 0 | 0 | 0 | 0 | 0 | 0 | 0 | 0 | 387.7872 | 1093.0659 | 2247.2115 | 3922.9286 | 6215.9688 | 9348.3647 | 13285.947 | 17826.7148 | 22600.096 | 27133.1821 | 30977.8039 | 33747.7974 | 35488.7214 | 36391.5317 | 36801.1461 | 36801.1461 | 36801.1461 | 36801.1461 | 36801.1461 | 36801.1461 | 36801.1461 | 36801.1461 | 36801.1461 | 36801.1461 | 36801.1461 | 0.0011255 | 0.0023365 | 0.0040505 | 0.0060485 | 0.0083932 | 0.011531 | 0.014508 | 0.016702 | 0.017512 | 0.016596 | 0.014087 | 0.010183 | 0.006427 | 0.0033482 | 0.0015257 | 0 | 0 | 0 | 0 | 0 | 0 | 0 | 0 | 0 | 0 | 0.0011255 | 0.0036211 | 0.0078866 | 0.01416 | 0.022752 | 0.034414 | 0.048952 | 0.065572 | 0.082914 | 0.099337 | 0.1135 | 0.12406 | 0.13101 | 0.13496 | 0.13707 | 0.13758 | 0.13799 | 0.13831 | 0.13854 | 0.1387 | 0.13883 | 0.13894 | 0.13904 | 0.13912 | 0.13919 | 329.6191 | 599.4869 | 981.0238 | 1424.3595 | 1949.0842 | 2662.5365 | 3346.945 | 3859.6527 | 4057.374 | 3853.1232 | 3267.9285 | 2354.4945 | 1479.7855 | 767.3887 | 348.1723 | 0 | 0 | 0 | 0 | 0 | 0 | 0 | 0 | 0 | 0 | 329.6191 | 929.106 | 1910.1298 | 3334.4893 | 5283.5735 | 7946.11 | 11293.055 | 15152.7076 | 19210.0816 | 23063.2048 | 26331.1333 | 28685.6278 | 30165.4132 | 30932.8019 | 31280.9742 | 31280.9742 | 31280.9742 | 31280.9742 | 31280.9742 | 31280.9742 | 31280.9742 | 31280.9742 | 31280.9742 | 31280.9742 | 31280.9742 | 0 | 0 | 0 | 0 | 0 | 0 | 0 | 0 | 0 | 0 | 0 | 0 | 0 | 0 | 0 | 0 | 0 | 0 | 0 | 0 | 0 | 0 | 0 | 0 | 0 | 0 | 0 | 0 | 0 | 0 | 0 | 0 | 0 | 0 | 0 | 0 | 0 | 0 | 0 | 0 | 0 | 0 | 0 | 0 | 0 | 0 | 0 | 0 | 0 | 0 | 0 | 0 | 0 | 0 | 0 | 0 | 0 | 0 | 0 | 0 | 0 | 0 | 0 | 0 | 0 | 0 | 0 | 0 | 0 | 0 | 0 | 0 | 0 | 0 | 0 | 0 | 0 | 0 | 0 | 0 | 0 | 0 | 0 | 0 | 0 | 0 | 0 | 0 | 0 | 0 | 0 | 0 | 0 | 0 | 0 | 0 | 0 | 0 | 0 | 0 | 0.0011276 | 0.0023446 | 0.0040722 | 0.0060942 | 0.0084777 | 0.011682 | 0.014745 | 0.017029 | 0.017905 | 0.017003 | 0.014448 | 0.010446 | 0.0065891 | 0.003429 | 0.0015605 | 0 | 0 | 0 | 0 | 0 | 0 | 0 | 0 | 0 | 0 | 0.0011276 | 0.0036337 | 0.007929 | 0.014267 | 0.022981 | 0.034864 | 0.049752 | 0.066855 | 0.084772 | 0.10177 | 0.11642 | 0.12727 | 0.13432 | 0.13822 | 0.1402 | 0.14054 | 0.14079 | 0.14096 | 0.14105 | 0.14107 | 0.14108 | 0.14109 | 0.14108 | 0.14107 | 0.14106 | 329.6191 | 599.4869 | 981.0238 | 1424.3595 | 1949.0842 | 2662.5365 | 3346.945 | 3859.6527 | 4057.374 | 3853.1232 | 3267.9285 | 2354.4945 | 1479.7855 | 767.3887 | 348.1723 | 0 | 0 | 0 | 0 | 0 | 0 | 0 | 0 | 0 | 0 | 329.6191 | 929.106 | 1910.1298 | 3334.4893 | 5283.5735 | 7946.11 | 11293.055 | 15152.7076 | 19210.0816 | 23063.2048 | 26331.1333 | 28685.6278 | 30165.4132 | 30932.8019 | 31280.9742 | 31280.9742 | 31280.9742 | 31280.9742 | 31280.9742 | 31280.9742 | 31280.9742 | 31280.9742 | 31280.9742 | 31280.9742 | 31280.9742 | 2912.4694 | 2531.4681 | 2369.0766 | 2282.0921 | 2227.8209 | 2190.2188 | 2162.6297 | 2141.525 | 2124.8599 | 2111.3675 | 2097.0582 | 2083.13 | 2071.579 | 2061.8864 | 2053.6714 | 2046.6486 | 2040.6005 | 2035.3578 | 2030.7873 | 2026.7825 | 2023.2576 | 2020.1424 | 2017.3793 | 2014.9202 | 2012.7253 | 1263.6351 | 1098.3298 | 1027.8729 | 990.1329 | 966.5862 | 950.2717 | 938.3017 | 929.145 | 921.9145 | 916.0605 | 909.8521 | 903.8091 | 898.7974 | 894.5921 | 891.0278 | 887.9809 | 885.3568 | 883.0821 | 881.0991 | 879.3616 | 877.8322 | 876.4806 | 875.2818 | 874.2149 | 873.2625 | 381
OR_Residential_LI - Single Family_Existing_Space Heating_Natural Gas_Furnace | OR | Residential | LI - Mobile Home | New | Space Heating | Natural Gas | Insulation - Wall Cavity Installation | A | ORM334 | R-0 | R-11 | 45 | 0.07 | 0 | 0 | 1.41 | 0 | 0 | 0 | 1 | 0.25 | sqft wall | 0% | 0% | Retrofit | Retro5Med | 81.71% | TBD | 0% | 1071.3988 |  | 1071.3988 |  | 0 | Avista TRM - 07.01.21 - Wall Insulation | Avista TRM - 07.01.21 - Wall Insulation | Avista TRM - 07.01.21 - Wall Insulation | R-0 | R-0 | R-0 | R-0 | R-0 | R-0 | R-0 | R-0 | R-0 | R-0 | R-0 | R-0 | R-0 | R-0 | R-0 | R-0 | R-0 | R-0 | R-0 | R-0 | R-0 | R-0 | R-0 | R-0 | R-0 | R-0 | R-0 | R-11 | R-11 | R-11 | R-11 | R-11 | R-11 | R-11 | R-11 | R-11 | R-11 | R-11 | R-11 | R-11 | R-11 | R-11 | R-11 | R-11 | R-11 | R-11 | R-11 | R-11 | R-11 | R-11 | R-11 | R-11 | R-11 | R-11 | 1.41 | 1.41 | 1.41 | 1.41 | 1.41 | 1.41 | 1.41 | 1.41 | 1.41 | 1.41 | 1.41 | 1.41 | 1.41 | 1.41 | 1.41 | 1.41 | 1.41 | 1.41 | 1.41 | 1.41 | 1.41 | 1.41 | 1.41 | 1.41 | 1.41 | 1.41 | 1.41 | 0 | 0 | 0.070871 | 0.081537 | 0.087126 | 0.090447 | 0.09265 | 0.094241 | 0.095443 | 0.096384 | 0.09714 | 0.09776 | 0.098428 | 0.099086 | 0.099638 | 0.10011 | 0.10051 | 0.10085 | 0.10115 | 0.10141 | 0.10164 | 0.10184 | 0.10202 | 0.10218 | 0.10232 | 0.10244 | 0.10255 | 0 | 0 | 0 | 0 | 0 | 0 | 0 | 0 | 0 | 0 | 0 | 0 | 0 | 0 | 0 | 0 | 0 | 0 | 0 | 0 | 0 | 0 | 0 | 0 | 0 | 0 | 0 | 0 | 0 | 0 | 0 | 0 | 0 | 0 | 0 | 0 | 0 | 0 | 0 | 0 | 0 | 0 | 0 | 0 | 0 | 0 | 0 | 0 | 0 | 0 | 0 | 0 | 0 | 0 | 0 | 0 | 0 | 0 | 0 | 0 | 0 | 0 | 0 | 0 | 0 | 0 | 0 | 0 | 0 | 0 | 0 | 0 | 0 | 0 | 0 | 0 | 0 | 0 | 0 | 0 | 0 | 0 | 0 | 0 | 0 | 0 | 0 | 0 | 0 | 0 | 0 | 0 | 0 | 0 | 0 | 0 | 0 | 0 | 0 | 0 | 0 | 0 | 0 | 0 | 0 | 0 | 0 | 0 | 0 | 0 | 0 | 0 | 0 | 0 | 0 | 0 | 0 | 0 | 0 | 0 | 0 | 0 | 0 | 0 | 0 | 0 | 0 | 0 | 0 | 0 | 0 | 0 | 0 | 0 | 0 | 0 | 0 | 0 | 0 | 0 | 0 | 0 | 0 | 0 | 0 | 0 | 0 | 0 | 0 | 0 | 0 | 0 | 0 | 0 | 0 | 0 | 0 | 0 | 0 | 0 | 0 | 0 | 0 | 0 | 0 | 0 | 0 | 0 | 0 | 0 | 0 | 0 | 0 | 0 | 0 | 0 | 0 | 0 | 0 | 0 | 0 | 0 | 0 | 0 | 0 | 0 | 0 | 0 | 0 | 0 | 0 | 0 | 0 | 0 | 0 | 0 | 0 | 0 | 0 | 0 | 0 | 0 | 0 | 0 | 0 | 0 | 0 | 0 | 0 | 0 | 0 | 0 | 0 | 0 | 0 | 0 | 0 | 0 | 0 | 0 | 0 | 0 | 0 | 0 | 0 | 0 | 0 | 0 | 0 | 0 | 0 | 0 | 0 | 0 | 0 | 0 | 0 | 0 | 0 | 0 | 0 | 0 | 0 | 0 | 0 | 0 | 0 | 0 | 0 | 0 | 0 | 0 | 0 | 0 | 0 | 0 | 0 | 0 | 0 | 0 | 0 | 0 | 0 | 0 | 0 | 0 | 0 | 0 | 0 | 0 | 0 | 0 | 0 | 0 | 0 | 0 | 0 | 0 | 0 | 0 | 0 | 0 | 0 | 0 | 0 | 0 | 0 | 0 | 0 | 0 | 0 | 0 | 0 | 0 | 0 | 0 | 0 | 0 | 0 | 0 | 0 | 0 | 0 | 0 | 0 | 0 | 0 | 0 | 0 | 0 | 0 | 0 | 0 | 0 | 0 | 0 | 0 | 0 | 0 | 0 | 0 | 0 | 0 | 0 | 0 | 0 | 0 | 0 | 0 | 0 | 0 | 0 | 0 | 0 | 0 | 0 | 0 | 0 | 0 | 0 | 0 | 0 | 0 | 0 | 0 | 0 | 0 | 0 | 0 | 0 | 0 | 0 | 0 | 0 | 0 | 0 | 0 | 0 | 0 | 0 | 0 | 0 | 0 | 0 | 0 | 0 | 0 | 0 | 0 | 0 | 0 | 0 | 0 | 0 | 0 | 0 | 0 | 0 | 0 | 0 | 0 | 0 | 0 | 0 | 0 | 0 | 0 | 0 | 0 | 0 | 0 | 0 | 0 | 0 | 0 | 0 | 0 | 0 | 0 | 0 | 1442.4222 | 1253.7285 | 1173.3029 | 1130.2232 | 1103.3449 | 1084.7222 | 1071.0585 | 1060.6063 | 1052.3527 | 1045.6705 | 1038.5837 | 1031.6857 | 1025.965 | 1021.1646 | 1017.0961 | 1013.618 | 1010.6226 | 1008.0261 | 1005.7626 | 1003.7792 | 1002.0334 | 1000.4906 | 999.1221 | 997.9043 | 996.8172 | 1442.4222 | 1253.7285 | 1173.3029 | 1130.2232 | 1103.3449 | 1084.7222 | 1071.0585 | 1060.6063 | 1052.3527 | 1045.6705 | 1038.5837 | 1031.6857 | 1025.965 | 1021.1646 | 1017.0961 | 1013.618 | 1010.6226 | 1008.0261 | 1005.7626 | 1003.7792 | 1002.0334 | 1000.4906 | 999.1221 | 997.9043 | 996.8172 | 382
OR_Residential_LI - Single Family_Existing_Space Heating_Natural Gas_Furnace | OR | Residential | LI - Mobile Home | New | Space Heating | Natural Gas | Insulation - Wall Cavity Upgrade | A | ORM335 | R-5 | R-11 | 45 | 0.035176 | 0 | 0 | 1.79 | 0 | 0 | 0 | 0.28637 | 0.25 | sqft wall | 0% | 0% | Retrofit | Retro5Med | 81.71% | TBD | 0% | 2729.7496 |  | 1161.4357 |  | 0 | D20_INS_WLC-Heat-RTF-v4.1-9 | D20_INS_WLC-Heat-RTF-v4.1-9 | Avista TRM - 07.01.21 - Wall Insulation | R-5 | R-5 | R-5 | R-5 | R-5 | R-5 | R-5 | R-5 | R-5 | R-5 | R-5 | R-5 | R-5 | R-5 | R-5 | R-5 | R-5 | R-5 | R-5 | R-5 | R-5 | R-5 | R-5 | R-5 | R-5 | R-5 | R-5 | R-11 | R-11 | R-11 | R-11 | R-11 | R-11 | R-11 | R-11 | R-11 | R-11 | R-11 | R-11 | R-11 | R-11 | R-11 | R-11 | R-11 | R-11 | R-11 | R-11 | R-11 | R-11 | R-11 | R-11 | R-11 | R-11 | R-11 | 1.79 | 1.79 | 1.79 | 1.79 | 1.79 | 1.79 | 1.79 | 1.79 | 1.79 | 1.79 | 1.79 | 1.79 | 1.79 | 1.79 | 1.79 | 1.79 | 1.79 | 1.79 | 1.79 | 1.79 | 1.79 | 1.79 | 1.79 | 1.79 | 1.79 | 1.79 | 1.79 | 0 | 0 | 0.035278 | 0.040208 | 0.042527 | 0.043661 | 0.04419 | 0.044344 | 0.044274 | 0.044092 | 0.043877 | 0.043701 | 0.043671 | 0.043774 | 0.043934 | 0.044123 | 0.044308 | 0.044469 | 0.044601 | 0.044702 | 0.044775 | 0.044822 | 0.044866 | 0.044902 | 0.044933 | 0.04496 | 0.044982 | 0 | 0 | 0 | 0 | 0 | 0 | 0 | 0 | 0 | 0 | 0 | 0 | 0 | 0 | 0 | 0 | 0 | 0 | 0 | 0 | 0 | 0 | 0 | 0 | 0 | 0 | 0 | 0 | 0 | 0 | 0 | 0 | 0 | 0 | 0 | 0 | 0 | 0 | 0 | 0 | 0 | 0 | 0 | 0 | 0 | 0 | 0 | 0 | 0 | 0 | 0 | 0 | 0 | 0 | 0 | 0 | 0 | 0 | 0 | 0 | 0 | 0 | 0 | 0 | 0 | 0 | 0 | 0 | 0 | 0 | 0 | 0 | 0 | 0 | 0 | 0 | 0 | 0 | 0 | 0 | 0 | 0 | 0 | 0 | 0 | 0 | 0 | 0 | 0 | 0 | 0 | 0 | 0 | 0 | 0 | 0 | 0 | 0 | 0 | 0 | 0 | 0 | 0 | 0 | 0 | 0 | 0 | 0 | 0 | 0 | 0 | 0 | 0 | 0 | 0 | 0 | 0 | 0 | 0 | 0 | 0 | 0 | 0 | 0 | 0 | 0 | 0 | 0 | 0 | 0 | 0 | 0 | 0 | 0 | 0 | 0 | 0 | 0 | 0 | 0 | 0 | 0 | 0 | 0 | 0 | 0 | 0 | 0 | 0 | 0 | 0 | 0 | 0 | 0 | 0 | 0 | 0 | 0 | 0 | 0 | 0 | 0 | 0 | 0 | 0 | 0 | 0 | 0 | 0 | 0 | 0 | 0 | 0 | 0 | 0 | 0 | 0 | 0 | 0 | 0 | 0 | 0 | 0 | 0 | 0 | 0 | 0 | 0 | 0 | 0 | 0 | 0 | 0 | 0 | 0 | 0 | 0 | 0 | 0 | 0 | 0 | 0 | 0 | 0 | 0 | 0 | 0 | 0 | 0 | 0 | 0 | 0 | 0 | 0 | 0 | 0 | 0 | 0 | 0 | 0 | 0 | 0 | 0 | 0 | 0 | 0 | 0 | 0 | 0 | 0 | 0 | 0 | 0 | 0 | 0 | 0 | 0 | 0 | 0 | 0 | 0 | 0 | 0 | 0 | 0 | 0 | 0 | 0 | 0 | 0 | 0 | 0 | 0 | 0 | 0 | 0 | 0 | 0 | 0 | 0 | 0 | 0 | 0 | 0 | 0 | 0 | 0 | 0 | 0 | 0 | 0 | 0 | 0 | 0 | 0 | 0 | 0 | 0 | 0 | 0 | 0 | 0 | 0 | 0 | 0 | 0 | 0 | 0 | 0 | 0 | 0 | 0 | 0 | 0 | 0 | 0 | 0 | 0 | 0 | 0 | 0 | 0 | 0 | 0 | 0 | 0 | 0 | 0 | 0 | 0 | 0 | 0 | 0 | 0 | 0 | 0 | 0 | 0 | 0 | 0 | 0 | 0 | 0 | 0 | 0 | 0 | 0 | 0 | 0 | 0 | 0 | 0 | 0 | 0 | 0 | 0 | 0 | 0 | 0 | 0 | 0 | 0 | 0 | 0 | 0 | 0 | 0 | 0 | 0 | 0 | 0 | 0 | 0 | 0 | 0 | 0 | 0 | 0 | 0 | 0 | 0 | 0 | 0 | 0 | 0 | 0 | 0 | 0 | 0 | 0 | 0 | 0 | 0 | 0 | 0 | 0 | 0 | 0 | 0 | 0 | 0 | 0 | 0 | 0 | 0 | 0 | 0 | 0 | 0 | 0 | 0 | 0 | 0 | 0 | 0 | 0 | 0 | 0 | 0 | 0 | 3675.0568 | 3194.296 | 2989.3847 | 2879.6245 | 2811.1432 | 2763.6955 | 2728.8826 | 2702.252 | 2681.2234 | 2664.1982 | 2646.1422 | 2628.5671 | 2613.9917 | 2601.7611 | 2591.3951 | 2582.5336 | 2574.9018 | 2568.2864 | 2562.5192 | 2557.4659 | 2553.018 | 2549.0871 | 2545.6005 | 2542.4976 | 2539.7279 | 1563.6388 | 1359.0878 | 1271.9035 | 1225.2035 | 1196.0665 | 1175.8788 | 1161.0668 | 1149.7362 | 1140.7891 | 1133.5453 | 1125.863 | 1118.3853 | 1112.1838 | 1106.98 | 1102.5696 | 1098.7992 | 1095.5521 | 1092.7374 | 1090.2836 | 1088.1336 | 1086.2411 | 1084.5686 | 1083.0852 | 1081.765 | 1080.5865 | 383
OR_Residential_LI - Single Family_Existing_Space Heating_Natural Gas_Furnace | OR | Residential | LI - Mobile Home | New | Space Heating | Natural Gas | Insulation - Wall Sheathing | A | ORM336 | None | Install R-5 Rigid | 20 | 0.060163 | 0 | 0 | 1.02 | 0 | 0 | 0 | 0.28637 | 0.45 | sqft wall | 95% | 95% | Retrofit | Retro5Med | 81.71% | TBD | 0% | 1496.1332 |  | 748.0952 |  | 0 | INS_WLS-Cooling/Heating-DEER-1 | INS_WLS-Cooling/Heating-DEER-1 | BEST | None | None | None | None | None | None | None | None | None | None | None | None | None | None | None | None | None | None | None | None | None | None | None | None | None | None | None | Install R-5 Rigid | Install R-5 Rigid | Install R-5 Rigid | Install R-5 Rigid | Install R-5 Rigid | Install R-5 Rigid | Install R-5 Rigid | Install R-5 Rigid | Install R-5 Rigid | Install R-5 Rigid | Install R-5 Rigid | Install R-5 Rigid | Install R-5 Rigid | Install R-5 Rigid | Install R-5 Rigid | Install R-5 Rigid | Install R-5 Rigid | Install R-5 Rigid | Install R-5 Rigid | Install R-5 Rigid | Install R-5 Rigid | Install R-5 Rigid | Install R-5 Rigid | Install R-5 Rigid | Install R-5 Rigid | Install R-5 Rigid | Install R-5 Rigid | 1.02 | 1.02 | 1.02 | 1.02 | 1.02 | 1.02 | 1.02 | 1.02 | 1.02 | 1.02 | 1.02 | 1.02 | 1.02 | 1.02 | 1.02 | 1.02 | 1.02 | 1.02 | 1.02 | 1.02 | 1.02 | 1.02 | 1.02 | 1.02 | 1.02 | 1.02 | 1.02 | 0 | 0 | 0.060874 | 0.069996 | 0.074747 | 0.07754 | 0.079364 | 0.080648 | 0.081592 | 0.082312 | 0.082885 | 0.083362 | 0.083903 | 0.084463 | 0.084954 | 0.085387 | 0.085766 | 0.086097 | 0.086387 | 0.086641 | 0.086865 | 0.087063 | 0.087238 | 0.087395 | 0.087535 | 0.08766 | 0.087772 | 0 | 0 | 0 | 0 | 0 | 0 | 0 | 0 | 0 | 0 | 0 | 0 | 0 | 0 | 0 | 0 | 0 | 0 | 0 | 0 | 0 | 0 | 0 | 0 | 0 | 0 | 0 | 0 | 0 | 0 | 0 | 0 | 0 | 0 | 0 | 0 | 0 | 0 | 0 | 0 | 0 | 0 | 0 | 0 | 0 | 0 | 0 | 0 | 0 | 0 | 0 | 0 | 0 | 0 | 0 | 0 | 0 | 0 | 0 | 0 | 0 | 0 | 0 | 0 | 0 | 0 | 0 | 0 | 0 | 0 | 0 | 0 | 0 | 0 | 0 | 0 | 0 | 0 | 0 | 0 | 0 | 0 | 0 | 0 | 0 | 0 | 0 | 0 | 0 | 0 | 0 | 0 | 0 | 0 | 0 | 0 | 0 | 0 | 0 | 0 | 0 | 0 | 0 | 0 | 0 | 0 | 0 | 0 | 0 | 0 | 0 | 0 | 0 | 0 | 0 | 0 | 0 | 0 | 0 | 0 | 0 | 0 | 0 | 0 | 0 | 0 | 0 | 0 | 0 | 0 | 0 | 0 | 0 | 0 | 0 | 0 | 0 | 0 | 0 | 0 | 0 | 0 | 0 | 0 | 0 | 0 | 0 | 0 | 0 | 0 | 0 | 0 | 0 | 0 | 0 | 0 | 0 | 0 | 0 | 0 | 0 | 0 | 0 | 0 | 0 | 0 | 0 | 0 | 0 | 0 | 0 | 0 | 0 | 0 | 0 | 0 | 0 | 0 | 0 | 0 | 0 | 0 | 0 | 0 | 0 | 0 | 0 | 0 | 0 | 0 | 0 | 0 | 0 | 0 | 0 | 0 | 0 | 0 | 0 | 0 | 0 | 0 | 0 | 0 | 0 | 0 | 0 | 0 | 0 | 0 | 0 | 0 | 0 | 0 | 0 | 0 | 0 | 0 | 0 | 0 | 0 | 0 | 0 | 0 | 0 | 0 | 0 | 0 | 0 | 0 | 0 | 0 | 0 | 0 | 0 | 0 | 0 | 0 | 0 | 0 | 0 | 0 | 0 | 0 | 0 | 0 | 0 | 0 | 0 | 0 | 0 | 0 | 0 | 0 | 0 | 0 | 0 | 0 | 0 | 0 | 0 | 0 | 0 | 0 | 0 | 0 | 0 | 0 | 0 | 0 | 0 | 0 | 0 | 0 | 0 | 0 | 0 | 0 | 0 | 0 | 0 | 0 | 0 | 0 | 0 | 0 | 0 | 0 | 0 | 0 | 0 | 0 | 0 | 0 | 0 | 0 | 0 | 0 | 0 | 0 | 0 | 0 | 0 | 0 | 0 | 0 | 0 | 0 | 0 | 0 | 0 | 0 | 0 | 0 | 0 | 0 | 0 | 0 | 0 | 0 | 0 | 0 | 0 | 0 | 0 | 0 | 0 | 0 | 0 | 0 | 0 | 0 | 0 | 0 | 0 | 0 | 0 | 0 | 0 | 0 | 0 | 0 | 0 | 0 | 0 | 0 | 0 | 0 | 0 | 0 | 0 | 0 | 0 | 0 | 0 | 0 | 0 | 0 | 0 | 0 | 0 | 0 | 0 | 0 | 0 | 0 | 0 | 0 | 0 | 0 | 0 | 0 | 0 | 0 | 0 | 0 | 0 | 0 | 0 | 0 | 0 | 0 | 0 | 0 | 0 | 0 | 0 | 0 | 0 | 0 | 0 | 0 | 0 | 0 | 0 | 0 | 0 | 0 | 0 | 0 | 2014.2413 | 1750.7438 | 1638.4351 | 1578.2773 | 1540.7437 | 1514.7384 | 1495.658 | 1481.0622 | 1469.5367 | 1460.2054 | 1450.3092 | 1440.6766 | 1432.6881 | 1425.9847 | 1420.3032 | 1415.4464 | 1411.2635 | 1407.6377 | 1404.4768 | 1401.7071 | 1399.2693 | 1397.1149 | 1395.2039 | 1393.5033 | 1391.9852 | 1007.1592 | 875.4054 | 819.2489 | 789.1688 | 770.4013 | 757.3982 | 747.8576 | 740.5594 | 734.7965 | 730.1306 | 725.1823 | 720.3659 | 716.3714 | 713.0196 | 710.1788 | 707.7503 | 705.6588 | 703.8458 | 702.2653 | 700.8804 | 699.6614 | 698.5842 | 697.6286 | 696.7783 | 696.0192 | 384
OR_Residential_LI - Single Family_Existing_Space Heating_Natural Gas_Furnace | OR | Residential | LI - Mobile Home | New | Space Heating | Natural Gas | Insulation - External Wall Sheathing - Insulated Vinyl Siding | A | ORM337 | None | Insulated Vinyl Siding, between R-2 and R-2.7 | 25 | 0.027099 | 0 | 0 | 1.91 | 0 | 0 | 0 | 0.28637 | 0.25 | sqft wall | 0.5% | 5% | Retrofit | Retro1Slow | 84.81% | TBD | 0% | 4706.1121 |  | 2009.4844 |  | 0.0001605 | INS_WLS_SIDING-HVAC-AEG-1 | INS_WLS_SIDING-HVAC-AEG-1 | INS_WLS_SIDING-HVAC-E3T-287-1 | None | None | None | None | None | None | None | None | None | None | None | None | None | None | None | None | None | None | None | None | None | None | None | None | None | None | None | Insulated Vinyl Siding, between R-2 and R-2.7 | Insulated Vinyl Siding, between R-2 and R-2.7 | Insulated Vinyl Siding, between R-2 and R-2.7 | Insulated Vinyl Siding, between R-2 and R-2.7 | Insulated Vinyl Siding, between R-2 and R-2.7 | Insulated Vinyl Siding, between R-2 and R-2.7 | Insulated Vinyl Siding, between R-2 and R-2.7 | Insulated Vinyl Siding, between R-2 and R-2.7 | Insulated Vinyl Siding, between R-2 and R-2.7 | Insulated Vinyl Siding, between R-2 and R-2.7 | Insulated Vinyl Siding, between R-2 and R-2.7 | Insulated Vinyl Siding, between R-2 and R-2.7 | Insulated Vinyl Siding, between R-2 and R-2.7 | Insulated Vinyl Siding, between R-2 and R-2.7 | Insulated Vinyl Siding, between R-2 and R-2.7 | Insulated Vinyl Siding, between R-2 and R-2.7 | Insulated Vinyl Siding, between R-2 and R-2.7 | Insulated Vinyl Siding, between R-2 and R-2.7 | Insulated Vinyl Siding, between R-2 and R-2.7 | Insulated Vinyl Siding, between R-2 and R-2.7 | Insulated Vinyl Siding, between R-2 and R-2.7 | Insulated Vinyl Siding, between R-2 and R-2.7 | Insulated Vinyl Siding, between R-2 and R-2.7 | Insulated Vinyl Siding, between R-2 and R-2.7 | Insulated Vinyl Siding, between R-2 and R-2.7 | Insulated Vinyl Siding, between R-2 and R-2.7 | Insulated Vinyl Siding, between R-2 and R-2.7 | 1.91 | 1.91 | 1.91 | 1.91 | 1.91 | 1.91 | 1.91 | 1.91 | 1.91 | 1.91 | 1.91 | 1.91 | 1.91 | 1.91 | 1.91 | 1.91 | 1.91 | 1.91 | 1.91 | 1.91 | 1.91 | 1.91 | 1.91 | 1.91 | 1.91 | 1.91 | 1.91 | 0 | 0 | 0.027179 | 0.030977 | 0.032765 | 0.033641 | 0.034051 | 0.034174 | 0.034126 | 0.033992 | 0.033836 | 0.03371 | 0.033697 | 0.033788 | 0.033922 | 0.034078 | 0.034228 | 0.034358 | 0.034462 | 0.03454 | 0.034595 | 0.034628 | 0.034657 | 0.03468 | 0.0347 | 0.034717 | 0.03473 | 0.00018857 | 0.00063636 | 0.0015981 | 0.0033384 | 0.0061532 | 0.010334 | 0.016085 | 0.023447 | 0.0322 | 0.041794 | 0.051373 | 0.059656 | 0.065099 | 0.066399 | 0.062882 | 0.055767 | 0.045544 | 0.033547 | 0.022726 | 0.015668 | 0 | 0 | 0 | 0 | 0 | 0.00018857 | 0.00085127 | 0.0024985 | 0.0059037 | 0.012129 | 0.022507 | 0.038561 | 0.061857 | 0.093772 | 0.13522 | 0.18654 | 0.2467 | 0.31278 | 0.38061 | 0.44517 | 0.50263 | 0.54969 | 0.58449 | 0.60813 | 0.62439 | 0.6249 | 0.62533 | 0.62569 | 0.62599 | 0.62623 | 6.938 | 20.5426 | 48.7764 | 99.2355 | 180.7033 | 302.3986 | 471.3534 | 689.7694 | 951.6645 | 1239.8363 | 1524.5416 | 1765.5844 | 1919.058 | 1948.4273 | 1837.1435 | 1623.1207 | 1321.568 | 971.2404 | 656.9274 | 452.4677 | 0 | 0 | 0 | 0 | 0 | 6.938 | 27.4806 | 76.2569 | 175.4924 | 356.1957 | 658.5944 | 1129.9478 | 1819.7172 | 2771.3816 | 4011.2179 | 5535.7594 | 7301.3438 | 9220.4018 | 11168.8291 | 13005.9726 | 14629.0934 | 15950.6614 | 16921.9018 | 17578.8292 | 18031.297 | 18031.297 | 18031.297 | 18031.297 | 18031.297 | 18031.297 | 0.0001605 | 0.00054239 | 0.0013642 | 0.0028543 | 0.0052702 | 0.0088691 | 0.013835 | 0.020209 | 0.027807 | 0.036149 | 0.044484 | 0.051688 | 0.05642 | 0.057548 | 0.054498 | 0.04833 | 0.039471 | 0.029076 | 0.0197 | 0.013584 | 0 | 0 | 0 | 0 | 0 | 0.0001605 | 0.00072557 | 0.0021328 | 0.0050476 | 0.010389 | 0.019316 | 0.033165 | 0.053314 | 0.080978 | 0.11695 | 0.16152 | 0.21375 | 0.27108 | 0.32988 | 0.38582 | 0.4356 | 0.4764 | 0.50659 | 0.52716 | 0.54135 | 0.54189 | 0.54235 | 0.54274 | 0.54308 | 0.54337 | 5.8973 | 17.4612 | 41.4599 | 84.3501 | 153.5978 | 257.0388 | 400.6504 | 586.304 | 808.9148 | 1053.8608 | 1295.8603 | 1500.7467 | 1631.1993 | 1656.1632 | 1561.572 | 1379.6526 | 1123.3328 | 825.5543 | 558.3883 | 384.5976 | 0 | 0 | 0 | 0 | 0 | 5.8973 | 23.3585 | 64.8184 | 149.1685 | 302.7664 | 559.8052 | 960.4556 | 1546.7596 | 2355.6744 | 3409.5352 | 4705.3955 | 6206.1423 | 7837.3415 | 9493.5048 | 11055.0767 | 12434.7294 | 13558.0622 | 14383.6165 | 14942.0048 | 15326.6024 | 15326.6024 | 15326.6024 | 15326.6024 | 15326.6024 | 15326.6024 | 0 | 0 | 0 | 0 | 0 | 0 | 0 | 0 | 0 | 0 | 0 | 0 | 0 | 0 | 0 | 0 | 0 | 0 | 0 | 0 | 0 | 0 | 0 | 0 | 0 | 0 | 0 | 0 | 0 | 0 | 0 | 0 | 0 | 0 | 0 | 0 | 0 | 0 | 0 | 0 | 0 | 0 | 0 | 0 | 0 | 0 | 0 | 0 | 0 | 0 | 0 | 0 | 0 | 0 | 0 | 0 | 0 | 0 | 0 | 0 | 0 | 0 | 0 | 0 | 0 | 0 | 0 | 0 | 0 | 0 | 0 | 0 | 0 | 0 | 0 | 0 | 0 | 0 | 0 | 0 | 0 | 0 | 0 | 0 | 0 | 0 | 0 | 0 | 0 | 0 | 0 | 0 | 0 | 0 | 0 | 0 | 0 | 0 | 0 | 0 | 0 | 0 | 0 | 0 | 0 | 0 | 0 | 0 | 0 | 0 | 0 | 0 | 0 | 0 | 0 | 0 | 0 | 0 | 0 | 0 | 0 | 0 | 0 | 0 | 0 | 0 | 0 | 0 | 0 | 0 | 0 | 0 | 0 | 0 | 0 | 0 | 0 | 0 | 0 | 0 | 0 | 0 | 0 | 0 | 0 | 0 | 0 | 0 | 0 | 0 | 0 | 0 | 0 | 0 | 0 | 0 | 0 | 0 | 0 | 0 | 0 | 0 | 0 | 0 | 0 | 0 | 0 | 0 | 0 | 0 | 0 | 0 | 0 | 0 | 0 | 0 | 0 | 0 | 0 | 0 | 0 | 0 | 0 | 0 | 0 | 0 | 0 | 0 | 0 | 0 | 0 | 0 | 0 | 0 | 0 | 0 | 0 | 0 | 0 | 0 | 6335.8299 | 5506.994 | 5153.7251 | 4964.4977 | 4846.4352 | 4764.635 | 4704.6173 | 4658.7059 | 4622.4524 | 4593.1008 | 4561.9721 | 4531.6726 | 4506.5444 | 4485.4588 | 4467.5877 | 4452.3104 | 4439.1532 | 4427.7481 | 4417.8054 | 4409.0933 | 4401.4252 | 4394.6484 | 4388.6373 | 4383.2879 | 4378.513 | 2705.3651 | 2351.4566 | 2200.6128 | 2119.8137 | 2069.4016 | 2034.4734 | 2008.8461 | 1989.2422 | 1973.7622 | 1961.2292 | 1947.9374 | 1934.9997 | 1924.2701 | 1915.2666 | 1907.6358 | 1901.1125 | 1895.4944 | 1890.6245 | 1886.379 | 1882.659 | 1879.3847 | 1876.4911 | 1873.9244 | 1871.6402 | 1869.6014 | 385
OR_Residential_LI - Single Family_Existing_Space Heating_Natural Gas_Furnace | OR | Residential | LI - Mobile Home | New | Space Heating | Natural Gas | Insulation - Floor Installation | A | ORM338 | R-0 | R-30 | 25 | 0.062061 | 0 | 0 | 1.47 | 0 | 0 | 0 | 1 | 0.25 | sqft floor | 0% | 0% | Retrofit | Retro5Med | 81.71% | TBD | 0% | 1573.8234 |  | 1573.8234 |  | 0 | RTF Workbook - ResMHWeatherization_v6_0 | RTF Workbook - ResMHWeatherization_v6_0 | RTF Workbook - ResMHWeatherization_v6_0 | R-0 | R-0 | R-0 | R-0 | R-0 | R-0 | R-0 | R-0 | R-0 | R-0 | R-0 | R-0 | R-0 | R-0 | R-0 | R-0 | R-0 | R-0 | R-0 | R-0 | R-0 | R-0 | R-0 | R-0 | R-0 | R-0 | R-0 | R-30 | R-30 | R-30 | R-30 | R-30 | R-30 | R-30 | R-30 | R-30 | R-30 | R-30 | R-30 | R-30 | R-30 | R-30 | R-30 | R-30 | R-30 | R-30 | R-30 | R-30 | R-30 | R-30 | R-30 | R-30 | R-30 | R-30 | 1.47 | 1.47 | 1.47 | 1.47 | 1.47 | 1.47 | 1.47 | 1.47 | 1.47 | 1.47 | 1.47 | 1.47 | 1.47 | 1.47 | 1.47 | 1.47 | 1.47 | 1.47 | 1.47 | 1.47 | 1.47 | 1.47 | 1.47 | 1.47 | 1.47 | 1.47 | 1.47 | 0 | 0 | 0.062833 | 0.07229 | 0.077245 | 0.080189 | 0.082143 | 0.083553 | 0.084619 | 0.085453 | 0.086123 | 0.086673 | 0.087265 | 0.087848 | 0.088338 | 0.088753 | 0.089108 | 0.089414 | 0.089679 | 0.08991 | 0.090112 | 0.09029 | 0.090448 | 0.090587 | 0.090711 | 0.090822 | 0.090921 | 0 | 0 | 0 | 0 | 0 | 0 | 0 | 0 | 0 | 0 | 0 | 0 | 0 | 0 | 0 | 0 | 0 | 0 | 0 | 0 | 0 | 0 | 0 | 0 | 0 | 0 | 0 | 0 | 0 | 0 | 0 | 0 | 0 | 0 | 0 | 0 | 0 | 0 | 0 | 0 | 0 | 0 | 0 | 0 | 0 | 0 | 0 | 0 | 0 | 0 | 0 | 0 | 0 | 0 | 0 | 0 | 0 | 0 | 0 | 0 | 0 | 0 | 0 | 0 | 0 | 0 | 0 | 0 | 0 | 0 | 0 | 0 | 0 | 0 | 0 | 0 | 0 | 0 | 0 | 0 | 0 | 0 | 0 | 0 | 0 | 0 | 0 | 0 | 0 | 0 | 0 | 0 | 0 | 0 | 0 | 0 | 0 | 0 | 0 | 0 | 0 | 0 | 0 | 0 | 0 | 0 | 0 | 0 | 0 | 0 | 0 | 0 | 0 | 0 | 0 | 0 | 0 | 0 | 0 | 0 | 0 | 0 | 0 | 0 | 0 | 0 | 0 | 0 | 0 | 0 | 0 | 0 | 0 | 0 | 0 | 0 | 0 | 0 | 0 | 0 | 0 | 0 | 0 | 0 | 0 | 0 | 0 | 0 | 0 | 0 | 0 | 0 | 0 | 0 | 0 | 0 | 0 | 0 | 0 | 0 | 0 | 0 | 0 | 0 | 0 | 0 | 0 | 0 | 0 | 0 | 0 | 0 | 0 | 0 | 0 | 0 | 0 | 0 | 0 | 0 | 0 | 0 | 0 | 0 | 0 | 0 | 0 | 0 | 0 | 0 | 0 | 0 | 0 | 0 | 0 | 0 | 0 | 0 | 0 | 0 | 0 | 0 | 0 | 0 | 0 | 0 | 0 | 0 | 0 | 0 | 0 | 0 | 0 | 0 | 0 | 0 | 0 | 0 | 0 | 0 | 0 | 0 | 0 | 0 | 0 | 0 | 0 | 0 | 0 | 0 | 0 | 0 | 0 | 0 | 0 | 0 | 0 | 0 | 0 | 0 | 0 | 0 | 0 | 0 | 0 | 0 | 0 | 0 | 0 | 0 | 0 | 0 | 0 | 0 | 0 | 0 | 0 | 0 | 0 | 0 | 0 | 0 | 0 | 0 | 0 | 0 | 0 | 0 | 0 | 0 | 0 | 0 | 0 | 0 | 0 | 0 | 0 | 0 | 0 | 0 | 0 | 0 | 0 | 0 | 0 | 0 | 0 | 0 | 0 | 0 | 0 | 0 | 0 | 0 | 0 | 0 | 0 | 0 | 0 | 0 | 0 | 0 | 0 | 0 | 0 | 0 | 0 | 0 | 0 | 0 | 0 | 0 | 0 | 0 | 0 | 0 | 0 | 0 | 0 | 0 | 0 | 0 | 0 | 0 | 0 | 0 | 0 | 0 | 0 | 0 | 0 | 0 | 0 | 0 | 0 | 0 | 0 | 0 | 0 | 0 | 0 | 0 | 0 | 0 | 0 | 0 | 0 | 0 | 0 | 0 | 0 | 0 | 0 | 0 | 0 | 0 | 0 | 0 | 0 | 0 | 0 | 0 | 0 | 0 | 0 | 0 | 0 | 0 | 0 | 0 | 0 | 0 | 0 | 0 | 0 | 0 | 0 | 0 | 0 | 0 | 0 | 0 | 0 | 0 | 0 | 0 | 0 | 0 | 0 | 0 | 0 | 0 | 0 | 0 | 0 | 0 | 0 | 0 | 0 | 0 | 2118.8355 | 1841.6552 | 1723.5147 | 1660.233 | 1620.7504 | 1593.3947 | 1573.3235 | 1557.9698 | 1545.8458 | 1536.03 | 1525.6199 | 1515.4871 | 1507.0837 | 1500.0323 | 1494.0558 | 1488.9467 | 1484.5467 | 1480.7326 | 1477.4075 | 1474.494 | 1471.9296 | 1469.6633 | 1467.6531 | 1465.8642 | 1464.2673 | 2118.8355 | 1841.6552 | 1723.5147 | 1660.233 | 1620.7504 | 1593.3947 | 1573.3235 | 1557.9698 | 1545.8458 | 1536.03 | 1525.6199 | 1515.4871 | 1507.0837 | 1500.0323 | 1494.0558 | 1488.9467 | 1484.5467 | 1480.7326 | 1477.4075 | 1474.494 | 1471.9296 | 1469.6633 | 1467.6531 | 1465.8642 | 1464.2673 | 386
OR_Residential_LI - Single Family_Existing_Space Heating_Natural Gas_Furnace | OR | Residential | LI - Mobile Home | New | Space Heating | Natural Gas | Insulation - Floor Upgrade | A | ORM339 | R-19 | R-30 | 25 | 0.027569 | 0 | 0 | 2.66 | 0 | 0 | 0 | 0.21321 | 0.25 | sqft floor | 0% | 0% | Retrofit | Retro5Med | 81.71% | TBD | 0% | 6434.0026 |  | 2375.6707 |  | 0 | RTF Workbook - ResMHWeatherization_v6_0 | RTF Workbook - ResMHWeatherization_v6_0 | RTF Workbook - ResMHWeatherization_v6_0 | R-19 | R-19 | R-19 | R-19 | R-19 | R-19 | R-19 | R-19 | R-19 | R-19 | R-19 | R-19 | R-19 | R-19 | R-19 | R-19 | R-19 | R-19 | R-19 | R-19 | R-19 | R-19 | R-19 | R-19 | R-19 | R-19 | R-19 | R-30 | R-30 | R-30 | R-30 | R-30 | R-30 | R-30 | R-30 | R-30 | R-30 | R-30 | R-30 | R-30 | R-30 | R-30 | R-30 | R-30 | R-30 | R-30 | R-30 | R-30 | R-30 | R-30 | R-30 | R-30 | R-30 | R-30 | 2.66 | 2.66 | 2.66 | 2.66 | 2.66 | 2.66 | 2.66 | 2.66 | 2.66 | 2.66 | 2.66 | 2.66 | 2.66 | 2.66 | 2.66 | 2.66 | 2.66 | 2.66 | 2.66 | 2.66 | 2.66 | 2.66 | 2.66 | 2.66 | 2.66 | 2.66 | 2.66 | 0 | 0 | 0.027652 | 0.031519 | 0.03334 | 0.034235 | 0.034657 | 0.034786 | 0.034742 | 0.034611 | 0.034455 | 0.03433 | 0.034319 | 0.034411 | 0.034547 | 0.034704 | 0.034854 | 0.034985 | 0.035088 | 0.035166 | 0.03522 | 0.035253 | 0.035281 | 0.035304 | 0.035323 | 0.035339 | 0.035351 | 0 | 0 | 0 | 0 | 0 | 0 | 0 | 0 | 0 | 0 | 0 | 0 | 0 | 0 | 0 | 0 | 0 | 0 | 0 | 0 | 0 | 0 | 0 | 0 | 0 | 0 | 0 | 0 | 0 | 0 | 0 | 0 | 0 | 0 | 0 | 0 | 0 | 0 | 0 | 0 | 0 | 0 | 0 | 0 | 0 | 0 | 0 | 0 | 0 | 0 | 0 | 0 | 0 | 0 | 0 | 0 | 0 | 0 | 0 | 0 | 0 | 0 | 0 | 0 | 0 | 0 | 0 | 0 | 0 | 0 | 0 | 0 | 0 | 0 | 0 | 0 | 0 | 0 | 0 | 0 | 0 | 0 | 0 | 0 | 0 | 0 | 0 | 0 | 0 | 0 | 0 | 0 | 0 | 0 | 0 | 0 | 0 | 0 | 0 | 0 | 0 | 0 | 0 | 0 | 0 | 0 | 0 | 0 | 0 | 0 | 0 | 0 | 0 | 0 | 0 | 0 | 0 | 0 | 0 | 0 | 0 | 0 | 0 | 0 | 0 | 0 | 0 | 0 | 0 | 0 | 0 | 0 | 0 | 0 | 0 | 0 | 0 | 0 | 0 | 0 | 0 | 0 | 0 | 0 | 0 | 0 | 0 | 0 | 0 | 0 | 0 | 0 | 0 | 0 | 0 | 0 | 0 | 0 | 0 | 0 | 0 | 0 | 0 | 0 | 0 | 0 | 0 | 0 | 0 | 0 | 0 | 0 | 0 | 0 | 0 | 0 | 0 | 0 | 0 | 0 | 0 | 0 | 0 | 0 | 0 | 0 | 0 | 0 | 0 | 0 | 0 | 0 | 0 | 0 | 0 | 0 | 0 | 0 | 0 | 0 | 0 | 0 | 0 | 0 | 0 | 0 | 0 | 0 | 0 | 0 | 0 | 0 | 0 | 0 | 0 | 0 | 0 | 0 | 0 | 0 | 0 | 0 | 0 | 0 | 0 | 0 | 0 | 0 | 0 | 0 | 0 | 0 | 0 | 0 | 0 | 0 | 0 | 0 | 0 | 0 | 0 | 0 | 0 | 0 | 0 | 0 | 0 | 0 | 0 | 0 | 0 | 0 | 0 | 0 | 0 | 0 | 0 | 0 | 0 | 0 | 0 | 0 | 0 | 0 | 0 | 0 | 0 | 0 | 0 | 0 | 0 | 0 | 0 | 0 | 0 | 0 | 0 | 0 | 0 | 0 | 0 | 0 | 0 | 0 | 0 | 0 | 0 | 0 | 0 | 0 | 0 | 0 | 0 | 0 | 0 | 0 | 0 | 0 | 0 | 0 | 0 | 0 | 0 | 0 | 0 | 0 | 0 | 0 | 0 | 0 | 0 | 0 | 0 | 0 | 0 | 0 | 0 | 0 | 0 | 0 | 0 | 0 | 0 | 0 | 0 | 0 | 0 | 0 | 0 | 0 | 0 | 0 | 0 | 0 | 0 | 0 | 0 | 0 | 0 | 0 | 0 | 0 | 0 | 0 | 0 | 0 | 0 | 0 | 0 | 0 | 0 | 0 | 0 | 0 | 0 | 0 | 0 | 0 | 0 | 0 | 0 | 0 | 0 | 0 | 0 | 0 | 0 | 0 | 0 | 0 | 0 | 0 | 0 | 0 | 0 | 0 | 0 | 0 | 0 | 0 | 0 | 0 | 0 | 0 | 0 | 0 | 0 | 0 | 0 | 0 | 0 | 0 | 0 | 0 | 0 | 0 | 0 | 0 | 0 | 0 | 8662.0857 | 7528.9354 | 7045.9607 | 6787.2568 | 6625.8466 | 6514.0128 | 6431.959 | 6369.1909 | 6319.6266 | 6279.4982 | 6236.9403 | 6195.5161 | 6161.1619 | 6132.3345 | 6107.902 | 6087.0154 | 6069.0274 | 6053.4349 | 6039.8415 | 6027.9308 | 6017.4472 | 6008.1822 | 5999.9642 | 5992.6508 | 5986.1226 | 3198.3611 | 2779.9602 | 2601.6282 | 2506.1052 | 2446.5066 | 2405.2134 | 2374.9162 | 2351.7398 | 2333.4389 | 2318.622 | 2302.9081 | 2287.6127 | 2274.9279 | 2264.2837 | 2255.2623 | 2247.5503 | 2240.9084 | 2235.1511 | 2230.1319 | 2225.7341 | 2221.8631 | 2218.4422 | 2215.4078 | 2212.7074 | 2210.2969 | 387
OR_Residential_LI - Single Family_Existing_Space Heating_Natural Gas_Furnace | OR | Residential | LI - Mobile Home | New | Space Heating | Natural Gas | Insulation - Basement Sidewall | A | ORM340 | R-0 | R-11 | 20 | 0 | 0 | 0 | 2.04 | 0 | 0 | 0 | 0.28637 | 0.25 | sqft bswall | 0% | 0% | Retrofit | Retro5Med | 81.71% | TBD | 0% | 0 |  | 0 |  | 0 | IL TRM - 5.6.2 - RS-SHL-BINS-V12-220101 | D20_INS_FLR-Heat-RTF-v4.1-13 | BEST | R-0 | R-0 | R-0 | R-0 | R-0 | R-0 | R-0 | R-0 | R-0 | R-0 | R-0 | R-0 | R-0 | R-0 | R-0 | R-0 | R-0 | R-0 | R-0 | R-0 | R-0 | R-0 | R-0 | R-0 | R-0 | R-0 | R-0 | R-11 | R-11 | R-11 | R-11 | R-11 | R-11 | R-11 | R-11 | R-11 | R-11 | R-11 | R-11 | R-11 | R-11 | R-11 | R-11 | R-11 | R-11 | R-11 | R-11 | R-11 | R-11 | R-11 | R-11 | R-11 | R-11 | R-11 | 2.04 | 2.04 | 2.04 | 2.04 | 2.04 | 2.04 | 2.04 | 2.04 | 2.04 | 2.04 | 2.04 | 2.04 | 2.04 | 2.04 | 2.04 | 2.04 | 2.04 | 2.04 | 2.04 | 2.04 | 2.04 | 2.04 | 2.04 | 2.04 | 2.04 | 2.04 | 2.04 | 0 | 0 | 0 | 0 | 0 | 0 | 0 | 0 | 0 | 0 | 0 | 0 | 0 | 0 | 0 | 0 | 0 | 0 | 0 | 0 | 0 | 0 | 0 | 0 | 0 | 0 | 0 | 0 | 0 | 0 | 0 | 0 | 0 | 0 | 0 | 0 | 0 | 0 | 0 | 0 | 0 | 0 | 0 | 0 | 0 | 0 | 0 | 0 | 0 | 0 | 0 | 0 | 0 | 0 | 0 | 0 | 0 | 0 | 0 | 0 | 0 | 0 | 0 | 0 | 0 | 0 | 0 | 0 | 0 | 0 | 0 | 0 | 0 | 0 | 0 | 0 | 0 | 0 | 0 | 0 | 0 | 0 | 0 | 0 | 0 | 0 | 0 | 0 | 0 | 0 | 0 | 0 | 0 | 0 | 0 | 0 | 0 | 0 | 0 | 0 | 0 | 0 | 0 | 0 | 0 | 0 | 0 | 0 | 0 | 0 | 0 | 0 | 0 | 0 | 0 | 0 | 0 | 0 | 0 | 0 | 0 | 0 | 0 | 0 | 0 | 0 | 0 | 0 | 0 | 0 | 0 | 0 | 0 | 0 | 0 | 0 | 0 | 0 | 0 | 0 | 0 | 0 | 0 | 0 | 0 | 0 | 0 | 0 | 0 | 0 | 0 | 0 | 0 | 0 | 0 | 0 | 0 | 0 | 0 | 0 | 0 | 0 | 0 | 0 | 0 | 0 | 0 | 0 | 0 | 0 | 0 | 0 | 0 | 0 | 0 | 0 | 0 | 0 | 0 | 0 | 0 | 0 | 0 | 0 | 0 | 0 | 0 | 0 | 0 | 0 | 0 | 0 | 0 | 0 | 0 | 0 | 0 | 0 | 0 | 0 | 0 | 0 | 0 | 0 | 0 | 0 | 0 | 0 | 0 | 0 | 0 | 0 | 0 | 0 | 0 | 0 | 0 | 0 | 0 | 0 | 0 | 0 | 0 | 0 | 0 | 0 | 0 | 0 | 0 | 0 | 0 | 0 | 0 | 0 | 0 | 0 | 0 | 0 | 0 | 0 | 0 | 0 | 0 | 0 | 0 | 0 | 0 | 0 | 0 | 0 | 0 | 0 | 0 | 0 | 0 | 0 | 0 | 0 | 0 | 0 | 0 | 0 | 0 | 0 | 0 | 0 | 0 | 0 | 0 | 0 | 0 | 0 | 0 | 0 | 0 | 0 | 0 | 0 | 0 | 0 | 0 | 0 | 0 | 0 | 0 | 0 | 0 | 0 | 0 | 0 | 0 | 0 | 0 | 0 | 0 | 0 | 0 | 0 | 0 | 0 | 0 | 0 | 0 | 0 | 0 | 0 | 0 | 0 | 0 | 0 | 0 | 0 | 0 | 0 | 0 | 0 | 0 | 0 | 0 | 0 | 0 | 0 | 0 | 0 | 0 | 0 | 0 | 0 | 0 | 0 | 0 | 0 | 0 | 0 | 0 | 0 | 0 | 0 | 0 | 0 | 0 | 0 | 0 | 0 | 0 | 0 | 0 | 0 | 0 | 0 | 0 | 0 | 0 | 0 | 0 | 0 | 0 | 0 | 0 | 0 | 0 | 0 | 0 | 0 | 0 | 0 | 0 | 0 | 0 | 0 | 0 | 0 | 0 | 0 | 0 | 0 | 0 | 0 | 0 | 0 | 0 | 0 | 0 | 0 | 0 | 0 | 0 | 0 | 0 | 0 | 0 | 0 | 0 | 0 | 0 | 0 | 0 | 0 | 0 | 0 | 0 | 0 | 0 | 0 | 0 | 0 | 0 | 0 | 0 | 0 | 0 | 0 | 0 | 0 | 0 | 0 | 0 | 0 | 0 | 0 | 0 | 0 | 0 | 0 | 0 | 0 | 0 | 0 | 0 | 0 | 0 | 0 | 0 | 0 | 0 | 0 | 0 | 0 | 0 | 0 | 0 | 0 | 0 | 0 | 0 | 0 | 0 | 0 | 0 | 0 | 0 | 0 | 0 | 0 | 0 | 0 | 0 | 0 | 0 | 0 | 0 | 0 | 0 | 0 | 0 | 0 | 0 | 0 | 0 | 0 | 0 | 0 | 0 | 0 | 0 | 0 | 0 | 388
OR_Residential_LI - Single Family_Existing_Space Heating_Natural Gas_Furnace | OR | Residential | LI - Mobile Home | New | Space Heating | Natural Gas | Insulation - Foundation | A | ORM341 | R-0 | R-15 | 70 | 0.077712 | 0 | 0 | 1.03 | 0 | 0 | 0 | 0.21321 | 0.45 | sqft floor cs | 0% | 0% | Retrofit | Retro5Med | 81.71% | TBD | 0% | 779.246 |  | 345.8737 |  | 0 | ResNewSFSlabInsulation v3.2 | ResNewSFSlabInsulation v3.2 | BEST | R-0 | R-0 | R-0 | R-0 | R-0 | R-0 | R-0 | R-0 | R-0 | R-0 | R-0 | R-0 | R-0 | R-0 | R-0 | R-0 | R-0 | R-0 | R-0 | R-0 | R-0 | R-0 | R-0 | R-0 | R-0 | R-0 | R-0 | R-15 | R-15 | R-15 | R-15 | R-15 | R-15 | R-15 | R-15 | R-15 | R-15 | R-15 | R-15 | R-15 | R-15 | R-15 | R-15 | R-15 | R-15 | R-15 | R-15 | R-15 | R-15 | R-15 | R-15 | R-15 | R-15 | R-15 | 1.03 | 1.03 | 1.03 | 1.03 | 1.03 | 1.03 | 1.03 | 1.03 | 1.03 | 1.03 | 1.03 | 1.03 | 1.03 | 1.03 | 1.03 | 1.03 | 1.03 | 1.03 | 1.03 | 1.03 | 1.03 | 1.03 | 1.03 | 1.03 | 1.03 | 1.03 | 1.03 | 0 | 0 | 0.078678 | 0.09052 | 0.096725 | 0.10041 | 0.10286 | 0.10462 | 0.10596 | 0.107 | 0.10784 | 0.10853 | 0.10927 | 0.11 | 0.11062 | 0.11114 | 0.11158 | 0.11196 | 0.11229 | 0.11258 | 0.11284 | 0.11306 | 0.11326 | 0.11343 | 0.11359 | 0.11373 | 0.11385 | 0 | 0 | 0 | 0 | 0 | 0 | 0 | 0 | 0 | 0 | 0 | 0 | 0 | 0 | 0 | 0 | 0 | 0 | 0 | 0 | 0 | 0 | 0 | 0 | 0 | 0 | 0 | 0 | 0 | 0 | 0 | 0 | 0 | 0 | 0 | 0 | 0 | 0 | 0 | 0 | 0 | 0 | 0 | 0 | 0 | 0 | 0 | 0 | 0 | 0 | 0 | 0 | 0 | 0 | 0 | 0 | 0 | 0 | 0 | 0 | 0 | 0 | 0 | 0 | 0 | 0 | 0 | 0 | 0 | 0 | 0 | 0 | 0 | 0 | 0 | 0 | 0 | 0 | 0 | 0 | 0 | 0 | 0 | 0 | 0 | 0 | 0 | 0 | 0 | 0 | 0 | 0 | 0 | 0 | 0 | 0 | 0 | 0 | 0 | 0 | 0 | 0 | 0 | 0 | 0 | 0 | 0 | 0 | 0 | 0 | 0 | 0 | 0 | 0 | 0 | 0 | 0 | 0 | 0 | 0 | 0 | 0 | 0 | 0 | 0 | 0 | 0 | 0 | 0 | 0 | 0 | 0 | 0 | 0 | 0 | 0 | 0 | 0 | 0 | 0 | 0 | 0 | 0 | 0 | 0 | 0 | 0 | 0 | 0 | 0 | 0 | 0 | 0 | 0 | 0 | 0 | 0 | 0 | 0 | 0 | 0 | 0 | 0 | 0 | 0 | 0 | 0 | 0 | 0 | 0 | 0 | 0 | 0 | 0 | 0 | 0 | 0 | 0 | 0 | 0 | 0 | 0 | 0 | 0 | 0 | 0 | 0 | 0 | 0 | 0 | 0 | 0 | 0 | 0 | 0 | 0 | 0 | 0 | 0 | 0 | 0 | 0 | 0 | 0 | 0 | 0 | 0 | 0 | 0 | 0 | 0 | 0 | 0 | 0 | 0 | 0 | 0 | 0 | 0 | 0 | 0 | 0 | 0 | 0 | 0 | 0 | 0 | 0 | 0 | 0 | 0 | 0 | 0 | 0 | 0 | 0 | 0 | 0 | 0 | 0 | 0 | 0 | 0 | 0 | 0 | 0 | 0 | 0 | 0 | 0 | 0 | 0 | 0 | 0 | 0 | 0 | 0 | 0 | 0 | 0 | 0 | 0 | 0 | 0 | 0 | 0 | 0 | 0 | 0 | 0 | 0 | 0 | 0 | 0 | 0 | 0 | 0 | 0 | 0 | 0 | 0 | 0 | 0 | 0 | 0 | 0 | 0 | 0 | 0 | 0 | 0 | 0 | 0 | 0 | 0 | 0 | 0 | 0 | 0 | 0 | 0 | 0 | 0 | 0 | 0 | 0 | 0 | 0 | 0 | 0 | 0 | 0 | 0 | 0 | 0 | 0 | 0 | 0 | 0 | 0 | 0 | 0 | 0 | 0 | 0 | 0 | 0 | 0 | 0 | 0 | 0 | 0 | 0 | 0 | 0 | 0 | 0 | 0 | 0 | 0 | 0 | 0 | 0 | 0 | 0 | 0 | 0 | 0 | 0 | 0 | 0 | 0 | 0 | 0 | 0 | 0 | 0 | 0 | 0 | 0 | 0 | 0 | 0 | 0 | 0 | 0 | 0 | 0 | 0 | 0 | 0 | 0 | 0 | 0 | 0 | 0 | 0 | 0 | 0 | 0 | 0 | 0 | 0 | 0 | 0 | 0 | 0 | 0 | 0 | 0 | 0 | 0 | 0 | 0 | 0 | 0 | 0 | 0 | 0 | 0 | 1049.0975 | 911.8574 | 853.3626 | 822.03 | 802.481 | 788.9364 | 778.9985 | 771.3965 | 765.3935 | 760.5334 | 755.3791 | 750.3621 | 746.2013 | 742.7099 | 739.7508 | 737.2211 | 735.0425 | 733.1541 | 731.5077 | 730.0652 | 728.7955 | 727.6734 | 726.678 | 725.7923 | 725.0016 | 465.6492 | 404.7342 | 378.7709 | 364.8637 | 356.1867 | 350.1748 | 345.7639 | 342.3896 | 339.7252 | 337.568 | 335.2802 | 333.0534 | 331.2066 | 329.6569 | 328.3435 | 327.2207 | 326.2537 | 325.4155 | 324.6847 | 324.0445 | 323.4809 | 322.9828 | 322.5411 | 322.1479 | 321.797 | 389
OR_Residential_LI - Single Family_Existing_Space Heating_Natural Gas_Furnace | OR | Residential | LI - Mobile Home | New | Space Heating | Natural Gas | Insulation - Ducting | A | ORM342 | R-4 | R-8 | 45 | 0.088173 | 0 | 0 | 2.54 | 0 | 0 | 0 | 1 | 0.25 | sqft duct | 0% | 0% | Retrofit | Retro5Med | 81.71% | TBD | 0% | 0 |  | 0 |  | 0 | RTF Workbook - ResSFWx_v5_0 | RTF Workbook - ResSFWx_v5_0 | RTF Workbook - ResSFWx_v5_0 | R-4 | R-4 | R-4 | R-4 | R-4 | R-4 | R-4 | R-4 | R-4 | R-4 | R-4 | R-4 | R-4 | R-4 | R-4 | R-4 | R-4 | R-4 | R-4 | R-4 | R-4 | R-4 | R-4 | R-4 | R-4 | R-4 | R-4 | R-8 | R-8 | R-8 | R-8 | R-8 | R-8 | R-8 | R-8 | R-8 | R-8 | R-8 | R-8 | R-8 | R-8 | R-8 | R-8 | R-8 | R-8 | R-8 | R-8 | R-8 | R-8 | R-8 | R-8 | R-8 | R-8 | R-8 | 2.54 | 2.54 | 2.54 | 2.54 | 2.54 | 2.54 | 2.54 | 2.54 | 2.54 | 2.54 | 2.54 | 2.54 | 2.54 | 2.54 | 2.54 | 2.54 | 2.54 | 2.54 | 2.54 | 2.54 | 2.54 | 2.54 | 2.54 | 2.54 | 2.54 | 2.54 | 2.54 | 0 | 0 | 0 | 0 | 0 | 0 | 0 | 0 | 0 | 0 | 0 | 0 | 0 | 0 | 0 | 0 | 0 | 0 | 0 | 0 | 0 | 0 | 0 | 0 | 0 | 0 | 0 | 0 | 0 | 0 | 0 | 0 | 0 | 0 | 0 | 0 | 0 | 0 | 0 | 0 | 0 | 0 | 0 | 0 | 0 | 0 | 0 | 0 | 0 | 0 | 0 | 0 | 0 | 0 | 0 | 0 | 0 | 0 | 0 | 0 | 0 | 0 | 0 | 0 | 0 | 0 | 0 | 0 | 0 | 0 | 0 | 0 | 0 | 0 | 0 | 0 | 0 | 0 | 0 | 0 | 0 | 0 | 0 | 0 | 0 | 0 | 0 | 0 | 0 | 0 | 0 | 0 | 0 | 0 | 0 | 0 | 0 | 0 | 0 | 0 | 0 | 0 | 0 | 0 | 0 | 0 | 0 | 0 | 0 | 0 | 0 | 0 | 0 | 0 | 0 | 0 | 0 | 0 | 0 | 0 | 0 | 0 | 0 | 0 | 0 | 0 | 0 | 0 | 0 | 0 | 0 | 0 | 0 | 0 | 0 | 0 | 0 | 0 | 0 | 0 | 0 | 0 | 0 | 0 | 0 | 0 | 0 | 0 | 0 | 0 | 0 | 0 | 0 | 0 | 0 | 0 | 0 | 0 | 0 | 0 | 0 | 0 | 0 | 0 | 0 | 0 | 0 | 0 | 0 | 0 | 0 | 0 | 0 | 0 | 0 | 0 | 0 | 0 | 0 | 0 | 0 | 0 | 0 | 0 | 0 | 0 | 0 | 0 | 0 | 0 | 0 | 0 | 0 | 0 | 0 | 0 | 0 | 0 | 0 | 0 | 0 | 0 | 0 | 0 | 0 | 0 | 0 | 0 | 0 | 0 | 0 | 0 | 0 | 0 | 0 | 0 | 0 | 0 | 0 | 0 | 0 | 0 | 0 | 0 | 0 | 0 | 0 | 0 | 0 | 0 | 0 | 0 | 0 | 0 | 0 | 0 | 0 | 0 | 0 | 0 | 0 | 0 | 0 | 0 | 0 | 0 | 0 | 0 | 0 | 0 | 0 | 0 | 0 | 0 | 0 | 0 | 0 | 0 | 0 | 0 | 0 | 0 | 0 | 0 | 0 | 0 | 0 | 0 | 0 | 0 | 0 | 0 | 0 | 0 | 0 | 0 | 0 | 0 | 0 | 0 | 0 | 0 | 0 | 0 | 0 | 0 | 0 | 0 | 0 | 0 | 0 | 0 | 0 | 0 | 0 | 0 | 0 | 0 | 0 | 0 | 0 | 0 | 0 | 0 | 0 | 0 | 0 | 0 | 0 | 0 | 0 | 0 | 0 | 0 | 0 | 0 | 0 | 0 | 0 | 0 | 0 | 0 | 0 | 0 | 0 | 0 | 0 | 0 | 0 | 0 | 0 | 0 | 0 | 0 | 0 | 0 | 0 | 0 | 0 | 0 | 0 | 0 | 0 | 0 | 0 | 0 | 0 | 0 | 0 | 0 | 0 | 0 | 0 | 0 | 0 | 0 | 0 | 0 | 0 | 0 | 0 | 0 | 0 | 0 | 0 | 0 | 0 | 0 | 0 | 0 | 0 | 0 | 0 | 0 | 0 | 0 | 0 | 0 | 0 | 0 | 0 | 0 | 0 | 0 | 0 | 0 | 0 | 0 | 0 | 0 | 0 | 0 | 0 | 0 | 0 | 0 | 0 | 0 | 0 | 0 | 0 | 0 | 0 | 0 | 0 | 0 | 0 | 0 | 0 | 0 | 0 | 0 | 0 | 0 | 0 | 0 | 0 | 0 | 0 | 0 | 0 | 0 | 0 | 0 | 0 | 0 | 0 | 0 | 0 | 0 | 0 | 0 | 0 | 0 | 0 | 0 | 0 | 0 | 0 | 0 | 0 | 0 | 0 | 0 | 0 | 0 | 0 | 0 | 0 | 0 | 0 | 0 | 0 | 0 | 0 | 0 | 0 | 0 | 0 | 0 | 0 | 0 | 0 | 0 | 0 | 0 | 0 | 0 | 0 | 0 | 0 | 0 | 0 | 0 | 0 | 0 | 0 | 390
OR_Residential_LI - Single Family_Existing_Space Heating_Natural Gas_Furnace | OR | Residential | LI - Mobile Home | New | Space Heating | Natural Gas | Ducting - Repair and Sealing | A | ORM343 | 20% Leakage | Sealed | 20 | 20.17 | 0 | 0 | 808.51 | 0 | 0 | 0 | 0.94093 | 0.25 | household | 0% | 0% | Retrofit | Retro3Slow | 84.16% | TBD | 0% | 0 |  | 0 |  | 0 | Avista TRM - 07.01.21 - Duct Sealing | Avista TRM - 07.01.21 - Duct Sealing | Avista TRM - 07.01.21 - Duct Sealing | 20% Leakage | 20% Leakage | 20% Leakage | 20% Leakage | 20% Leakage | 20% Leakage | 20% Leakage | 20% Leakage | 20% Leakage | 20% Leakage | 20% Leakage | 20% Leakage | 20% Leakage | 20% Leakage | 20% Leakage | 20% Leakage | 20% Leakage | 20% Leakage | 20% Leakage | 20% Leakage | 20% Leakage | 20% Leakage | 20% Leakage | 20% Leakage | 20% Leakage | 20% Leakage | 20% Leakage | Sealed | Sealed | Sealed | Sealed | Sealed | Sealed | Sealed | Sealed | Sealed | Sealed | Sealed | Sealed | Sealed | Sealed | Sealed | Sealed | Sealed | Sealed | Sealed | Sealed | Sealed | Sealed | Sealed | Sealed | Sealed | Sealed | Sealed | 808.51 | 808.51 | 808.51 | 808.51 | 808.51 | 808.51 | 808.51 | 808.51 | 808.51 | 808.51 | 808.51 | 808.51 | 808.51 | 808.51 | 808.51 | 808.51 | 808.51 | 808.51 | 808.51 | 808.51 | 808.51 | 808.51 | 808.51 | 808.51 | 808.51 | 808.51 | 808.51 | 0 | 0 | 0 | 0 | 0 | 0 | 0 | 0 | 0 | 0 | 0 | 0 | 0 | 0 | 0 | 0 | 0 | 0 | 0 | 0 | 0 | 0 | 0 | 0 | 0 | 0 | 0 | 0 | 0 | 0 | 0 | 0 | 0 | 0 | 0 | 0 | 0 | 0 | 0 | 0 | 0 | 0 | 0 | 0 | 0 | 0 | 0 | 0 | 0 | 0 | 0 | 0 | 0 | 0 | 0 | 0 | 0 | 0 | 0 | 0 | 0 | 0 | 0 | 0 | 0 | 0 | 0 | 0 | 0 | 0 | 0 | 0 | 0 | 0 | 0 | 0 | 0 | 0 | 0 | 0 | 0 | 0 | 0 | 0 | 0 | 0 | 0 | 0 | 0 | 0 | 0 | 0 | 0 | 0 | 0 | 0 | 0 | 0 | 0 | 0 | 0 | 0 | 0 | 0 | 0 | 0 | 0 | 0 | 0 | 0 | 0 | 0 | 0 | 0 | 0 | 0 | 0 | 0 | 0 | 0 | 0 | 0 | 0 | 0 | 0 | 0 | 0 | 0 | 0 | 0 | 0 | 0 | 0 | 0 | 0 | 0 | 0 | 0 | 0 | 0 | 0 | 0 | 0 | 0 | 0 | 0 | 0 | 0 | 0 | 0 | 0 | 0 | 0 | 0 | 0 | 0 | 0 | 0 | 0 | 0 | 0 | 0 | 0 | 0 | 0 | 0 | 0 | 0 | 0 | 0 | 0 | 0 | 0 | 0 | 0 | 0 | 0 | 0 | 0 | 0 | 0 | 0 | 0 | 0 | 0 | 0 | 0 | 0 | 0 | 0 | 0 | 0 | 0 | 0 | 0 | 0 | 0 | 0 | 0 | 0 | 0 | 0 | 0 | 0 | 0 | 0 | 0 | 0 | 0 | 0 | 0 | 0 | 0 | 0 | 0 | 0 | 0 | 0 | 0 | 0 | 0 | 0 | 0 | 0 | 0 | 0 | 0 | 0 | 0 | 0 | 0 | 0 | 0 | 0 | 0 | 0 | 0 | 0 | 0 | 0 | 0 | 0 | 0 | 0 | 0 | 0 | 0 | 0 | 0 | 0 | 0 | 0 | 0 | 0 | 0 | 0 | 0 | 0 | 0 | 0 | 0 | 0 | 0 | 0 | 0 | 0 | 0 | 0 | 0 | 0 | 0 | 0 | 0 | 0 | 0 | 0 | 0 | 0 | 0 | 0 | 0 | 0 | 0 | 0 | 0 | 0 | 0 | 0 | 0 | 0 | 0 | 0 | 0 | 0 | 0 | 0 | 0 | 0 | 0 | 0 | 0 | 0 | 0 | 0 | 0 | 0 | 0 | 0 | 0 | 0 | 0 | 0 | 0 | 0 | 0 | 0 | 0 | 0 | 0 | 0 | 0 | 0 | 0 | 0 | 0 | 0 | 0 | 0 | 0 | 0 | 0 | 0 | 0 | 0 | 0 | 0 | 0 | 0 | 0 | 0 | 0 | 0 | 0 | 0 | 0 | 0 | 0 | 0 | 0 | 0 | 0 | 0 | 0 | 0 | 0 | 0 | 0 | 0 | 0 | 0 | 0 | 0 | 0 | 0 | 0 | 0 | 0 | 0 | 0 | 0 | 0 | 0 | 0 | 0 | 0 | 0 | 0 | 0 | 0 | 0 | 0 | 0 | 0 | 0 | 0 | 0 | 0 | 0 | 0 | 0 | 0 | 0 | 0 | 0 | 0 | 0 | 0 | 0 | 0 | 0 | 0 | 0 | 0 | 0 | 0 | 0 | 0 | 0 | 0 | 0 | 0 | 0 | 0 | 0 | 0 | 0 | 0 | 0 | 0 | 0 | 0 | 0 | 0 | 0 | 0 | 0 | 0 | 0 | 0 | 0 | 0 | 0 | 0 | 0 | 0 | 0 | 0 | 0 | 0 | 0 | 0 | 0 | 0 | 0 | 0 | 0 | 0 | 0 | 0 | 0 | 0 | 0 | 0 | 0 | 0 | 0 | 0 | 0 | 0 | 0 | 0 | 0 | 0 | 0 | 0 | 0 | 0 | 0 | 0 | 0 | 0 | 0 | 0 | 0 | 0 | 0 | 0 | 391
OR_Residential_LI - Single Family_Existing_Space Heating_Natural Gas_Furnace | OR | Residential | LI - Mobile Home | New | Space Heating | Natural Gas | Ducting - Repair and Sealing - Aerosol | A | ORM344 | 20% Leakage | G.17 Aerosol Duct Sealing | 10 | 0.04346 | 0 | 0 | 0.59 | 0 | 0 | 0 | 0.95977 | 0.45 | sqft home | 0% | 0% | Retrofit | Retro3Slow | 84.16% | TBD | 0% | 0 |  | 0 |  | 0 | DCT_RPR_AERO-HVAC-E3T-178-1 | DCT_RPR_AERO-HVAC-E3T-178-1 | DCT_RPR_AERO-HVAC-DOE-1 | 20% Leakage | 20% Leakage | 20% Leakage | 20% Leakage | 20% Leakage | 20% Leakage | 20% Leakage | 20% Leakage | 20% Leakage | 20% Leakage | 20% Leakage | 20% Leakage | 20% Leakage | 20% Leakage | 20% Leakage | 20% Leakage | 20% Leakage | 20% Leakage | 20% Leakage | 20% Leakage | 20% Leakage | 20% Leakage | 20% Leakage | 20% Leakage | 20% Leakage | 20% Leakage | 20% Leakage | G.17 Aerosol Duct Sealing | G.17 Aerosol Duct Sealing | G.17 Aerosol Duct Sealing | G.17 Aerosol Duct Sealing | G.17 Aerosol Duct Sealing | G.17 Aerosol Duct Sealing | G.17 Aerosol Duct Sealing | G.17 Aerosol Duct Sealing | G.17 Aerosol Duct Sealing | G.17 Aerosol Duct Sealing | G.17 Aerosol Duct Sealing | G.17 Aerosol Duct Sealing | G.17 Aerosol Duct Sealing | G.17 Aerosol Duct Sealing | G.17 Aerosol Duct Sealing | G.17 Aerosol Duct Sealing | G.17 Aerosol Duct Sealing | G.17 Aerosol Duct Sealing | G.17 Aerosol Duct Sealing | G.17 Aerosol Duct Sealing | G.17 Aerosol Duct Sealing | G.17 Aerosol Duct Sealing | G.17 Aerosol Duct Sealing | G.17 Aerosol Duct Sealing | G.17 Aerosol Duct Sealing | G.17 Aerosol Duct Sealing | G.17 Aerosol Duct Sealing | 0.59 | 0.59 | 0.59 | 0.59 | 0.59 | 0.59 | 0.59 | 0.59 | 0.59 | 0.59 | 0.59 | 0.59 | 0.59 | 0.59 | 0.59 | 0.59 | 0.59 | 0.59 | 0.59 | 0.59 | 0.59 | 0.59 | 0.59 | 0.59 | 0.59 | 0.59 | 0.59 | 0 | 0 | 0 | 0 | 0 | 0 | 0 | 0 | 0 | 0 | 0 | 0 | 0 | 0 | 0 | 0 | 0 | 0 | 0 | 0 | 0 | 0 | 0 | 0 | 0 | 0 | 0 | 0 | 0 | 0 | 0 | 0 | 0 | 0 | 0 | 0 | 0 | 0 | 0 | 0 | 0 | 0 | 0 | 0 | 0 | 0 | 0 | 0 | 0 | 0 | 0 | 0 | 0 | 0 | 0 | 0 | 0 | 0 | 0 | 0 | 0 | 0 | 0 | 0 | 0 | 0 | 0 | 0 | 0 | 0 | 0 | 0 | 0 | 0 | 0 | 0 | 0 | 0 | 0 | 0 | 0 | 0 | 0 | 0 | 0 | 0 | 0 | 0 | 0 | 0 | 0 | 0 | 0 | 0 | 0 | 0 | 0 | 0 | 0 | 0 | 0 | 0 | 0 | 0 | 0 | 0 | 0 | 0 | 0 | 0 | 0 | 0 | 0 | 0 | 0 | 0 | 0 | 0 | 0 | 0 | 0 | 0 | 0 | 0 | 0 | 0 | 0 | 0 | 0 | 0 | 0 | 0 | 0 | 0 | 0 | 0 | 0 | 0 | 0 | 0 | 0 | 0 | 0 | 0 | 0 | 0 | 0 | 0 | 0 | 0 | 0 | 0 | 0 | 0 | 0 | 0 | 0 | 0 | 0 | 0 | 0 | 0 | 0 | 0 | 0 | 0 | 0 | 0 | 0 | 0 | 0 | 0 | 0 | 0 | 0 | 0 | 0 | 0 | 0 | 0 | 0 | 0 | 0 | 0 | 0 | 0 | 0 | 0 | 0 | 0 | 0 | 0 | 0 | 0 | 0 | 0 | 0 | 0 | 0 | 0 | 0 | 0 | 0 | 0 | 0 | 0 | 0 | 0 | 0 | 0 | 0 | 0 | 0 | 0 | 0 | 0 | 0 | 0 | 0 | 0 | 0 | 0 | 0 | 0 | 0 | 0 | 0 | 0 | 0 | 0 | 0 | 0 | 0 | 0 | 0 | 0 | 0 | 0 | 0 | 0 | 0 | 0 | 0 | 0 | 0 | 0 | 0 | 0 | 0 | 0 | 0 | 0 | 0 | 0 | 0 | 0 | 0 | 0 | 0 | 0 | 0 | 0 | 0 | 0 | 0 | 0 | 0 | 0 | 0 | 0 | 0 | 0 | 0 | 0 | 0 | 0 | 0 | 0 | 0 | 0 | 0 | 0 | 0 | 0 | 0 | 0 | 0 | 0 | 0 | 0 | 0 | 0 | 0 | 0 | 0 | 0 | 0 | 0 | 0 | 0 | 0 | 0 | 0 | 0 | 0 | 0 | 0 | 0 | 0 | 0 | 0 | 0 | 0 | 0 | 0 | 0 | 0 | 0 | 0 | 0 | 0 | 0 | 0 | 0 | 0 | 0 | 0 | 0 | 0 | 0 | 0 | 0 | 0 | 0 | 0 | 0 | 0 | 0 | 0 | 0 | 0 | 0 | 0 | 0 | 0 | 0 | 0 | 0 | 0 | 0 | 0 | 0 | 0 | 0 | 0 | 0 | 0 | 0 | 0 | 0 | 0 | 0 | 0 | 0 | 0 | 0 | 0 | 0 | 0 | 0 | 0 | 0 | 0 | 0 | 0 | 0 | 0 | 0 | 0 | 0 | 0 | 0 | 0 | 0 | 0 | 0 | 0 | 0 | 0 | 0 | 0 | 0 | 0 | 0 | 0 | 0 | 0 | 0 | 0 | 0 | 0 | 0 | 0 | 0 | 0 | 0 | 0 | 0 | 0 | 0 | 0 | 0 | 0 | 0 | 0 | 0 | 0 | 0 | 0 | 0 | 0 | 0 | 0 | 0 | 0 | 0 | 0 | 0 | 0 | 0 | 0 | 0 | 0 | 0 | 0 | 0 | 0 | 0 | 0 | 0 | 0 | 0 | 0 | 0 | 0 | 0 | 0 | 0 | 0 | 0 | 0 | 0 | 0 | 0 | 0 | 0 | 0 | 0 | 0 | 0 | 0 | 0 | 0 | 0 | 0 | 0 | 0 | 0 | 0 | 0 | 0 | 0 | 0 | 0 | 0 | 0 | 0 | 392
OR_Residential_LI - Single Family_Existing_Space Heating_Natural Gas_Furnace | OR | Residential | LI - Mobile Home | New | Space Heating | Natural Gas | Building Shell - Air Sealing (Infiltration Control) | A | ORM345 | None | 0.1 ACH Reduction | 25 | 0.017315 | 0 | 0 | 0.73 | 0 | 0 | 0 | 0.7179 | 0.45 | sqft floor | 0% | 0% | Retrofit | Retro5Med | 81.71% | TBD | 0% | 3249.5575 |  | 2617.3508 |  | 0 | RTF Workbook - ResMHWeatherization_v6_0 | RTF Workbook - ResMHWeatherization_v6_0 | RTF Workbook - ResMHWeatherization_v6_0 | None | None | None | None | None | None | None | None | None | None | None | None | None | None | None | None | None | None | None | None | None | None | None | None | None | None | None | 0.1 ACH Reduction | 0.1 ACH Reduction | 0.1 ACH Reduction | 0.1 ACH Reduction | 0.1 ACH Reduction | 0.1 ACH Reduction | 0.1 ACH Reduction | 0.1 ACH Reduction | 0.1 ACH Reduction | 0.1 ACH Reduction | 0.1 ACH Reduction | 0.1 ACH Reduction | 0.1 ACH Reduction | 0.1 ACH Reduction | 0.1 ACH Reduction | 0.1 ACH Reduction | 0.1 ACH Reduction | 0.1 ACH Reduction | 0.1 ACH Reduction | 0.1 ACH Reduction | 0.1 ACH Reduction | 0.1 ACH Reduction | 0.1 ACH Reduction | 0.1 ACH Reduction | 0.1 ACH Reduction | 0.1 ACH Reduction | 0.1 ACH Reduction | 0.73 | 0.73 | 0.73 | 0.73 | 0.73 | 0.73 | 0.73 | 0.73 | 0.73 | 0.73 | 0.73 | 0.73 | 0.73 | 0.73 | 0.73 | 0.73 | 0.73 | 0.73 | 0.73 | 0.73 | 0.73 | 0.73 | 0.73 | 0.73 | 0.73 | 0.73 | 0.73 | 0 | 0 | 0.017367 | 0.019796 | 0.02094 | 0.021502 | 0.021766 | 0.021848 | 0.02182 | 0.021737 | 0.02164 | 0.021561 | 0.021554 | 0.021612 | 0.021697 | 0.021796 | 0.021891 | 0.021972 | 0.022038 | 0.022086 | 0.02212 | 0.022141 | 0.022158 | 0.022173 | 0.022185 | 0.022195 | 0.022203 | 0 | 0 | 0 | 0 | 0 | 0 | 0 | 0 | 0 | 0 | 0 | 0 | 0 | 0 | 0 | 0 | 0 | 0 | 0 | 0 | 0 | 0 | 0 | 0 | 0 | 0 | 0 | 0 | 0 | 0 | 0 | 0 | 0 | 0 | 0 | 0 | 0 | 0 | 0 | 0 | 0 | 0 | 0 | 0 | 0 | 0 | 0 | 0 | 0 | 0 | 0 | 0 | 0 | 0 | 0 | 0 | 0 | 0 | 0 | 0 | 0 | 0 | 0 | 0 | 0 | 0 | 0 | 0 | 0 | 0 | 0 | 0 | 0 | 0 | 0 | 0 | 0 | 0 | 0 | 0 | 0 | 0 | 0 | 0 | 0 | 0 | 0 | 0 | 0 | 0 | 0 | 0 | 0 | 0 | 0 | 0 | 0 | 0 | 0 | 0 | 0 | 0 | 0 | 0 | 0 | 0 | 0 | 0 | 0 | 0 | 0 | 0 | 0 | 0 | 0 | 0 | 0 | 0 | 0 | 0 | 0 | 0 | 0 | 0 | 0 | 0 | 0 | 0 | 0 | 0 | 0 | 0 | 0 | 0 | 0 | 0 | 0 | 0 | 0 | 0 | 0 | 0 | 0 | 0 | 0 | 0 | 0 | 0 | 0 | 0 | 0 | 0 | 0 | 0 | 0 | 0 | 0 | 0 | 0 | 0 | 0 | 0 | 0 | 0 | 0 | 0 | 0 | 0 | 0 | 0 | 0 | 0 | 0 | 0 | 0 | 0 | 0 | 0 | 0 | 0 | 0 | 0 | 0 | 0 | 0 | 0 | 0 | 0 | 0 | 0 | 0 | 0 | 0 | 0 | 0 | 0 | 0 | 0 | 0 | 0 | 0 | 0 | 0 | 0 | 0 | 0 | 0 | 0 | 0 | 0 | 0 | 0 | 0 | 0 | 0 | 0 | 0 | 0 | 0 | 0 | 0 | 0 | 0 | 0 | 0 | 0 | 0 | 0 | 0 | 0 | 0 | 0 | 0 | 0 | 0 | 0 | 0 | 0 | 0 | 0 | 0 | 0 | 0 | 0 | 0 | 0 | 0 | 0 | 0 | 0 | 0 | 0 | 0 | 0 | 0 | 0 | 0 | 0 | 0 | 0 | 0 | 0 | 0 | 0 | 0 | 0 | 0 | 0 | 0 | 0 | 0 | 0 | 0 | 0 | 0 | 0 | 0 | 0 | 0 | 0 | 0 | 0 | 0 | 0 | 0 | 0 | 0 | 0 | 0 | 0 | 0 | 0 | 0 | 0 | 0 | 0 | 0 | 0 | 0 | 0 | 0 | 0 | 0 | 0 | 0 | 0 | 0 | 0 | 0 | 0 | 0 | 0 | 0 | 0 | 0 | 0 | 0 | 0 | 0 | 0 | 0 | 0 | 0 | 0 | 0 | 0 | 0 | 0 | 0 | 0 | 0 | 0 | 0 | 0 | 0 | 0 | 0 | 0 | 0 | 0 | 0 | 0 | 0 | 0 | 0 | 0 | 0 | 0 | 0 | 0 | 0 | 0 | 0 | 0 | 0 | 0 | 0 | 0 | 0 | 0 | 0 | 0 | 0 | 0 | 0 | 0 | 0 | 0 | 0 | 0 | 0 | 0 | 0 | 0 | 0 | 0 | 0 | 0 | 0 | 0 | 0 | 0 | 0 | 0 | 0 | 0 | 0 | 0 | 0 | 0 | 0 | 0 | 0 | 0 | 0 | 0 | 0 | 0 | 0 | 0 | 4374.8732 | 3802.5643 | 3558.6331 | 3427.9721 | 3346.4503 | 3289.9675 | 3248.5254 | 3216.8237 | 3191.7908 | 3171.5235 | 3150.0292 | 3129.1075 | 3111.7566 | 3097.197 | 3084.8571 | 3074.3082 | 3065.2231 | 3057.348 | 3050.4825 | 3044.4669 | 3039.1721 | 3034.4927 | 3030.3421 | 3026.6483 | 3023.3512 | 3523.7345 | 3062.7692 | 2866.2953 | 2761.0545 | 2695.3929 | 2649.8989 | 2616.5195 | 2590.9854 | 2570.8227 | 2554.4985 | 2537.1859 | 2520.3346 | 2506.3593 | 2494.6323 | 2484.6932 | 2476.1965 | 2468.879 | 2462.536 | 2457.0062 | 2452.1609 | 2447.8962 | 2444.1272 | 2440.7841 | 2437.809 | 2435.1533 | 393
OR_Residential_LI - Single Family_Existing_Space Heating_Natural Gas_Furnace | OR | Residential | LI - Mobile Home | New | Space Heating | Natural Gas | Building Shell - Liquid-Applied Weather-Resistive Barrier | A | ORM346 | None | Liquid-Applied Weather-Resistant Barrier | 15 | 0.098544 | 0 | 0 | 0.72 | 0 | 0 | 0 | 0.30173 | 0.45 | sqft wall | 0% | 0% | Retrofit | Retro1Slow | 84.81% | TBD | 0% | 782.5352 |  | 393.7461 |  | 0 | INF_CTRL_LIQ-WRB-HVAC-AEG-1 | INF_CTRL_LIQ-WRB-HVAC-E3T-570-2 | INF_CTRL_LIQ-WRB-HVAC-E3T-570-1 | None | None | None | None | None | None | None | None | None | None | None | None | None | None | None | None | None | None | None | None | None | None | None | None | None | None | None | Liquid-Applied Weather-Resistant Barrier | Liquid-Applied Weather-Resistant Barrier | Liquid-Applied Weather-Resistant Barrier | Liquid-Applied Weather-Resistant Barrier | Liquid-Applied Weather-Resistant Barrier | Liquid-Applied Weather-Resistant Barrier | Liquid-Applied Weather-Resistant Barrier | Liquid-Applied Weather-Resistant Barrier | Liquid-Applied Weather-Resistant Barrier | Liquid-Applied Weather-Resistant Barrier | Liquid-Applied Weather-Resistant Barrier | Liquid-Applied Weather-Resistant Barrier | Liquid-Applied Weather-Resistant Barrier | Liquid-Applied Weather-Resistant Barrier | Liquid-Applied Weather-Resistant Barrier | Liquid-Applied Weather-Resistant Barrier | Liquid-Applied Weather-Resistant Barrier | Liquid-Applied Weather-Resistant Barrier | Liquid-Applied Weather-Resistant Barrier | Liquid-Applied Weather-Resistant Barrier | Liquid-Applied Weather-Resistant Barrier | Liquid-Applied Weather-Resistant Barrier | Liquid-Applied Weather-Resistant Barrier | Liquid-Applied Weather-Resistant Barrier | Liquid-Applied Weather-Resistant Barrier | Liquid-Applied Weather-Resistant Barrier | Liquid-Applied Weather-Resistant Barrier | 0.72 | 0.72 | 0.72 | 0.72 | 0.72 | 0.72 | 0.72 | 0.72 | 0.72 | 0.72 | 0.72 | 0.72 | 0.72 | 0.72 | 0.72 | 0.72 | 0.72 | 0.72 | 0.72 | 0.72 | 0.72 | 0.72 | 0.72 | 0.72 | 0.72 | 0.72 | 0.72 | 0 | 0 | 0.099769 | 0.11479 | 0.12265 | 0.12733 | 0.13043 | 0.13267 | 0.13436 | 0.13569 | 0.13675 | 0.13762 | 0.13856 | 0.13949 | 0.14027 | 0.14093 | 0.14149 | 0.14198 | 0.1424 | 0.14276 | 0.14308 | 0.14337 | 0.14362 | 0.14384 | 0.14404 | 0.14421 | 0.14437 | 0 | 0 | 0 | 0 | 0 | 0 | 0 | 0 | 0 | 0 | 0 | 0 | 0 | 0 | 0 | 0 | 0 | 0 | 0 | 0 | 0 | 0 | 0 | 0 | 0 | 0 | 0 | 0 | 0 | 0 | 0 | 0 | 0 | 0 | 0 | 0 | 0 | 0 | 0 | 0 | 0 | 0 | 0 | 0 | 0 | 0 | 0 | 0 | 0 | 0 | 0 | 0 | 0 | 0 | 0 | 0 | 0 | 0 | 0 | 0 | 0 | 0 | 0 | 0 | 0 | 0 | 0 | 0 | 0 | 0 | 0 | 0 | 0 | 0 | 0 | 0 | 0 | 0 | 0 | 0 | 0 | 0 | 0 | 0 | 0 | 0 | 0 | 0 | 0 | 0 | 0 | 0 | 0 | 0 | 0 | 0 | 0 | 0 | 0 | 0 | 0 | 0 | 0 | 0 | 0 | 0 | 0 | 0 | 0 | 0 | 0 | 0 | 0 | 0 | 0 | 0 | 0 | 0 | 0 | 0 | 0 | 0 | 0 | 0 | 0 | 0 | 0 | 0 | 0 | 0 | 0 | 0 | 0 | 0 | 0 | 0 | 0 | 0 | 0 | 0 | 0 | 0 | 0 | 0 | 0 | 0 | 0 | 0 | 0 | 0 | 0 | 0 | 0 | 0 | 0 | 0 | 0 | 0 | 0 | 0 | 0 | 0 | 0 | 0 | 0 | 0 | 0 | 0 | 0 | 0 | 0 | 0 | 0 | 0 | 0 | 0 | 0 | 0 | 0 | 0 | 0 | 0 | 0 | 0 | 0 | 0 | 0 | 0 | 0 | 0 | 0 | 0 | 0 | 0 | 0 | 0 | 0 | 0 | 0 | 0 | 0 | 0 | 0 | 0 | 0 | 0 | 0 | 0 | 0 | 0 | 0 | 0 | 0 | 0 | 0 | 0 | 0 | 0 | 0 | 0 | 0 | 0 | 0 | 0 | 0 | 0 | 0 | 0 | 0 | 0 | 0 | 0 | 0 | 0 | 0 | 0 | 0 | 0 | 0 | 0 | 0 | 0 | 0 | 0 | 0 | 0 | 0 | 0 | 0 | 0 | 0 | 0 | 0 | 0 | 0 | 0 | 0 | 0 | 0 | 0 | 0 | 0 | 0 | 0 | 0 | 0 | 0 | 0 | 0 | 0 | 0 | 0 | 0 | 0 | 0 | 0 | 0 | 0 | 0 | 0 | 0 | 0 | 0 | 0 | 0 | 0 | 0 | 0 | 0 | 0 | 0 | 0 | 0 | 0 | 0 | 0 | 0 | 0 | 0 | 0 | 0 | 0 | 0 | 0 | 0 | 0 | 0 | 0 | 0 | 0 | 0 | 0 | 0 | 0 | 0 | 0 | 0 | 0 | 0 | 0 | 0 | 0 | 0 | 0 | 0 | 0 | 0 | 0 | 0 | 0 | 0 | 0 | 0 | 0 | 0 | 0 | 0 | 0 | 0 | 0 | 0 | 0 | 0 | 0 | 0 | 0 | 0 | 0 | 0 | 0 | 0 | 0 | 0 | 0 | 0 | 0 | 0 | 0 | 0 | 0 | 0 | 0 | 0 | 0 | 0 | 0 | 0 | 0 | 0 | 0 | 0 | 0 | 0 | 0 | 0 | 0 | 0 | 0 | 0 | 0 | 0 | 0 | 0 | 0 | 0 | 0 | 0 | 0 | 0 | 0 | 0 | 0 | 0 | 0 | 0 | 0 | 0 | 0 | 0 | 0 | 1053.5257 | 915.7063 | 856.9646 | 825.4997 | 805.8682 | 792.2664 | 782.2867 | 774.6525 | 768.6242 | 763.7436 | 758.5675 | 753.5293 | 749.351 | 745.8448 | 742.8732 | 740.3329 | 738.1451 | 736.2487 | 734.5954 | 733.1468 | 731.8717 | 730.7448 | 729.7453 | 728.8558 | 728.0618 | 530.0997 | 460.7535 | 431.1965 | 415.3644 | 405.4865 | 398.6425 | 393.621 | 389.7798 | 386.7466 | 384.2908 | 381.6864 | 379.1513 | 377.0489 | 375.2847 | 373.7895 | 372.5113 | 371.4105 | 370.4562 | 369.6244 | 368.8955 | 368.2539 | 367.6869 | 367.184 | 366.7364 | 366.3369 | 394
OR_Residential_LI - Single Family_Existing_Space Heating_Natural Gas_Furnace | OR | Residential | LI - Mobile Home | New | Space Heating | Natural Gas | Building Shell - Whole-Home Aerosol Sealing | A | ORM347 | Leaky Building | Building Sealed | 20 | 59.4097 | 0 | 0 | 386 | 0 | 1.87 | 0 | 0.30173 | 0.45 | household | 0% | 0% | Retrofit | Retro5Med | 81.71% | TBD | 0% | 587.5802 |  | 292.6748 |  | 0 | INF_CTRL_AERO-Cooling-MNCARD-1 | INF_CTRL_AERO-Heating-NREL-1 | INF_CTRL_AERO-Heating-MNCARD-5 | Leaky Building | Leaky Building | Leaky Building | Leaky Building | Leaky Building | Leaky Building | Leaky Building | Leaky Building | Leaky Building | Leaky Building | Leaky Building | Leaky Building | Leaky Building | Leaky Building | Leaky Building | Leaky Building | Leaky Building | Leaky Building | Leaky Building | Leaky Building | Leaky Building | Leaky Building | Leaky Building | Leaky Building | Leaky Building | Leaky Building | Leaky Building | Building Sealed | Building Sealed | Building Sealed | Building Sealed | Building Sealed | Building Sealed | Building Sealed | Building Sealed | Building Sealed | Building Sealed | Building Sealed | Building Sealed | Building Sealed | Building Sealed | Building Sealed | Building Sealed | Building Sealed | Building Sealed | Building Sealed | Building Sealed | Building Sealed | Building Sealed | Building Sealed | Building Sealed | Building Sealed | Building Sealed | Building Sealed | 386 | 386 | 386 | 386 | 386 | 386 | 386 | 386 | 386 | 386 | 386 | 386 | 386 | 386 | 386 | 386 | 386 | 386 | 386 | 386 | 386 | 386 | 386 | 386 | 386 | 386 | 386 | 0 | 0 | 60.1486 | 69.2013 | 73.9448 | 76.7633 | 78.6333 | 79.9832 | 81.0036 | 81.8019 | 82.4435 | 82.9703 | 83.5365 | 84.095 | 84.5639 | 84.9614 | 85.3013 | 85.594 | 85.8477 | 86.0688 | 86.2625 | 86.433 | 86.5835 | 86.7171 | 86.8358 | 86.9418 | 87.0366 | 0 | 0 | 0 | 0 | 0 | 0 | 0 | 0 | 0 | 0 | 0 | 0 | 0 | 0 | 0 | 0 | 0 | 0 | 0 | 0 | 0 | 0 | 0 | 0 | 0 | 0 | 0 | 0 | 0 | 0 | 0 | 0 | 0 | 0 | 0 | 0 | 0 | 0 | 0 | 0 | 0 | 0 | 0 | 0 | 0 | 0 | 0 | 0 | 0 | 0 | 0 | 0 | 0 | 0 | 0 | 0 | 0 | 0 | 0 | 0 | 0 | 0 | 0 | 0 | 0 | 0 | 0 | 0 | 0 | 0 | 0 | 0 | 0 | 0 | 0 | 0 | 0 | 0 | 0 | 0 | 0 | 0 | 0 | 0 | 0 | 0 | 0 | 0 | 0 | 0 | 0 | 0 | 0 | 0 | 0 | 0 | 0 | 0 | 0 | 0 | 0 | 0 | 0 | 0 | 0 | 0 | 0 | 0 | 0 | 0 | 0 | 0 | 0 | 0 | 0 | 0 | 0 | 0 | 0 | 0 | 0 | 0 | 0 | 0 | 0 | 0 | 0 | 0 | 0 | 0 | 0 | 0 | 0 | 0 | 0 | 0 | 0 | 0 | 0 | 0 | 0 | 0 | 0 | 0 | 0 | 0 | 0 | 0 | 0 | 0 | 0 | 0 | 0 | 0 | 0 | 0 | 0 | 0 | 0 | 0 | 0 | 0 | 0 | 0 | 0 | 0 | 0 | 0 | 0 | 0 | 0 | 0 | 0 | 0 | 0 | 0 | 0 | 0 | 0 | 0 | 0 | 0 | 0 | 0 | 0 | 0 | 0 | 0 | 0 | 0 | 0 | 0 | 0 | 0 | 0 | 0 | 0 | 0 | 0 | 0 | 0 | 0 | 0 | 0 | 0 | 0 | 0 | 0 | 0 | 0 | 0 | 0 | 0 | 0 | 0 | 0 | 0 | 0 | 0 | 0 | 0 | 0 | 0 | 0 | 0 | 0 | 0 | 0 | 0 | 0 | 0 | 0 | 0 | 0 | 0 | 0 | 0 | 0 | 0 | 0 | 0 | 0 | 0 | 0 | 0 | 0 | 0 | 0 | 0 | 0 | 0 | 0 | 0 | 0 | 0 | 0 | 0 | 0 | 0 | 0 | 0 | 0 | 0 | 0 | 0 | 0 | 0 | 0 | 0 | 0 | 0 | 0 | 0 | 0 | 0 | 0 | 0 | 0 | 0 | 0 | 0 | 0 | 0 | 0 | 0 | 0 | 0 | 0 | 0 | 0 | 0 | 0 | 0 | 0 | 0 | 0 | 0 | 0 | 0 | 0 | 0 | 0 | 0 | 0 | 0 | 0 | 0 | 0 | 0 | 0 | 0 | 0 | 0 | 0 | 0 | 0 | 0 | 0 | 0 | 0 | 0 | 0 | 0 | 0 | 0 | 0 | 0 | 0 | 0 | 0 | 0 | 0 | 0 | 0 | 0 | 0 | 0 | 0 | 0 | 0 | 0 | 0 | 0 | 0 | 0 | 0 | 0 | 0 | 0 | 0 | 0 | 0 | 0 | 0 | 0 | 0 | 0 | 0 | 0 | 0 | 0 | 0 | 0 | 0 | 0 | 0 | 0 | 0 | 0 | 0 | 0 | 0 | 0 | 0 | 0 | 0 | 0 | 0 | 0 | 0 | 0 | 0 | 0 | 0 | 0 | 0 | 0 | 0 | 0 | 0 | 0 | 0 | 0 | 0 | 0 | 0 | 0 | 0 | 0 | 0 | 791.0581 | 687.5741 | 643.4668 | 619.8408 | 605.1002 | 594.8871 | 587.3936 | 581.6613 | 577.1349 | 573.4702 | 569.5836 | 565.8006 | 562.6632 | 560.0306 | 557.7993 | 555.8919 | 554.2491 | 552.8251 | 551.5837 | 550.496 | 549.5386 | 548.6925 | 547.942 | 547.2741 | 546.6779 | 394.0275 | 342.4819 | 320.512 | 308.7439 | 301.4015 | 296.3143 | 292.5818 | 289.7266 | 287.4719 | 285.6466 | 283.7106 | 281.8263 | 280.2636 | 278.9523 | 277.8409 | 276.8907 | 276.0725 | 275.3632 | 274.7449 | 274.2031 | 273.7262 | 273.3047 | 272.9309 | 272.5982 | 272.3013 | 395
OR_Residential_LI - Single Family_Existing_Space Heating_Natural Gas_Furnace | OR | Residential | LI - Mobile Home | New | Space Heating | Natural Gas | Windows - High Efficiency (Class 30) | A | ORM348 | Double Pane | Class 30 | 45 | 0.28918 | 0 | 0 | 25.9 | 0 | 0 | 0 | 1.0623 | 0.25 | sqft window | 0% | 15% | Retrofit | Retro5Med | 81.71% | TBD | 0% | 4763.9483 |  | 5001.275 |  | 0.012855 | RTF Workbook - ResSFWx_v5_0 | RTF Workbook - ResSFWx_v5_0 | RTF Workbook - ResSFWx_v5_0 | Double Pane | Double Pane | Double Pane | Double Pane | Double Pane | Double Pane | Double Pane | Double Pane | Double Pane | Double Pane | Double Pane | Double Pane | Double Pane | Double Pane | Double Pane | Double Pane | Double Pane | Double Pane | Double Pane | Double Pane | Double Pane | Double Pane | Double Pane | Double Pane | Double Pane | Double Pane | Double Pane | Class 30 | Class 30 | Class 30 | Class 30 | Class 30 | Class 30 | Class 30 | Class 30 | Class 30 | Class 30 | Class 30 | Class 30 | Class 30 | Class 30 | Class 30 | Class 30 | Class 30 | Class 30 | Class 30 | Class 30 | Class 30 | Class 30 | Class 30 | Class 30 | Class 30 | Class 30 | Class 30 | 25.9 | 25.9 | 25.9 | 25.9 | 25.9 | 25.9 | 25.9 | 25.9 | 25.9 | 25.9 | 25.9 | 25.9 | 25.9 | 25.9 | 25.9 | 25.9 | 25.9 | 25.9 | 25.9 | 25.9 | 25.9 | 25.9 | 25.9 | 25.9 | 25.9 | 25.9 | 25.9 | 0 | 0 | 0.29033 | 0.33121 | 0.3507 | 0.36052 | 0.36541 | 0.36733 | 0.36746 | 0.36664 | 0.36549 | 0.36452 | 0.36459 | 0.36557 | 0.36688 | 0.36833 | 0.36968 | 0.37081 | 0.37168 | 0.37229 | 0.37267 | 0.37284 | 0.37298 | 0.37308 | 0.37315 | 0.37319 | 0.37322 | 0.015106 | 0.031342 | 0.054307 | 0.081056 | 0.11242 | 0.15438 | 0.19413 | 0.22337 | 0.23408 | 0.2217 | 0.18807 | 0.13587 | 0.085697 | 0.044616 | 0.020317 | 0.007917 | 0.0026392 | 0.00061163 | 0.00010654 | 1.3513e-05 | 0 | 0 | 0 | 0 | 0 | 0.015106 | 0.048575 | 0.10574 | 0.18975 | 0.30476 | 0.46073 | 0.65502 | 0.87695 | 1.1083 | 1.327 | 1.5153 | 1.6553 | 1.7469 | 1.7984 | 1.8253 | 1.8388 | 1.8458 | 1.8495 | 1.8514 | 1.8523 | 1.853 | 1.8535 | 1.8538 | 1.854 | 1.8542 | 52.0297 | 94.6278 | 154.8526 | 224.8323 | 307.659 | 420.276 | 528.3085 | 609.2383 | 640.4482 | 608.2077 | 515.8359 | 371.6522 | 233.5811 | 121.1307 | 54.9583 | 21.3505 | 7.1007 | 1.6429 | 0.28589 | 0.036242 | 0 | 0 | 0 | 0 | 0 | 52.0297 | 146.6575 | 301.5101 | 526.3424 | 834.0013 | 1254.2773 | 1782.5858 | 2391.8241 | 3032.2724 | 3640.48 | 4156.3159 | 4527.9681 | 4761.5492 | 4882.68 | 4937.6382 | 4958.9888 | 4966.0895 | 4967.7323 | 4968.0182 | 4968.0545 | 4968.0545 | 4968.0545 | 4968.0545 | 4968.0545 | 4968.0545 | 0.012855 | 0.026706 | 0.046336 | 0.069258 | 0.09621 | 0.13235 | 0.16674 | 0.19222 | 0.20177 | 0.19137 | 0.16251 | 0.11747 | 0.074121 | 0.038594 | 0.017576 | 0.0068495 | 0.0022836 | 0.00052932 | 9.2225e-05 | 1.17e-05 | 0 | 0 | 0 | 0 | 0 | 0.012855 | 0.04139 | 0.090219 | 0.16214 | 0.2608 | 0.39498 | 0.56261 | 0.75463 | 0.95531 | 1.1455 | 1.3094 | 1.4312 | 1.5109 | 1.5557 | 1.5791 | 1.5909 | 1.5971 | 1.6006 | 1.6026 | 1.6038 | 1.6048 | 1.6056 | 1.6062 | 1.6067 | 1.6071 | 44.2253 | 80.4336 | 131.6247 | 191.1074 | 261.5101 | 357.2346 | 449.0622 | 517.8526 | 544.381 | 516.9765 | 438.4605 | 315.9043 | 198.544 | 102.9611 | 46.7145 | 18.1479 | 6.0356 | 1.3964 | 0.24301 | 0.030806 | 0 | 0 | 0 | 0 | 0 | 44.2253 | 124.6589 | 256.2836 | 447.391 | 708.9011 | 1066.1357 | 1515.1979 | 2033.0505 | 2577.4315 | 3094.408 | 3532.8685 | 3848.7729 | 4047.3168 | 4150.278 | 4196.9925 | 4215.1405 | 4221.1761 | 4222.5725 | 4222.8155 | 4222.8463 | 4222.8463 | 4222.8463 | 4222.8463 | 4222.8463 | 4222.8463 | 0 | 0 | 0 | 0 | 0 | 0 | 0 | 0 | 0 | 0 | 0 | 0 | 0 | 0 | 0 | 0 | 0 | 0 | 0 | 0 | 0 | 0 | 0 | 0 | 0 | 0 | 0 | 0 | 0 | 0 | 0 | 0 | 0 | 0 | 0 | 0 | 0 | 0 | 0 | 0 | 0 | 0 | 0 | 0 | 0 | 0 | 0 | 0 | 0 | 0 | 0 | 0 | 0 | 0 | 0 | 0 | 0 | 0 | 0 | 0 | 0 | 0 | 0 | 0 | 0 | 0 | 0 | 0 | 0 | 0 | 0 | 0 | 0 | 0 | 0 | 0 | 0 | 0 | 0 | 0 | 0 | 0 | 0 | 0 | 0 | 0 | 0 | 0 | 0 | 0 | 0 | 0 | 0 | 0 | 0 | 0 | 0 | 0 | 0 | 0 | 0 | 0 | 0 | 0 | 0 | 0 | 0 | 0 | 0 | 0 | 0 | 0 | 0 | 0 | 0 | 0 | 0 | 0 | 0 | 0 | 0 | 0 | 0 | 0 | 0 | 0 | 0 | 0 | 0 | 0 | 0 | 0 | 0 | 0 | 0 | 0 | 0 | 0 | 0 | 0 | 0 | 0 | 0 | 0 | 0 | 0 | 0 | 0 | 0 | 0 | 0 | 0 | 0 | 0 | 0 | 0 | 0 | 0 | 0 | 0 | 0 | 0 | 0 | 0 | 0 | 0 | 0 | 0 | 0 | 0 | 0 | 0 | 0 | 0 | 0 | 0 | 0 | 0 | 0 | 0 | 0 | 0 | 0 | 0 | 0 | 0 | 0 | 0 | 0 | 0 | 0 | 0 | 0 | 0 | 0 | 0 | 0 | 0 | 0 | 0 | 6413.6948 | 5574.6728 | 5217.0624 | 5025.5094 | 4905.996 | 4823.1905 | 4762.4352 | 4715.9596 | 4679.2605 | 4649.5482 | 4618.0369 | 4587.365 | 4561.928 | 4540.5833 | 4522.4926 | 4507.0275 | 4493.7086 | 4482.1634 | 4472.0985 | 4463.2794 | 4455.517 | 4448.6569 | 4442.572 | 4437.1568 | 4432.3232 | 6733.2073 | 5852.3875 | 5476.962 | 5275.8664 | 5150.3991 | 5063.4685 | 4999.6865 | 4950.8956 | 4912.3683 | 4881.1758 | 4848.0947 | 4815.8948 | 4789.1906 | 4766.7825 | 4747.7907 | 4731.5551 | 4717.5727 | 4705.4524 | 4694.886 | 4685.6276 | 4677.4785 | 4670.2766 | 4663.8886 | 4658.2037 | 4653.1292 | 396
OR_Residential_LI - Single Family_Existing_Space Heating_Natural Gas_Furnace | OR | Residential | LI - Mobile Home | New | Space Heating | Natural Gas | Windows - High Efficiency (Class 22) | A | ORM349 | Double Pane | Class 22 | 45 | 0.34946 | 0 | 0 | 30.09 | 0 | 0 | 0 | 0.91454 | 0.25 | sqft window | 0% | 15% | Retrofit | Retro5Med | 81.71% | TBD | 0% | 4579.936 |  | 4266.8332 |  | 0.015551 | RTF Workbook - ResSFWx_v5_0 | RTF Workbook - ResSFWx_v5_0 | RTF Workbook - ResSFWx_v5_0 | Double Pane | Double Pane | Double Pane | Double Pane | Double Pane | Double Pane | Double Pane | Double Pane | Double Pane | Double Pane | Double Pane | Double Pane | Double Pane | Double Pane | Double Pane | Double Pane | Double Pane | Double Pane | Double Pane | Double Pane | Double Pane | Double Pane | Double Pane | Double Pane | Double Pane | Double Pane | Double Pane | Class 22 | Class 22 | Class 22 | Class 22 | Class 22 | Class 22 | Class 22 | Class 22 | Class 22 | Class 22 | Class 22 | Class 22 | Class 22 | Class 22 | Class 22 | Class 22 | Class 22 | Class 22 | Class 22 | Class 22 | Class 22 | Class 22 | Class 22 | Class 22 | Class 22 | Class 22 | Class 22 | 30.09 | 30.09 | 30.09 | 30.09 | 30.09 | 30.09 | 30.09 | 30.09 | 30.09 | 30.09 | 30.09 | 30.09 | 30.09 | 30.09 | 30.09 | 30.09 | 30.09 | 30.09 | 30.09 | 30.09 | 30.09 | 30.09 | 30.09 | 30.09 | 30.09 | 30.09 | 30.09 | 0 | 0 | 0.35125 | 0.40114 | 0.42525 | 0.43774 | 0.44437 | 0.4475 | 0.44854 | 0.4484 | 0.44772 | 0.44706 | 0.44742 | 0.44864 | 0.45004 | 0.45149 | 0.45277 | 0.45379 | 0.45451 | 0.45495 | 0.45513 | 0.45509 | 0.45502 | 0.45493 | 0.45482 | 0.45469 | 0.45456 | 0.018276 | 0.037959 | 0.065851 | 0.098418 | 0.13671 | 0.18808 | 0.23697 | 0.27318 | 0.28674 | 0.2719 | 0.2308 | 0.16674 | 0.10512 | 0.054689 | 0.024884 | 0.0096887 | 0.0032274 | 0.00074743 | 0.00013012 | 1.6493e-05 | 0 | 0 | 0 | 0 | 0 | 0.018276 | 0.058831 | 0.12822 | 0.2304 | 0.3706 | 0.56129 | 0.79955 | 1.0725 | 1.3576 | 1.6275 | 1.8596 | 2.0314 | 2.1429 | 2.2045 | 2.2356 | 2.2504 | 2.2572 | 2.2601 | 2.2611 | 2.2609 | 2.2606 | 2.2601 | 2.2596 | 2.2589 | 2.2583 | 52.0297 | 94.6278 | 154.8526 | 224.8323 | 307.659 | 420.276 | 528.3085 | 609.2383 | 640.4482 | 608.2077 | 515.8359 | 371.6522 | 233.5811 | 121.1307 | 54.9583 | 21.3505 | 7.1007 | 1.6429 | 0.28589 | 0.036242 | 0 | 0 | 0 | 0 | 0 | 52.0297 | 146.6575 | 301.5101 | 526.3424 | 834.0013 | 1254.2773 | 1782.5858 | 2391.8241 | 3032.2724 | 3640.48 | 4156.3159 | 4527.9681 | 4761.5492 | 4882.68 | 4937.6382 | 4958.9888 | 4966.0895 | 4967.7323 | 4968.0182 | 4968.0545 | 4968.0545 | 4968.0545 | 4968.0545 | 4968.0545 | 4968.0545 | 0.015551 | 0.032334 | 0.056157 | 0.084033 | 0.11689 | 0.16104 | 0.20322 | 0.23465 | 0.24666 | 0.23418 | 0.19897 | 0.14383 | 0.090716 | 0.047207 | 0.021483 | 0.0083664 | 0.0027876 | 0.00064575 | 0.00011245 | 1.4259e-05 | 0 | 0 | 0 | 0 | 0 | 0.015551 | 0.050112 | 0.10934 | 0.19673 | 0.31686 | 0.48061 | 0.68571 | 0.92123 | 1.1678 | 1.4017 | 1.6032 | 1.7524 | 1.8493 | 1.9029 | 1.9301 | 1.9432 | 1.9496 | 1.9526 | 1.9541 | 1.9546 | 1.955 | 1.9551 | 1.9552 | 1.9552 | 1.9551 | 44.2253 | 80.4336 | 131.6247 | 191.1074 | 261.5101 | 357.2346 | 449.0622 | 517.8526 | 544.381 | 516.9765 | 438.4605 | 315.9043 | 198.544 | 102.9611 | 46.7145 | 18.1479 | 6.0356 | 1.3964 | 0.24301 | 0.030806 | 0 | 0 | 0 | 0 | 0 | 44.2253 | 124.6589 | 256.2836 | 447.391 | 708.9011 | 1066.1357 | 1515.1979 | 2033.0505 | 2577.4315 | 3094.408 | 3532.8685 | 3848.7729 | 4047.3168 | 4150.278 | 4196.9925 | 4215.1405 | 4221.1761 | 4222.5725 | 4222.8155 | 4222.8463 | 4222.8463 | 4222.8463 | 4222.8463 | 4222.8463 | 4222.8463 | 0 | 0 | 0 | 0 | 0 | 0 | 0 | 0 | 0 | 0 | 0 | 0 | 0 | 0 | 0 | 0 | 0 | 0 | 0 | 0 | 0 | 0 | 0 | 0 | 0 | 0 | 0 | 0 | 0 | 0 | 0 | 0 | 0 | 0 | 0 | 0 | 0 | 0 | 0 | 0 | 0 | 0 | 0 | 0 | 0 | 0 | 0 | 0 | 0 | 0 | 0 | 0 | 0 | 0 | 0 | 0 | 0 | 0 | 0 | 0 | 0 | 0 | 0 | 0 | 0 | 0 | 0 | 0 | 0 | 0 | 0 | 0 | 0 | 0 | 0 | 0 | 0 | 0 | 0 | 0 | 0 | 0 | 0 | 0 | 0 | 0 | 0 | 0 | 0 | 0 | 0 | 0 | 0 | 0 | 0 | 0 | 0 | 0 | 0 | 0 | 0 | 0 | 0 | 0 | 0 | 0 | 0 | 0 | 0 | 0 | 0 | 0 | 0 | 0 | 0 | 0 | 0 | 0 | 0 | 0 | 0 | 0 | 0 | 0 | 0 | 0 | 0 | 0 | 0 | 0 | 0 | 0 | 0 | 0 | 0 | 0 | 0 | 0 | 0 | 0 | 0 | 0 | 0 | 0 | 0 | 0 | 0 | 0 | 0 | 0 | 0 | 0 | 0 | 0 | 0 | 0 | 0 | 0 | 0 | 0 | 0 | 0 | 0 | 0 | 0 | 0 | 0 | 0 | 0 | 0 | 0 | 0 | 0 | 0 | 0 | 0 | 0 | 0 | 0 | 0 | 0 | 0 | 0 | 0 | 0 | 0 | 0 | 0 | 0 | 0 | 0 | 0 | 0 | 0 | 0 | 0 | 0 | 0 | 0 | 0 | 6165.9593 | 5359.3454 | 5015.5481 | 4831.394 | 4716.4969 | 4636.8899 | 4578.4813 | 4533.8009 | 4498.5193 | 4469.9547 | 4439.6606 | 4410.1734 | 4385.7189 | 4365.1987 | 4347.8068 | 4332.939 | 4320.1346 | 4309.0353 | 4299.3591 | 4290.8807 | 4283.4181 | 4276.823 | 4270.9731 | 4265.7672 | 4261.1202 | 5744.4296 | 4992.9591 | 4672.6651 | 4501.1006 | 4394.0583 | 4319.8935 | 4265.478 | 4223.8521 | 4190.9826 | 4164.3707 | 4136.1476 | 4108.6763 | 4085.8936 | 4066.7762 | 4050.5733 | 4036.722 | 4024.7929 | 4014.4524 | 4005.4377 | 3997.5389 | 3990.5865 | 3984.4422 | 3978.9923 | 3974.1422 | 3969.813 | 397
OR_Residential_LI - Single Family_Existing_Space Heating_Natural Gas_Furnace | OR | Residential | LI - Mobile Home | New | Space Heating | Natural Gas | Windows - Low-e Storm Addition | A | ORM350 | Single or Double Pane | Low-e Storm Window | 20 | 0.33513 | 0 | 0 | 11.25 | 0 | 0 | 0 | 0.072075 | 0.25 | sqft window | 7.5% | 50% | Retrofit | Retro5Med | 81.71% | TBD | 0% | 2514.4262 |  | 647.8671 |  | 0.042368 | RTF Workbook - ResSFWx_v5_0 | RTF Workbook - ResSFWx_v5_0 | RTF Workbook - ResSFWx_v5_0 | Single or Double Pane | Single or Double Pane | Single or Double Pane | Single or Double Pane | Single or Double Pane | Single or Double Pane | Single or Double Pane | Single or Double Pane | Single or Double Pane | Single or Double Pane | Single or Double Pane | Single or Double Pane | Single or Double Pane | Single or Double Pane | Single or Double Pane | Single or Double Pane | Single or Double Pane | Single or Double Pane | Single or Double Pane | Single or Double Pane | Single or Double Pane | Single or Double Pane | Single or Double Pane | Single or Double Pane | Single or Double Pane | Single or Double Pane | Single or Double Pane | Low-e Storm Window | Low-e Storm Window | Low-e Storm Window | Low-e Storm Window | Low-e Storm Window | Low-e Storm Window | Low-e Storm Window | Low-e Storm Window | Low-e Storm Window | Low-e Storm Window | Low-e Storm Window | Low-e Storm Window | Low-e Storm Window | Low-e Storm Window | Low-e Storm Window | Low-e Storm Window | Low-e Storm Window | Low-e Storm Window | Low-e Storm Window | Low-e Storm Window | Low-e Storm Window | Low-e Storm Window | Low-e Storm Window | Low-e Storm Window | Low-e Storm Window | Low-e Storm Window | Low-e Storm Window | 11.25 | 11.25 | 11.25 | 11.25 | 11.25 | 11.25 | 11.25 | 11.25 | 11.25 | 11.25 | 11.25 | 11.25 | 11.25 | 11.25 | 11.25 | 11.25 | 11.25 | 11.25 | 11.25 | 11.25 | 11.25 | 11.25 | 11.25 | 11.25 | 11.25 | 11.25 | 11.25 | 0 | 0 | 0.33793 | 0.38704 | 0.41166 | 0.42535 | 0.43366 | 0.43899 | 0.44248 | 0.4448 | 0.44628 | 0.44721 | 0.44844 | 0.44975 | 0.45065 | 0.45121 | 0.45147 | 0.45145 | 0.4512 | 0.45074 | 0.45011 | 0.44933 | 0.44859 | 0.44788 | 0.44721 | 0.44657 | 0.44596 | 0.049816 | 0.10377 | 0.18061 | 0.27096 | 0.37802 | 0.52274 | 0.66233 | 0.7678 | 0.80982 | 0.77065 | 0.65541 | 0.47359 | 0.29825 | 0.15486 | 0.070301 | 0.02731 | 0.0090776 | 0.0020981 | 0.0003646 | 4.6139e-05 | 0 | 0 | 0 | 0 | 0 | 0.049816 | 0.16083 | 0.35167 | 0.63433 | 1.0247 | 1.5601 | 2.2348 | 3.0143 | 3.8342 | 4.6128 | 5.281 | 5.7699 | 6.0797 | 6.2422 | 6.3161 | 6.3432 | 6.3487 | 6.3443 | 6.3358 | 6.3248 | 6.3144 | 6.3044 | 6.295 | 6.286 | 6.2775 | 147.4175 | 268.1121 | 438.7491 | 637.0247 | 871.7004 | 1190.7819 | 1496.874 | 1726.1753 | 1814.6033 | 1723.2551 | 1461.535 | 1053.0145 | 661.8132 | 343.2038 | 155.7152 | 60.4932 | 20.1187 | 4.6548 | 0.81002 | 0.10269 | 0 | 0 | 0 | 0 | 0 | 147.4175 | 415.5296 | 854.2786 | 1491.3034 | 2363.0038 | 3553.7857 | 5050.6597 | 6776.835 | 8591.4384 | 10314.6934 | 11776.2284 | 12829.2429 | 13491.0561 | 13834.2599 | 13989.975 | 14050.4682 | 14070.5868 | 14075.2417 | 14076.0517 | 14076.1544 | 14076.1544 | 14076.1544 | 14076.1544 | 14076.1544 | 14076.1544 | 0.042368 | 0.088311 | 0.15381 | 0.2309 | 0.32235 | 0.44606 | 0.5656 | 0.65613 | 0.69254 | 0.65949 | 0.56123 | 0.40578 | 0.25569 | 0.13283 | 0.060335 | 0.023452 | 0.0077995 | 0.0018038 | 0.00031363 | 3.9713e-05 | 0 | 0 | 0 | 0 | 0 | 0.042368 | 0.13687 | 0.29947 | 0.54054 | 0.87382 | 1.3312 | 1.9084 | 2.5759 | 3.2789 | 3.9474 | 4.5221 | 4.9437 | 5.2122 | 5.3544 | 5.4207 | 5.447 | 5.4548 | 5.4542 | 5.4501 | 5.4439 | 5.4379 | 5.4321 | 5.4266 | 5.4212 | 5.4159 | 125.3049 | 227.8953 | 372.9367 | 541.471 | 740.9454 | 1012.1646 | 1272.3429 | 1467.249 | 1542.4128 | 1464.7668 | 1242.3047 | 895.0623 | 562.5412 | 291.7232 | 132.3579 | 51.4192 | 17.1009 | 3.9566 | 0.68852 | 0.087282 | 0 | 0 | 0 | 0 | 0 | 125.3049 | 353.2001 | 726.1368 | 1267.6079 | 2008.5532 | 3020.7179 | 4293.0608 | 5760.3098 | 7302.7226 | 8767.4894 | 10009.7941 | 10904.8565 | 11467.3977 | 11759.1209 | 11891.4788 | 11942.898 | 11959.9988 | 11963.9554 | 11964.6439 | 11964.7312 | 11964.7312 | 11964.7312 | 11964.7312 | 11964.7312 | 11964.7312 | 0 | 0 | 0 | 0 | 0 | 0 | 0 | 0 | 0 | 0 | 0 | 0 | 0 | 0 | 0 | 0 | 0 | 0 | 0 | 0 | 0 | 0 | 0 | 0 | 0 | 0 | 0 | 0 | 0 | 0 | 0 | 0 | 0 | 0 | 0 | 0 | 0 | 0 | 0 | 0 | 0 | 0 | 0 | 0 | 0 | 0 | 0 | 0 | 0 | 0 | 0 | 0 | 0 | 0 | 0 | 0 | 0 | 0 | 0 | 0 | 0 | 0 | 0 | 0 | 0 | 0 | 0 | 0 | 0 | 0 | 0 | 0 | 0 | 0 | 0 | 0 | 0 | 0 | 0 | 0 | 0 | 0 | 0 | 0 | 0 | 0 | 0 | 0 | 0 | 0 | 0 | 0 | 0 | 0 | 0 | 0 | 0 | 0 | 0 | 0 | 0.042368 | 0.088311 | 0.15381 | 0.2309 | 0.32235 | 0.44606 | 0.5656 | 0.65613 | 0.69254 | 0.65949 | 0.56123 | 0.40578 | 0.25569 | 0.13283 | 0.060335 | 0.023452 | 0.0077995 | 0.0018038 | 0.00031363 | 3.9713e-05 | 0 | 0 | 0 | 0 | 0 | 0.042368 | 0.13687 | 0.29947 | 0.54054 | 0.87382 | 1.3312 | 1.9084 | 2.5759 | 3.2789 | 3.9474 | 4.5221 | 4.9437 | 5.2122 | 5.3544 | 5.4207 | 5.447 | 5.4548 | 5.4542 | 5.4501 | 5.4439 | 5.4379 | 5.4321 | 5.4266 | 5.4212 | 5.4159 | 125.3049 | 227.8953 | 372.9367 | 541.471 | 740.9454 | 1012.1646 | 1272.3429 | 1467.249 | 1542.4128 | 1464.7668 | 1242.3047 | 895.0623 | 562.5412 | 291.7232 | 132.3579 | 51.4192 | 17.1009 | 3.9566 | 0.68852 | 0.087282 | 0 | 0 | 0 | 0 | 0 | 125.3049 | 353.2001 | 726.1368 | 1267.6079 | 2008.5532 | 3020.7179 | 4293.0608 | 5760.3098 | 7302.7226 | 8767.4894 | 10009.7941 | 10904.8565 | 11467.3977 | 11759.1209 | 11891.4788 | 11942.898 | 11959.9988 | 11963.9554 | 11964.6439 | 11964.7312 | 11964.7312 | 11964.7312 | 11964.7312 | 11964.7312 | 11964.7312 | 3385.1674 | 2942.329 | 2753.5812 | 2652.479 | 2589.3994 | 2545.6944 | 2513.6276 | 2489.0976 | 2469.7278 | 2454.0455 | 2437.4138 | 2421.225 | 2407.7993 | 2396.5335 | 2386.9852 | 2378.8227 | 2371.7929 | 2365.6993 | 2360.387 | 2355.7323 | 2351.6352 | 2348.0145 | 2344.8028 | 2341.9447 | 2339.3935 | 872.2223 | 758.1206 | 709.4878 | 683.4378 | 667.1847 | 655.9237 | 647.6614 | 641.341 | 636.3501 | 632.3094 | 628.0241 | 623.8529 | 620.3937 | 617.4909 | 615.0307 | 612.9275 | 611.1162 | 609.5462 | 608.1774 | 606.9781 | 605.9224 | 604.9895 | 604.162 | 603.4255 | 602.7682 | 398
OR_Residential_LI - Single Family_Existing_Space Heating_Natural Gas_Furnace | OR | Residential | LI - Mobile Home | New | Space Heating | Natural Gas | ENERGY STAR Doors - Storm and Thermal | A | ORM351 | R-2.5 Door | R-5 Door | 40 | 20.6826 | 0 | 0 | 619.69 | 0 | 0 | 0 | 0.97343 | 0.25 | household | 60% | 80% | Retrofit | Retro5Med | 81.71% | TBD | 0% | 1647.6161 |  | 1612.5935 |  | 0.0083957 | Avista TRM - 07.01.21 - Energy Star Rated Doors | Avista TRM - 07.01.21 - Energy Star Rated Doors | Avista TRM - 07.01.21 - Energy Star Rated Doors | R-2.5 Door | R-2.5 Door | R-2.5 Door | R-2.5 Door | R-2.5 Door | R-2.5 Door | R-2.5 Door | R-2.5 Door | R-2.5 Door | R-2.5 Door | R-2.5 Door | R-2.5 Door | R-2.5 Door | R-2.5 Door | R-2.5 Door | R-2.5 Door | R-2.5 Door | R-2.5 Door | R-2.5 Door | R-2.5 Door | R-2.5 Door | R-2.5 Door | R-2.5 Door | R-2.5 Door | R-2.5 Door | R-2.5 Door | R-2.5 Door | R-5 Door | R-5 Door | R-5 Door | R-5 Door | R-5 Door | R-5 Door | R-5 Door | R-5 Door | R-5 Door | R-5 Door | R-5 Door | R-5 Door | R-5 Door | R-5 Door | R-5 Door | R-5 Door | R-5 Door | R-5 Door | R-5 Door | R-5 Door | R-5 Door | R-5 Door | R-5 Door | R-5 Door | R-5 Door | R-5 Door | R-5 Door | 619.69 | 619.69 | 619.69 | 619.69 | 619.69 | 619.69 | 619.69 | 619.69 | 619.69 | 619.69 | 619.69 | 619.69 | 619.69 | 619.69 | 619.69 | 619.69 | 619.69 | 619.69 | 619.69 | 619.69 | 619.69 | 619.69 | 619.69 | 619.69 | 619.69 | 619.69 | 619.69 | 0 | 0 | 20.9398 | 24.0914 | 25.7428 | 26.724 | 27.375 | 27.845 | 28.2002 | 28.4781 | 28.7014 | 28.8849 | 29.082 | 29.2764 | 29.4396 | 29.578 | 29.6964 | 29.7983 | 29.8866 | 29.9636 | 30.031 | 30.0903 | 30.1428 | 30.1892 | 30.2306 | 30.2675 | 30.3005 | 0.0098773 | 0.020668 | 0.03614 | 0.054472 | 0.076355 | 0.1061 | 0.13507 | 0.15729 | 0.16665 | 0.15927 | 0.136 | 0.098644 | 0.062343 | 0.032482 | 0.014796 | 0.0057679 | 0.0019239 | 0.00044629 | 7.7836e-05 | 9.8867e-06 | 0 | 0 | 0 | 0 | 0 | 0.0098773 | 0.032032 | 0.070367 | 0.12752 | 0.20698 | 0.31663 | 0.45574 | 0.61753 | 0.78902 | 0.95333 | 1.0958 | 1.2018 | 1.2709 | 1.3093 | 1.3293 | 1.3397 | 1.3456 | 1.3495 | 1.3526 | 1.3553 | 1.3576 | 1.3597 | 1.3616 | 1.3633 | 1.3647 | 0.4717 | 0.85789 | 1.4039 | 2.0383 | 2.7892 | 3.8102 | 4.7896 | 5.5233 | 5.8063 | 5.514 | 4.6766 | 3.3694 | 2.1176 | 1.0982 | 0.49825 | 0.19356 | 0.064375 | 0.014894 | 0.0025919 | 0.00032857 | 0 | 0 | 0 | 0 | 0 | 0.4717 | 1.3296 | 2.7335 | 4.7718 | 7.561 | 11.3713 | 16.1609 | 21.6842 | 27.4905 | 33.0045 | 37.6811 | 41.0505 | 43.1681 | 44.2663 | 44.7645 | 44.9581 | 45.0225 | 45.0374 | 45.0399 | 45.0403 | 45.0403 | 45.0403 | 45.0403 | 45.0403 | 45.0403 | 0.0083957 | 0.017568 | 0.030719 | 0.046301 | 0.064902 | 0.090181 | 0.11481 | 0.1337 | 0.14165 | 0.13538 | 0.1156 | 0.083847 | 0.052991 | 0.027609 | 0.012577 | 0.0049027 | 0.0016354 | 0.00037934 | 6.6161e-05 | 8.4037e-06 | 0 | 0 | 0 | 0 | 0 | 0.0083957 | 0.027227 | 0.059812 | 0.10839 | 0.17594 | 0.26914 | 0.38738 | 0.5249 | 0.67066 | 0.81033 | 0.93146 | 1.0215 | 1.0802 | 1.1129 | 1.1299 | 1.1387 | 1.1437 | 1.1471 | 1.1497 | 1.152 | 1.154 | 1.1558 | 1.1574 | 1.1588 | 1.16 | 0.40095 | 0.72921 | 1.1933 | 1.7326 | 2.3708 | 3.2387 | 4.0712 | 4.6948 | 4.9353 | 4.6869 | 3.9751 | 2.864 | 1.8 | 0.93344 | 0.42351 | 0.16453 | 0.054719 | 0.01266 | 0.0022031 | 0.00027928 | 0 | 0 | 0 | 0 | 0 | 0.40095 | 1.1302 | 2.3235 | 4.056 | 6.4269 | 9.6656 | 13.7368 | 18.4316 | 23.3669 | 28.0538 | 32.0289 | 34.8929 | 36.6929 | 37.6263 | 38.0498 | 38.2144 | 38.2691 | 38.2817 | 38.284 | 38.2842 | 38.2842 | 38.2842 | 38.2842 | 38.2842 | 38.2842 | 0 | 0.017568 | 0.030719 | 0.046301 | 0.064902 | 0.090181 | 0.11481 | 0.1337 | 0.14165 | 0.13538 | 0.1156 | 0.083847 | 0.052991 | 0.027609 | 0.012577 | 0.0049027 | 0.0016354 | 0.00037934 | 6.6161e-05 | 8.4037e-06 | 0 | 0 | 0 | 0 | 0 | 0 | 0.017568 | 0.049491 | 0.097679 | 0.16496 | 0.25797 | 0.37607 | 0.51348 | 0.65916 | 0.79875 | 0.9198 | 1.0098 | 1.0684 | 1.1011 | 1.118 | 1.1268 | 1.1317 | 1.135 | 1.1377 | 1.1399 | 1.1419 | 1.1437 | 1.1452 | 1.1466 | 1.1479 | 0 | 0.72921 | 1.1933 | 1.7326 | 2.3708 | 3.2387 | 4.0712 | 4.6948 | 4.9353 | 4.6869 | 3.9751 | 2.864 | 1.8 | 0.93344 | 0.42351 | 0.16453 | 0.054719 | 0.01266 | 0.0022031 | 0.00027928 | 0 | 0 | 0 | 0 | 0 | 0 | 0.72921 | 1.9225 | 3.6551 | 6.0259 | 9.2646 | 13.3358 | 18.0306 | 22.966 | 27.6529 | 31.628 | 34.4919 | 36.2919 | 37.2254 | 37.6489 | 37.8134 | 37.8681 | 37.8808 | 37.883 | 37.8833 | 37.8833 | 37.8833 | 37.8833 | 37.8833 | 37.8833 | 0.0083957 | 0.017568 | 0.030719 | 0.046301 | 0.064902 | 0.090181 | 0.11481 | 0.1337 | 0.14165 | 0.13538 | 0.1156 | 0.083847 | 0.052991 | 0.027609 | 0.012577 | 0.0049027 | 0.0016354 | 0.00037934 | 6.6161e-05 | 8.4037e-06 | 0 | 0 | 0 | 0 | 0 | 0.0083957 | 0.027227 | 0.059812 | 0.10839 | 0.17594 | 0.26914 | 0.38738 | 0.5249 | 0.67066 | 0.81033 | 0.93146 | 1.0215 | 1.0802 | 1.1129 | 1.1299 | 1.1387 | 1.1437 | 1.1471 | 1.1497 | 1.152 | 1.154 | 1.1558 | 1.1574 | 1.1588 | 1.16 | 0.40095 | 0.72921 | 1.1933 | 1.7326 | 2.3708 | 3.2387 | 4.0712 | 4.6948 | 4.9353 | 4.6869 | 3.9751 | 2.864 | 1.8 | 0.93344 | 0.42351 | 0.16453 | 0.054719 | 0.01266 | 0.0022031 | 0.00027928 | 0 | 0 | 0 | 0 | 0 | 0.40095 | 1.1302 | 2.3235 | 4.056 | 6.4269 | 9.6656 | 13.7368 | 18.4316 | 23.3669 | 28.0538 | 32.0289 | 34.8929 | 36.6929 | 37.6263 | 38.0498 | 38.2144 | 38.2691 | 38.2817 | 38.284 | 38.2842 | 38.2842 | 38.2842 | 38.2842 | 38.2842 | 38.2842 | 2218.1824 | 1928.0059 | 1804.326 | 1738.0772 | 1696.7434 | 1668.105 | 1647.0928 | 1631.0191 | 1618.3267 | 1608.0507 | 1597.1525 | 1586.5446 | 1577.7472 | 1570.3651 | 1564.1084 | 1558.7598 | 1554.1534 | 1550.1605 | 1546.6795 | 1543.6294 | 1540.9448 | 1538.5722 | 1536.4677 | 1534.5949 | 1532.9232 | 2171.0316 | 1887.0232 | 1765.9723 | 1701.1318 | 1660.6766 | 1632.647 | 1612.0813 | 1596.3494 | 1583.9267 | 1573.8691 | 1563.2026 | 1552.8202 | 1544.2098 | 1536.9846 | 1530.8609 | 1525.626 | 1521.1175 | 1517.2095 | 1513.8025 | 1510.8173 | 1508.1897 | 1505.8675 | 1503.8078 | 1501.9748 | 1500.3386 | 399
OR_Residential_LI - Single Family_Existing_Space Heating_Natural Gas_Furnace | OR | Residential | LI - Mobile Home | New | Space Heating | Natural Gas | Combined Boiler + DHW System | A | ORM352 | Gas space heating AFUE 80% and water heating baseline storage tank 40 gal | Combined tankless boiler unit for space and DHW | 21 | 14.3019 | 0 | 0 | 5368.77 | 0 | 0.25 | 0 | 0.30173 | 0.45 | household | 0% | 10% | Lost Opportunity | LO12Med | 85% | TBD | 0% | 17384.9221 |  | 9009.3249 |  | 0 | CNGC Program Data | CNGC Program Data | AEG Calculated | Gas space heating AFUE 80% and water heating baseline storage tank 40 gal | Gas space heating AFUE 80% and water heating baseline storage tank 40 gal | Gas space heating AFUE 80% and water heating baseline storage tank 40 gal | Gas space heating AFUE 80% and water heating baseline storage tank 40 gal | Gas space heating AFUE 80% and water heating baseline storage tank 40 gal | Gas space heating AFUE 80% and water heating baseline storage tank 40 gal | Gas space heating AFUE 80% and water heating baseline storage tank 40 gal | Gas space heating AFUE 80% and water heating baseline storage tank 40 gal | Gas space heating AFUE 80% and water heating baseline storage tank 40 gal | Gas space heating AFUE 80% and water heating baseline storage tank 40 gal | Gas space heating AFUE 80% and water heating baseline storage tank 40 gal | Gas space heating AFUE 80% and water heating baseline storage tank 40 gal | Gas space heating AFUE 80% and water heating baseline storage tank 40 gal | Gas space heating AFUE 80% and water heating baseline storage tank 40 gal | Gas space heating AFUE 80% and water heating baseline storage tank 40 gal | Gas space heating AFUE 80% and water heating baseline storage tank 40 gal | Gas space heating AFUE 80% and water heating baseline storage tank 40 gal | Gas space heating AFUE 80% and water heating baseline storage tank 40 gal | Gas space heating AFUE 80% and water heating baseline storage tank 40 gal | Gas space heating AFUE 80% and water heating baseline storage tank 40 gal | Gas space heating AFUE 80% and water heating baseline storage tank 40 gal | Gas space heating AFUE 80% and water heating baseline storage tank 40 gal | Gas space heating AFUE 80% and water heating baseline storage tank 40 gal | Gas space heating AFUE 80% and water heating baseline storage tank 40 gal | Gas space heating AFUE 80% and water heating baseline storage tank 40 gal | Gas space heating AFUE 80% and water heating baseline storage tank 40 gal | Gas space heating AFUE 80% and water heating baseline storage tank 40 gal | Combined tankless boiler unit for space and DHW | Combined tankless boiler unit for space and DHW | Combined tankless boiler unit for space and DHW | Combined tankless boiler unit for space and DHW | Combined tankless boiler unit for space and DHW | Combined tankless boiler unit for space and DHW | Combined tankless boiler unit for space and DHW | Combined tankless boiler unit for space and DHW | Combined tankless boiler unit for space and DHW | Combined tankless boiler unit for space and DHW | Combined tankless boiler unit for space and DHW | Combined tankless boiler unit for space and DHW | Combined tankless boiler unit for space and DHW | Combined tankless boiler unit for space and DHW | Combined tankless boiler unit for space and DHW | Combined tankless boiler unit for space and DHW | Combined tankless boiler unit for space and DHW | Combined tankless boiler unit for space and DHW | Combined tankless boiler unit for space and DHW | Combined tankless boiler unit for space and DHW | Combined tankless boiler unit for space and DHW | Combined tankless boiler unit for space and DHW | Combined tankless boiler unit for space and DHW | Combined tankless boiler unit for space and DHW | Combined tankless boiler unit for space and DHW | Combined tankless boiler unit for space and DHW | Combined tankless boiler unit for space and DHW | 5368.77 | 5368.77 | 5368.77 | 5368.77 | 5368.77 | 5368.77 | 5368.77 | 5368.77 | 5368.77 | 5368.77 | 5368.77 | 5368.77 | 5368.77 | 5368.77 | 5368.77 | 5368.77 | 5368.77 | 5368.77 | 5368.77 | 5368.77 | 5368.77 | 5368.77 | 5368.77 | 5368.77 | 5368.77 | 5368.77 | 5368.77 | 0 | 0 | 0 | 0 | 0 | 0 | 0 | 0 | 0 | 0 | 0 | 0 | 0 | 0 | 0 | 0 | 0 | 0 | 0 | 0 | 0 | 0 | 0 | 0 | 0 | 0 | 0 | 0 | 0 | 0 | 0 | 0 | 0 | 0 | 0 | 0 | 0 | 0 | 0 | 0 | 0 | 0 | 0 | 0 | 0 | 0 | 0 | 0 | 0 | 0 | 0 | 0 | 0 | 0 | 0 | 0 | 0 | 0 | 0 | 0 | 0 | 0 | 0 | 0 | 0 | 0 | 0 | 0 | 0 | 0 | 0 | 0 | 0 | 0 | 0 | 0 | 0 | 0.33462 | 0.72232 | 1.1193 | 1.4759 | 1.8281 | 2.172 | 2.4539 | 2.6861 | 2.8781 | 3.038 | 3.172 | 3.2852 | 3.3818 | 3.465 | 3.5375 | 3.6015 | 3.6281 | 3.655 | 3.6821 | 3.7095 | 3.7489 | 3.777 | 3.8056 | 3.8344 | 3.8637 | 0.33462 | 1.0569 | 2.1762 | 3.6522 | 5.4802 | 7.6522 | 10.1062 | 12.7922 | 15.6704 | 18.7084 | 21.8803 | 25.1655 | 28.5473 | 32.0123 | 35.5498 | 39.1512 | 42.7794 | 46.4343 | 50.1164 | 53.8258 | 57.5747 | 61.3517 | 65.1573 | 68.9917 | 72.8554 | 0 | 0 | 0 | 0 | 0 | 0 | 0 | 0 | 0 | 0 | 0 | 0 | 0 | 0 | 0 | 0 | 0 | 0 | 0 | 0 | 0 | 0 | 0 | 0 | 0 | 0 | 0 | 0 | 0 | 0 | 0 | 0 | 0 | 0 | 0 | 0 | 0 | 0 | 0 | 0 | 0 | 0 | 0 | 0 | 0 | 0 | 0 | 0 | 0 | 0 | 0.28442 | 0.61397 | 0.95142 | 1.2545 | 1.5539 | 1.8462 | 2.0859 | 2.2832 | 2.4464 | 2.5823 | 2.6962 | 2.7924 | 2.8745 | 2.9452 | 3.0069 | 3.0613 | 3.0839 | 3.1067 | 3.1297 | 3.153 | 3.1865 | 3.2105 | 3.2347 | 3.2593 | 3.2841 | 0.28442 | 0.89839 | 1.8498 | 3.1044 | 4.6582 | 6.5044 | 8.5902 | 10.8734 | 13.3198 | 15.9021 | 18.5983 | 21.3907 | 24.2652 | 27.2104 | 30.2173 | 33.2785 | 36.3625 | 39.4692 | 42.5989 | 45.752 | 48.9385 | 52.149 | 55.3837 | 58.643 | 61.9271 | 0 | 0 | 0 | 0 | 0 | 0 | 0 | 0 | 0 | 0 | 0 | 0 | 0 | 0 | 0 | 0 | 0 | 0 | 0 | 0 | 0 | 0 | 0 | 0 | 0 | 0 | 0 | 0 | 0 | 0 | 0 | 0 | 0 | 0 | 0 | 0 | 0 | 0 | 0 | 0 | 0 | 0 | 0 | 0 | 0 | 0 | 0 | 0 | 0 | 0 | 0 | 0 | 0 | 0 | 0 | 0 | 0 | 0 | 0 | 0 | 0 | 0 | 0 | 0 | 0 | 0 | 0 | 0 | 0 | 0 | 0 | 0 | 0 | 0 | 0 | 0 | 0 | 0 | 0 | 0 | 0 | 0 | 0 | 0 | 0 | 0 | 0 | 0 | 0 | 0 | 0 | 0 | 0 | 0 | 0 | 0 | 0 | 0 | 0 | 0 | 0 | 0 | 0 | 0 | 0 | 0 | 0 | 0 | 0 | 0 | 0 | 0 | 0 | 0 | 0 | 0 | 0 | 0 | 0 | 0 | 0 | 0 | 0 | 0 | 0 | 0 | 0 | 0 | 0 | 0 | 0 | 0 | 0 | 0 | 0 | 0 | 0 | 0 | 0 | 0 | 0 | 0 | 0 | 0 | 0 | 0 | 0 | 0 | 0 | 0 | 0 | 0 | 0 | 0 | 0 | 0 | 0 | 0 | 0 | 0 | 0 | 0 | 0 | 0 | 0 | 0 | 0 | 0 | 0 | 0 | 0 | 0 | 0 | 0 | 0 | 0 | 0 | 0 | 0 | 0 | 0 | 0 | 0 | 0 | 0 | 0 | 0 | 0 | 0 | 0 | 0 | 0 | 0 | 0 | 0 | 0 | 0 | 0 | 0 | 0 | 17424.9008 | 17413.6481 | 17404.6432 | 17397.2545 | 17392.6788 | 17389.3765 | 17386.881 | 17384.9287 | 17383.3597 | 17382.0711 | 17380.0983 | 17378.1424 | 17376.4136 | 17374.9861 | 17373.885 | 17373.0163 | 17372.3273 | 17370.6479 | 17369.8944 | 17369.5402 | 17369.4162 | 17369.4455 | 17369.4455 | 17369.4455 | 17369.4455 | 9030.043 | 9024.2115 | 9019.5449 | 9015.7159 | 9013.3447 | 9011.6333 | 9010.3401 | 9009.3284 | 9008.5153 | 9007.8475 | 9006.8251 | 9005.8115 | 9004.9156 | 9004.1759 | 9003.6052 | 9003.155 | 9002.798 | 9001.9277 | 9001.5372 | 9001.3537 | 9001.2894 | 9001.3046 | 9001.3046 | 9001.3046 | 9001.3046 | 400
OR_Residential_LI - Single Family_Existing_Space Heating_Natural Gas_Furnace | OR | Residential | LI - Mobile Home | New | Water Heating | Natural Gas | Combined Boiler + DHW System | A | ORM353 | Gas space heating AFUE 80% and water heating baseline storage tank 40 gal | Combined tankless boiler unit for space and DHW | 21 | 35.4837 | 0 | 0 | 5368.77 | 0 | 0.25 | 0 | 0.30173 | 0.45 | household | 0% | 10% | Lost Opportunity | LO12Med | 85% | TBD | 0% | 17384.9221 |  | 9009.3249 |  | 0.010069 | CNGC Program Data | CNGC Program Data | AEG Calculated | Gas space heating AFUE 80% and water heating baseline storage tank 40 gal | Gas space heating AFUE 80% and water heating baseline storage tank 40 gal | Gas space heating AFUE 80% and water heating baseline storage tank 40 gal | Gas space heating AFUE 80% and water heating baseline storage tank 40 gal | Gas space heating AFUE 80% and water heating baseline storage tank 40 gal | Gas space heating AFUE 80% and water heating baseline storage tank 40 gal | Gas space heating AFUE 80% and water heating baseline storage tank 40 gal | Gas space heating AFUE 80% and water heating baseline storage tank 40 gal | Gas space heating AFUE 80% and water heating baseline storage tank 40 gal | Gas space heating AFUE 80% and water heating baseline storage tank 40 gal | Gas space heating AFUE 80% and water heating baseline storage tank 40 gal | Gas space heating AFUE 80% and water heating baseline storage tank 40 gal | Gas space heating AFUE 80% and water heating baseline storage tank 40 gal | Gas space heating AFUE 80% and water heating baseline storage tank 40 gal | Gas space heating AFUE 80% and water heating baseline storage tank 40 gal | Gas space heating AFUE 80% and water heating baseline storage tank 40 gal | Gas space heating AFUE 80% and water heating baseline storage tank 40 gal | Gas space heating AFUE 80% and water heating baseline storage tank 40 gal | Gas space heating AFUE 80% and water heating baseline storage tank 40 gal | Gas space heating AFUE 80% and water heating baseline storage tank 40 gal | Gas space heating AFUE 80% and water heating baseline storage tank 40 gal | Gas space heating AFUE 80% and water heating baseline storage tank 40 gal | Gas space heating AFUE 80% and water heating baseline storage tank 40 gal | Gas space heating AFUE 80% and water heating baseline storage tank 40 gal | Gas space heating AFUE 80% and water heating baseline storage tank 40 gal | Gas space heating AFUE 80% and water heating baseline storage tank 40 gal | Gas space heating AFUE 80% and water heating baseline storage tank 40 gal | Combined tankless boiler unit for space and DHW | Combined tankless boiler unit for space and DHW | Combined tankless boiler unit for space and DHW | Combined tankless boiler unit for space and DHW | Combined tankless boiler unit for space and DHW | Combined tankless boiler unit for space and DHW | Combined tankless boiler unit for space and DHW | Combined tankless boiler unit for space and DHW | Combined tankless boiler unit for space and DHW | Combined tankless boiler unit for space and DHW | Combined tankless boiler unit for space and DHW | Combined tankless boiler unit for space and DHW | Combined tankless boiler unit for space and DHW | Combined tankless boiler unit for space and DHW | Combined tankless boiler unit for space and DHW | Combined tankless boiler unit for space and DHW | Combined tankless boiler unit for space and DHW | Combined tankless boiler unit for space and DHW | Combined tankless boiler unit for space and DHW | Combined tankless boiler unit for space and DHW | Combined tankless boiler unit for space and DHW | Combined tankless boiler unit for space and DHW | Combined tankless boiler unit for space and DHW | Combined tankless boiler unit for space and DHW | Combined tankless boiler unit for space and DHW | Combined tankless boiler unit for space and DHW | Combined tankless boiler unit for space and DHW | 5368.77 | 5368.77 | 5368.77 | 5368.77 | 5368.77 | 5368.77 | 5368.77 | 5368.77 | 5368.77 | 5368.77 | 5368.77 | 5368.77 | 5368.77 | 5368.77 | 5368.77 | 5368.77 | 5368.77 | 5368.77 | 5368.77 | 5368.77 | 5368.77 | 5368.77 | 5368.77 | 5368.77 | 5368.77 | 5368.77 | 5368.77 | 0 | 0 | 35.385 | 35.2942 | 35.1913 | 35.0676 | 34.913 | 34.7314 | 34.5271 | 34.2999 | 34.0499 | 33.7849 | 33.5161 | 33.2499 | 32.9931 | 32.7507 | 32.5253 | 32.3233 | 32.1194 | 31.916 | 31.7111 | 31.5054 | 31.3048 | 31.1101 | 30.9215 | 30.7394 | 30.5648 | 0.01184 | 0.025494 | 0.03939 | 0.051757 | 0.063823 | 0.075436 | 0.084728 | 0.092132 | 0.098 | 0.10264 | 0.10631 | 0.10923 | 0.11157 | 0.11348 | 0.11506 | 0.11641 | 0.11653 | 0.11665 | 0.11676 | 0.11687 | 0.11736 | 0.1175 | 0.11767 | 0.11787 | 0.11809 | 0.01184 | 0.037304 | 0.076585 | 0.12807 | 0.19133 | 0.26577 | 0.34894 | 0.43877 | 0.53357 | 0.63206 | 0.73334 | 0.83675 | 0.94186 | 1.0484 | 1.1563 | 1.2655 | 1.374 | 1.482 | 1.5892 | 1.6958 | 1.8024 | 1.9087 | 2.0148 | 2.1208 | 2.2268 | 0.33462 | 0.72232 | 1.1193 | 1.4759 | 1.8281 | 2.172 | 2.4539 | 2.6861 | 2.8781 | 3.038 | 3.172 | 3.2852 | 3.3818 | 3.465 | 3.5375 | 3.6015 | 3.6281 | 3.655 | 3.6821 | 3.7095 | 3.7489 | 3.777 | 3.8056 | 3.8344 | 3.8637 | 0.33462 | 1.0569 | 2.1762 | 3.6522 | 5.4802 | 7.6522 | 10.1062 | 12.7922 | 15.6704 | 18.7084 | 21.8803 | 25.1655 | 28.5473 | 32.0123 | 35.5498 | 39.1512 | 42.7794 | 46.4343 | 50.1164 | 53.8258 | 57.5747 | 61.3517 | 65.1573 | 68.9917 | 72.8554 | 0.010069 | 0.02169 | 0.03353 | 0.044082 | 0.054396 | 0.064344 | 0.072336 | 0.078738 | 0.083848 | 0.087923 | 0.091183 | 0.093804 | 0.095932 | 0.097682 | 0.099148 | 0.10041 | 0.10062 | 0.10082 | 0.10102 | 0.10122 | 0.10175 | 0.10198 | 0.10222 | 0.10249 | 0.10278 | 0.010069 | 0.031738 | 0.065191 | 0.10908 | 0.16307 | 0.2267 | 0.2979 | 0.37499 | 0.45652 | 0.54144 | 0.62898 | 0.71857 | 0.80981 | 0.90247 | 0.99638 | 1.0916 | 1.1864 | 1.2809 | 1.375 | 1.4688 | 1.5626 | 1.6565 | 1.7503 | 1.8441 | 1.9381 | 0.28442 | 0.61397 | 0.95142 | 1.2545 | 1.5539 | 1.8462 | 2.0859 | 2.2832 | 2.4464 | 2.5823 | 2.6962 | 2.7924 | 2.8745 | 2.9452 | 3.0069 | 3.0613 | 3.0839 | 3.1067 | 3.1297 | 3.153 | 3.1865 | 3.2105 | 3.2347 | 3.2593 | 3.2841 | 0.28442 | 0.89839 | 1.8498 | 3.1044 | 4.6582 | 6.5044 | 8.5902 | 10.8734 | 13.3198 | 15.9021 | 18.5983 | 21.3907 | 24.2652 | 27.2104 | 30.2173 | 33.2785 | 36.3625 | 39.4692 | 42.5989 | 45.752 | 48.9385 | 52.149 | 55.3837 | 58.643 | 61.9271 | 0 | 0 | 0 | 0 | 0 | 0 | 0 | 0 | 0 | 0 | 0 | 0 | 0 | 0 | 0 | 0 | 0 | 0 | 0 | 0 | 0 | 0 | 0 | 0 | 0 | 0 | 0 | 0 | 0 | 0 | 0 | 0 | 0 | 0 | 0 | 0 | 0 | 0 | 0 | 0 | 0 | 0 | 0 | 0 | 0 | 0 | 0 | 0 | 0 | 0 | 0 | 0 | 0 | 0 | 0 | 0 | 0 | 0 | 0 | 0 | 0 | 0 | 0 | 0 | 0 | 0 | 0 | 0 | 0 | 0 | 0 | 0 | 0 | 0 | 0 | 0 | 0 | 0 | 0 | 0 | 0 | 0 | 0 | 0 | 0 | 0 | 0 | 0 | 0 | 0 | 0 | 0 | 0 | 0 | 0 | 0 | 0 | 0 | 0 | 0 | 0 | 0 | 0 | 0 | 0 | 0 | 0 | 0 | 0 | 0 | 0 | 0 | 0 | 0 | 0 | 0 | 0 | 0 | 0 | 0 | 0 | 0 | 0 | 0 | 0 | 0 | 0 | 0 | 0 | 0 | 0 | 0 | 0 | 0 | 0 | 0 | 0 | 0 | 0 | 0 | 0 | 0 | 0 | 0 | 0 | 0 | 0 | 0 | 0 | 0 | 0 | 0 | 0 | 0 | 0 | 0 | 0 | 0 | 0 | 0 | 0 | 0 | 0 | 0 | 0 | 0 | 0 | 0 | 0 | 0 | 0 | 0 | 0 | 0 | 0 | 0 | 0 | 0 | 0 | 0 | 0 | 0 | 0 | 0 | 0 | 0 | 0 | 0 | 0 | 0 | 0 | 0 | 0 | 0 | 0 | 0 | 0 | 0 | 0 | 0 | 17424.9008 | 17413.6481 | 17404.6432 | 17397.2545 | 17392.6788 | 17389.3765 | 17386.881 | 17384.9287 | 17383.3597 | 17382.0711 | 17380.0983 | 17378.1424 | 17376.4136 | 17374.9861 | 17373.885 | 17373.0163 | 17372.3273 | 17370.6479 | 17369.8944 | 17369.5402 | 17369.4162 | 17369.4455 | 17369.4455 | 17369.4455 | 17369.4455 | 9030.043 | 9024.2115 | 9019.5449 | 9015.7159 | 9013.3447 | 9011.6333 | 9010.3401 | 9009.3284 | 9008.5153 | 9007.8475 | 9006.8251 | 9005.8115 | 9004.9156 | 9004.1759 | 9003.6052 | 9003.155 | 9002.798 | 9001.9277 | 9001.5372 | 9001.3537 | 9001.2894 | 9001.3046 | 9001.3046 | 9001.3046 | 9001.3046 | 401
OR_Residential_LI - Single Family_Existing_Space Heating_Natural Gas_Furnace | OR | Residential | LI - Mobile Home | New | Space Heating | Natural Gas | HVAC - Energy Recovery Ventilator | A | ORM354 | None | Installed | 20 | 6.7049 | 0 | 0 | 2148.56 | 0 | 0.08 | 0 | 0.30173 | 0.45 | household | 0% | 15% | Retrofit | Retro3Slow | 84.16% | TBD | 0% | 27851.5503 |  | 14434.7362 |  | 0.000261 | DL20_RES_HRV-Heat-2021PLN-v2-2 | DL20_RES_HRV-Heat-2021PLN-v2-2 | DL20_RES_HRV-Heat-2021PLN-v2-1 | None | None | None | None | None | None | None | None | None | None | None | None | None | None | None | None | None | None | None | None | None | None | None | None | None | None | None | Installed | Installed | Installed | Installed | Installed | Installed | Installed | Installed | Installed | Installed | Installed | Installed | Installed | Installed | Installed | Installed | Installed | Installed | Installed | Installed | Installed | Installed | Installed | Installed | Installed | Installed | Installed | 2148.56 | 2148.56 | 2148.56 | 2148.56 | 2148.56 | 2148.56 | 2148.56 | 2148.56 | 2148.56 | 2148.56 | 2148.56 | 2148.56 | 2148.56 | 2148.56 | 2148.56 | 2148.56 | 2148.56 | 2148.56 | 2148.56 | 2148.56 | 2148.56 | 2148.56 | 2148.56 | 2148.56 | 2148.56 | 2148.56 | 2148.56 | 0 | 0 | 6.7395 | 7.697 | 8.1599 | 8.4003 | 8.5287 | 8.5905 | 8.6123 | 8.6119 | 8.6013 | 8.5907 | 8.5995 | 8.6243 | 8.6522 | 8.6805 | 8.7052 | 8.7245 | 8.7379 | 8.7457 | 8.7485 | 8.7469 | 8.7448 | 8.7423 | 8.7396 | 8.7366 | 8.7334 | 0.00030674 | 0.00081567 | 0.0023128 | 0.0052114 | 0.0098739 | 0.016269 | 0.023787 | 0.031325 | 0.037585 | 0.041472 | 0.042466 | 0.040568 | 0.03628 | 0.030491 | 0.024163 | 0.01811 | 0.012874 | 0.0087048 | 0.0056113 | 0.0040117 | 0 | 0 | 0 | 0 | 0 | 0.00030674 | 0.001166 | 0.0035489 | 0.0088648 | 0.018874 | 0.03528 | 0.059156 | 0.090479 | 0.12795 | 0.16927 | 0.21191 | 0.25309 | 0.29019 | 0.32163 | 0.3467 | 0.36558 | 0.37902 | 0.38806 | 0.3938 | 0.39774 | 0.39764 | 0.39753 | 0.3974 | 0.39727 | 0.39712 | 0.045514 | 0.10597 | 0.28343 | 0.62037 | 1.1577 | 1.8938 | 2.762 | 3.6374 | 4.3697 | 4.8276 | 4.9383 | 4.704 | 4.1931 | 3.5126 | 2.7756 | 2.0757 | 1.4734 | 0.99532 | 0.6414 | 0.45865 | 0 | 0 | 0 | 0 | 0 | 0.045514 | 0.15149 | 0.43492 | 1.0553 | 2.213 | 4.1069 | 6.8688 | 10.5062 | 14.8759 | 19.7035 | 24.6418 | 29.3457 | 33.5388 | 37.0514 | 39.8271 | 41.9028 | 43.3762 | 44.3715 | 45.0129 | 45.4716 | 45.4716 | 45.4716 | 45.4716 | 45.4716 | 45.4716 | 0.000261 | 0.00069478 | 0.0019723 | 0.0044495 | 0.0084415 | 0.013929 | 0.020398 | 0.026903 | 0.032325 | 0.035711 | 0.0366 | 0.034985 | 0.031299 | 0.026311 | 0.020854 | 0.015633 | 0.011117 | 0.0075185 | 0.0048481 | 0.0034674 | 0 | 0 | 0 | 0 | 0 | 0.000261 | 0.00099318 | 0.0030264 | 0.0075689 | 0.016136 | 0.030206 | 0.050727 | 0.077706 | 0.11005 | 0.14575 | 0.18263 | 0.21826 | 0.25035 | 0.27753 | 0.29923 | 0.31559 | 0.32727 | 0.33517 | 0.34024 | 0.34377 | 0.3438 | 0.34381 | 0.3438 | 0.34377 | 0.34373 | 0.038687 | 0.090077 | 0.24092 | 0.52732 | 0.98407 | 1.6098 | 2.3477 | 3.0918 | 3.7142 | 4.1034 | 4.1975 | 3.9984 | 3.5641 | 2.9857 | 2.3593 | 1.7644 | 1.2524 | 0.84602 | 0.54519 | 0.38985 | 0 | 0 | 0 | 0 | 0 | 0.038687 | 0.12876 | 0.36968 | 0.897 | 1.8811 | 3.4908 | 5.8385 | 8.9303 | 12.6445 | 16.748 | 20.9455 | 24.9439 | 28.508 | 31.4937 | 33.853 | 35.6174 | 36.8698 | 37.7158 | 38.261 | 38.6508 | 38.6508 | 38.6508 | 38.6508 | 38.6508 | 38.6508 | 0 | 0 | 0 | 0 | 0 | 0 | 0 | 0 | 0 | 0 | 0 | 0 | 0 | 0 | 0 | 0 | 0 | 0 | 0 | 0 | 0 | 0 | 0 | 0 | 0 | 0 | 0 | 0 | 0 | 0 | 0 | 0 | 0 | 0 | 0 | 0 | 0 | 0 | 0 | 0 | 0 | 0 | 0 | 0 | 0 | 0 | 0 | 0 | 0 | 0 | 0 | 0 | 0 | 0 | 0 | 0 | 0 | 0 | 0 | 0 | 0 | 0 | 0 | 0 | 0 | 0 | 0 | 0 | 0 | 0 | 0 | 0 | 0 | 0 | 0 | 0 | 0 | 0 | 0 | 0 | 0 | 0 | 0 | 0 | 0 | 0 | 0 | 0 | 0 | 0 | 0 | 0 | 0 | 0 | 0 | 0 | 0 | 0 | 0 | 0 | 0 | 0 | 0 | 0 | 0 | 0 | 0 | 0 | 0 | 0 | 0 | 0 | 0 | 0 | 0 | 0 | 0 | 0 | 0 | 0 | 0 | 0 | 0 | 0 | 0 | 0 | 0 | 0 | 0 | 0 | 0 | 0 | 0 | 0 | 0 | 0 | 0 | 0 | 0 | 0 | 0 | 0 | 0 | 0 | 0 | 0 | 0 | 0 | 0 | 0 | 0 | 0 | 0 | 0 | 0 | 0 | 0 | 0 | 0 | 0 | 0 | 0 | 0 | 0 | 0 | 0 | 0 | 0 | 0 | 0 | 0 | 0 | 0 | 0 | 0 | 0 | 0 | 0 | 0 | 0 | 0 | 0 | 0 | 0 | 0 | 0 | 0 | 0 | 0 | 0 | 0 | 0 | 0 | 0 | 0 | 0 | 0 | 0 | 0 | 0 | 37496.4903 | 32591.302 | 30500.5985 | 29380.7191 | 28682.006 | 28197.8988 | 27842.704 | 27570.9929 | 27356.4385 | 27182.7307 | 26998.5058 | 26819.1884 | 26670.4756 | 26545.6875 | 26439.9238 | 26349.5099 | 26271.6432 | 26204.1464 | 26145.3034 | 26093.7443 | 26048.3628 | 26008.2565 | 25972.6823 | 25941.0237 | 25912.7646 | 19433.4585 | 16891.2266 | 15807.6692 | 15227.2648 | 14865.1399 | 14614.2396 | 14430.1514 | 14289.3306 | 14178.1326 | 14088.1043 | 13992.6254 | 13899.6898 | 13822.6158 | 13757.9414 | 13703.1268 | 13656.2676 | 13615.9114 | 13580.9295 | 13550.4327 | 13523.711 | 13500.1909 | 13479.4048 | 13460.9677 | 13444.5598 | 13429.9139 | 402
OR_Residential_LI - Single Family_Existing_Space Heating_Natural Gas_Furnace | OR | Residential | LI - Mobile Home | New | Space Heating | Natural Gas | Connected Thermostat - ENERGY STAR (1.0) | A | ORM355 | Programmable Thermostat | Networked Thermostat Installed | 15 | 26.642 | 0 | 0 | 299.65 | 0 | 0 | 0 | 0 | 0.45 | household | 10% | 100% | Retrofit | Retro5Med | 81.71% | TBD | 0% | 0 |  | 0 |  | 0 | Avista TRM - 07.01.21 - G Web Tstat Gas Cont | Avista TRM - 07.01.21 - G Web Tstat Gas Cont | Avista TRM - 07.01.21 - G Web Tstat Gas Cont | Programmable Thermostat | Programmable Thermostat | Programmable Thermostat | Programmable Thermostat | Programmable Thermostat | Programmable Thermostat | Programmable Thermostat | Programmable Thermostat | Programmable Thermostat | Programmable Thermostat | Programmable Thermostat | Programmable Thermostat | Programmable Thermostat | Programmable Thermostat | Programmable Thermostat | Programmable Thermostat | Programmable Thermostat | Programmable Thermostat | Programmable Thermostat | Programmable Thermostat | Programmable Thermostat | Programmable Thermostat | Programmable Thermostat | Programmable Thermostat | Programmable Thermostat | Programmable Thermostat | Programmable Thermostat | Networked Thermostat Installed | Networked Thermostat Installed | Networked Thermostat Installed | Networked Thermostat Installed | Networked Thermostat Installed | Networked Thermostat Installed | Networked Thermostat Installed | Networked Thermostat Installed | Networked Thermostat Installed | Networked Thermostat Installed | Networked Thermostat Installed | Networked Thermostat Installed | Networked Thermostat Installed | Networked Thermostat Installed | Networked Thermostat Installed | Networked Thermostat Installed | Networked Thermostat Installed | Networked Thermostat Installed | Networked Thermostat Installed | Networked Thermostat Installed | Networked Thermostat Installed | Networked Thermostat Installed | Networked Thermostat Installed | Networked Thermostat Installed | Networked Thermostat Installed | Networked Thermostat Installed | Networked Thermostat Installed | 299.65 | 299.65 | 299.65 | 299.65 | 299.65 | 299.65 | 299.65 | 299.65 | 299.65 | 299.65 | 299.65 | 299.65 | 299.65 | 299.65 | 299.65 | 299.65 | 299.65 | 299.65 | 299.65 | 299.65 | 299.65 | 299.65 | 299.65 | 299.65 | 299.65 | 299.65 | 299.65 | 0 | 0 | 0 | 0 | 0 | 0 | 0 | 0 | 0 | 0 | 0 | 0 | 0 | 0 | 0 | 0 | 0 | 0 | 0 | 0 | 0 | 0 | 0 | 0 | 0 | 0 | 0 | 0 | 0 | 0 | 0 | 0 | 0 | 0 | 0 | 0 | 0 | 0 | 0 | 0 | 0 | 0 | 0 | 0 | 0 | 0 | 0 | 0 | 0 | 0 | 0 | 0 | 0 | 0 | 0 | 0 | 0 | 0 | 0 | 0 | 0 | 0 | 0 | 0 | 0 | 0 | 0 | 0 | 0 | 0 | 0 | 0 | 0 | 0 | 0 | 0 | 0 | 0.0387 | 0.047517 | 0.058147 | 0.0675 | 0.076992 | 0.090013 | 0.098746 | 0.10088 | 0.095063 | 0.081715 | 0.063235 | 0.04185 | 0.0243 | 0.0117 | 0.00495 | 0 | 0 | 0 | 0 | 0 | 0 | 0 | 0 | 0 | 0 | 0.0387 | 0.086217 | 0.14436 | 0.21186 | 0.28886 | 0.37887 | 0.47762 | 0.57849 | 0.67356 | 0.75527 | 0.81851 | 0.86036 | 0.88466 | 0.89636 | 0.90131 | 0.90131 | 0.90131 | 0.90131 | 0.90131 | 0.90131 | 0.90131 | 0.90131 | 0.90131 | 0.90131 | 0.90131 | 0 | 0 | 0 | 0 | 0 | 0 | 0 | 0 | 0 | 0 | 0 | 0 | 0 | 0 | 0 | 0 | 0 | 0 | 0 | 0 | 0 | 0 | 0 | 0 | 0 | 0 | 0 | 0 | 0 | 0 | 0 | 0 | 0 | 0 | 0 | 0 | 0 | 0 | 0 | 0 | 0 | 0 | 0 | 0 | 0 | 0 | 0 | 0 | 0 | 0 | 0.032895 | 0.04039 | 0.049425 | 0.057375 | 0.065443 | 0.076511 | 0.083934 | 0.085745 | 0.080804 | 0.069458 | 0.053749 | 0.035572 | 0.020655 | 0.009945 | 0.0042075 | 0 | 0 | 0 | 0 | 0 | 0 | 0 | 0 | 0 | 0 | 0.032895 | 0.073285 | 0.12271 | 0.18009 | 0.24553 | 0.32204 | 0.40597 | 0.49172 | 0.57252 | 0.64198 | 0.69573 | 0.7313 | 0.75196 | 0.7619 | 0.76611 | 0.76611 | 0.76611 | 0.76611 | 0.76611 | 0.76611 | 0.76611 | 0.76611 | 0.76611 | 0.76611 | 0.76611 | 0 | 0 | 0 | 0 | 0 | 0 | 0 | 0 | 0 | 0 | 0 | 0 | 0 | 0 | 0 | 0 | 0 | 0 | 0 | 0 | 0 | 0 | 0 | 0 | 0 | 0 | 0 | 0 | 0 | 0 | 0 | 0 | 0 | 0 | 0 | 0 | 0 | 0 | 0 | 0 | 0 | 0 | 0 | 0 | 0 | 0 | 0 | 0 | 0 | 0 | 0 | 0 | 0 | 0 | 0 | 0 | 0 | 0 | 0 | 0 | 0 | 0 | 0 | 0 | 0 | 0 | 0 | 0 | 0 | 0 | 0 | 0 | 0 | 0 | 0 | 0 | 0 | 0 | 0 | 0 | 0 | 0 | 0 | 0 | 0 | 0 | 0 | 0 | 0 | 0 | 0 | 0 | 0 | 0 | 0 | 0 | 0 | 0 | 0 | 0 | 0 | 0 | 0 | 0 | 0 | 0 | 0 | 0 | 0 | 0 | 0 | 0 | 0 | 0 | 0 | 0 | 0 | 0 | 0 | 0 | 0 | 0 | 0 | 0 | 0 | 0 | 0 | 0 | 0 | 0 | 0 | 0 | 0 | 0 | 0 | 0 | 0 | 0 | 0 | 0 | 0 | 0 | 0 | 0 | 0 | 0 | 0 | 0 | 0 | 0 | 0 | 0 | 0 | 0 | 0 | 0 | 0 | 0 | 0 | 0 | 0 | 0 | 0 | 0 | 0 | 0 | 0 | 0 | 0 | 0 | 0 | 0 | 0 | 0 | 0 | 0 | 0 | 0 | 0 | 0 | 0 | 0 | 0 | 0 | 0 | 0 | 0 | 0 | 0 | 0 | 0 | 0 | 0 | 0 | 0 | 0 | 0 | 0 | 0 | 0 | 0 | 0 | 0 | 0 | 0 | 0 | 0 | 0 | 0 | 0 | 0 | 0 | 0 | 0 | 0 | 0 | 0 | 0 | 0 | 0 | 0 | 0 | 0 | 0 | 0 | 0 | 0 | 0 | 0 | 0 | 0 | 0 | 0 | 0 | 0 | 0 | 0 | 0 | 0 | 0 | 0 | 0 | 0 | 0 | 0 | 0 | 0 | 0 | 0 | 0 | 403
OR_Residential_LI - Single Family_Existing_Space Heating_Natural Gas_Furnace | OR | Residential | LI - Mobile Home | New | Space Heating | Natural Gas | Home Energy Management System (HEMS) | A | ORM356 | No Controls | Networked Controls Installed | 15 | 25.1016 | 0 | 0 | 1945.72 | 0 | 0.85 | 0 | 0.30173 | 0.45 | household | 0.2% | 20% | Retrofit | Retro5Med | 81.71% | TBD | 0% | 0 |  | 0 |  | 0 | NYSERDA HEMS Pilot | NYSERDA HEMS Pilot | RTF Workbook - ResConnectedTstats_v3_0 | No Controls | No Controls | No Controls | No Controls | No Controls | No Controls | No Controls | No Controls | No Controls | No Controls | No Controls | No Controls | No Controls | No Controls | No Controls | No Controls | No Controls | No Controls | No Controls | No Controls | No Controls | No Controls | No Controls | No Controls | No Controls | No Controls | No Controls | Networked Controls Installed | Networked Controls Installed | Networked Controls Installed | Networked Controls Installed | Networked Controls Installed | Networked Controls Installed | Networked Controls Installed | Networked Controls Installed | Networked Controls Installed | Networked Controls Installed | Networked Controls Installed | Networked Controls Installed | Networked Controls Installed | Networked Controls Installed | Networked Controls Installed | Networked Controls Installed | Networked Controls Installed | Networked Controls Installed | Networked Controls Installed | Networked Controls Installed | Networked Controls Installed | Networked Controls Installed | Networked Controls Installed | Networked Controls Installed | Networked Controls Installed | Networked Controls Installed | Networked Controls Installed | 1945.72 | 1945.72 | 1945.72 | 1945.72 | 1945.72 | 1945.72 | 1945.72 | 1945.72 | 1945.72 | 1945.72 | 1945.72 | 1945.72 | 1945.72 | 1945.72 | 1945.72 | 1945.72 | 1945.72 | 1945.72 | 1945.72 | 1945.72 | 1945.72 | 1945.72 | 1945.72 | 1945.72 | 1945.72 | 1945.72 | 1945.72 | 0 | 0 | 0 | 0 | 0 | 0 | 0 | 0 | 0 | 0 | 0 | 0 | 0 | 0 | 0 | 0 | 0 | 0 | 0 | 0 | 0 | 0 | 0 | 0 | 0 | 0 | 0 | 0 | 0 | 0 | 0 | 0 | 0 | 0 | 0 | 0 | 0 | 0 | 0 | 0 | 0 | 0 | 0 | 0 | 0 | 0 | 0 | 0 | 0 | 0 | 0 | 0 | 0 | 0 | 0 | 0 | 0 | 0 | 0 | 0 | 0 | 0 | 0 | 0 | 0 | 0 | 0 | 0 | 0 | 0 | 0 | 0 | 0 | 0 | 0 | 0 | 0 | 0.008514 | 0.010454 | 0.012792 | 0.01485 | 0.016938 | 0.019803 | 0.021724 | 0.022193 | 0.020914 | 0.017977 | 0.013912 | 0.009207 | 0.005346 | 0.002574 | 0.001089 | 0 | 0 | 0 | 0 | 0 | 0 | 0 | 0 | 0 | 0 | 0.008514 | 0.018968 | 0.03176 | 0.04661 | 0.063549 | 0.083351 | 0.10508 | 0.12727 | 0.14818 | 0.16616 | 0.18007 | 0.18928 | 0.19462 | 0.1972 | 0.19829 | 0.19829 | 0.19829 | 0.19829 | 0.19829 | 0.19829 | 0.19829 | 0.19829 | 0.19829 | 0.19829 | 0.19829 | 0 | 0 | 0 | 0 | 0 | 0 | 0 | 0 | 0 | 0 | 0 | 0 | 0 | 0 | 0 | 0 | 0 | 0 | 0 | 0 | 0 | 0 | 0 | 0 | 0 | 0 | 0 | 0 | 0 | 0 | 0 | 0 | 0 | 0 | 0 | 0 | 0 | 0 | 0 | 0 | 0 | 0 | 0 | 0 | 0 | 0 | 0 | 0 | 0 | 0 | 0.0072369 | 0.0088858 | 0.010874 | 0.012623 | 0.014398 | 0.016832 | 0.018465 | 0.018864 | 0.017777 | 0.015281 | 0.011825 | 0.0078259 | 0.0045441 | 0.0021879 | 0.00092565 | 0 | 0 | 0 | 0 | 0 | 0 | 0 | 0 | 0 | 0 | 0.0072369 | 0.016123 | 0.026996 | 0.039619 | 0.054016 | 0.070849 | 0.089314 | 0.10818 | 0.12595 | 0.14124 | 0.15306 | 0.16089 | 0.16543 | 0.16762 | 0.16854 | 0.16854 | 0.16854 | 0.16854 | 0.16854 | 0.16854 | 0.16854 | 0.16854 | 0.16854 | 0.16854 | 0.16854 | 0 | 0 | 0 | 0 | 0 | 0 | 0 | 0 | 0 | 0 | 0 | 0 | 0 | 0 | 0 | 0 | 0 | 0 | 0 | 0 | 0 | 0 | 0 | 0 | 0 | 0 | 0 | 0 | 0 | 0 | 0 | 0 | 0 | 0 | 0 | 0 | 0 | 0 | 0 | 0 | 0 | 0 | 0 | 0 | 0 | 0 | 0 | 0 | 0 | 0 | 0 | 0 | 0 | 0 | 0 | 0 | 0 | 0 | 0 | 0 | 0 | 0 | 0 | 0 | 0 | 0 | 0 | 0 | 0 | 0 | 0 | 0 | 0 | 0 | 0 | 0 | 0 | 0 | 0 | 0 | 0 | 0 | 0 | 0 | 0 | 0 | 0 | 0 | 0 | 0 | 0 | 0 | 0 | 0 | 0 | 0 | 0 | 0 | 0 | 0 | 0 | 0 | 0 | 0 | 0 | 0 | 0 | 0 | 0 | 0 | 0 | 0 | 0 | 0 | 0 | 0 | 0 | 0 | 0 | 0 | 0 | 0 | 0 | 0 | 0 | 0 | 0 | 0 | 0 | 0 | 0 | 0 | 0 | 0 | 0 | 0 | 0 | 0 | 0 | 0 | 0 | 0 | 0 | 0 | 0 | 0 | 0 | 0 | 0 | 0 | 0 | 0 | 0 | 0 | 0 | 0 | 0 | 0 | 0 | 0 | 0 | 0 | 0 | 0 | 0 | 0 | 0 | 0 | 0 | 0 | 0 | 0 | 0 | 0 | 0 | 0 | 0 | 0 | 0 | 0 | 0 | 0 | 0 | 0 | 0 | 0 | 0 | 0 | 0 | 0 | 0 | 0 | 0 | 0 | 0 | 0 | 0 | 0 | 0 | 0 | 0 | 0 | 0 | 0 | 0 | 0 | 0 | 0 | 0 | 0 | 0 | 0 | 0 | 0 | 0 | 0 | 0 | 0 | 0 | 0 | 0 | 0 | 0 | 0 | 0 | 0 | 0 | 0 | 0 | 0 | 0 | 0 | 0 | 0 | 0 | 0 | 0 | 0 | 0 | 0 | 0 | 0 | 0 | 0 | 0 | 0 | 0 | 0 | 0 | 0 | 404
OR_Residential_LI - Single Family_Existing_Space Heating_Natural Gas_Furnace | OR | Residential | LI - Mobile Home | New | Water Heating | Natural Gas | Home Energy Management System (HEMS) | A | ORM357 | No Controls | Networked Controls Installed | 15 | 0 | 0 | 0 | 1945.72 | 0 | 0.85 | 0 | 0.30173 | 0.45 | household | 0.2% | 20% | Retrofit | Retro5Med | 81.71% | TBD | 0% | 0 |  | 0 |  | 0 | NYSERDA HEMS Pilot | NYSERDA HEMS Pilot | NYSERDA HEMS Pilot | No Controls | No Controls | No Controls | No Controls | No Controls | No Controls | No Controls | No Controls | No Controls | No Controls | No Controls | No Controls | No Controls | No Controls | No Controls | No Controls | No Controls | No Controls | No Controls | No Controls | No Controls | No Controls | No Controls | No Controls | No Controls | No Controls | No Controls | Networked Controls Installed | Networked Controls Installed | Networked Controls Installed | Networked Controls Installed | Networked Controls Installed | Networked Controls Installed | Networked Controls Installed | Networked Controls Installed | Networked Controls Installed | Networked Controls Installed | Networked Controls Installed | Networked Controls Installed | Networked Controls Installed | Networked Controls Installed | Networked Controls Installed | Networked Controls Installed | Networked Controls Installed | Networked Controls Installed | Networked Controls Installed | Networked Controls Installed | Networked Controls Installed | Networked Controls Installed | Networked Controls Installed | Networked Controls Installed | Networked Controls Installed | Networked Controls Installed | Networked Controls Installed | 1945.72 | 1945.72 | 1945.72 | 1945.72 | 1945.72 | 1945.72 | 1945.72 | 1945.72 | 1945.72 | 1945.72 | 1945.72 | 1945.72 | 1945.72 | 1945.72 | 1945.72 | 1945.72 | 1945.72 | 1945.72 | 1945.72 | 1945.72 | 1945.72 | 1945.72 | 1945.72 | 1945.72 | 1945.72 | 1945.72 | 1945.72 | 0 | 0 | 0 | 0 | 0 | 0 | 0 | 0 | 0 | 0 | 0 | 0 | 0 | 0 | 0 | 0 | 0 | 0 | 0 | 0 | 0 | 0 | 0 | 0 | 0 | 0 | 0 | 0 | 0 | 0 | 0 | 0 | 0 | 0 | 0 | 0 | 0 | 0 | 0 | 0 | 0 | 0 | 0 | 0 | 0 | 0 | 0 | 0 | 0 | 0 | 0 | 0 | 0 | 0 | 0 | 0 | 0 | 0 | 0 | 0 | 0 | 0 | 0 | 0 | 0 | 0 | 0 | 0 | 0 | 0 | 0 | 0 | 0 | 0 | 0 | 0 | 0 | 0.37546 | 0.68112 | 1.1118 | 1.6101 | 2.1976 | 2.9944 | 3.7546 | 4.3187 | 4.5284 | 4.2895 | 3.6288 | 2.6078 | 1.6348 | 0.84563 | 0.3827 | 0 | 0 | 0 | 0 | 0 | 0 | 0 | 0 | 0 | 0 | 0.37546 | 1.0566 | 2.1684 | 3.7785 | 5.9761 | 8.9705 | 12.7251 | 17.0438 | 21.5722 | 25.8617 | 29.4905 | 32.0983 | 33.7331 | 34.5787 | 34.9614 | 34.9614 | 34.9614 | 34.9614 | 34.9614 | 34.9614 | 34.9614 | 34.9614 | 34.9614 | 34.9614 | 34.9614 | 0 | 0 | 0 | 0 | 0 | 0 | 0 | 0 | 0 | 0 | 0 | 0 | 0 | 0 | 0 | 0 | 0 | 0 | 0 | 0 | 0 | 0 | 0 | 0 | 0 | 0 | 0 | 0 | 0 | 0 | 0 | 0 | 0 | 0 | 0 | 0 | 0 | 0 | 0 | 0 | 0 | 0 | 0 | 0 | 0 | 0 | 0 | 0 | 0 | 0 | 0.31914 | 0.57896 | 0.94501 | 1.3686 | 1.868 | 2.5453 | 3.1914 | 3.6709 | 3.8491 | 3.6461 | 3.0844 | 2.2166 | 1.3896 | 0.71879 | 0.32529 | 0 | 0 | 0 | 0 | 0 | 0 | 0 | 0 | 0 | 0 | 0.31914 | 0.8981 | 1.8431 | 3.2117 | 5.0797 | 7.625 | 10.8163 | 14.4873 | 18.3364 | 21.9824 | 25.0669 | 27.2835 | 28.6731 | 29.3919 | 29.7172 | 29.7172 | 29.7172 | 29.7172 | 29.7172 | 29.7172 | 29.7172 | 29.7172 | 29.7172 | 29.7172 | 29.7172 | 0 | 0 | 0 | 0 | 0 | 0 | 0 | 0 | 0 | 0 | 0 | 0 | 0 | 0 | 0 | 0 | 0 | 0 | 0 | 0 | 0 | 0 | 0 | 0 | 0 | 0 | 0 | 0 | 0 | 0 | 0 | 0 | 0 | 0 | 0 | 0 | 0 | 0 | 0 | 0 | 0 | 0 | 0 | 0 | 0 | 0 | 0 | 0 | 0 | 0 | 0 | 0 | 0 | 0 | 0 | 0 | 0 | 0 | 0 | 0 | 0 | 0 | 0 | 0 | 0 | 0 | 0 | 0 | 0 | 0 | 0 | 0 | 0 | 0 | 0 | 0 | 0 | 0 | 0 | 0 | 0 | 0 | 0 | 0 | 0 | 0 | 0 | 0 | 0 | 0 | 0 | 0 | 0 | 0 | 0 | 0 | 0 | 0 | 0 | 0 | 0 | 0 | 0 | 0 | 0 | 0 | 0 | 0 | 0 | 0 | 0 | 0 | 0 | 0 | 0 | 0 | 0 | 0 | 0 | 0 | 0 | 0 | 0 | 0 | 0 | 0 | 0 | 0 | 0 | 0 | 0 | 0 | 0 | 0 | 0 | 0 | 0 | 0 | 0 | 0 | 0 | 0 | 0 | 0 | 0 | 0 | 0 | 0 | 0 | 0 | 0 | 0 | 0 | 0 | 0 | 0 | 0 | 0 | 0 | 0 | 0 | 0 | 0 | 0 | 0 | 0 | 0 | 0 | 0 | 0 | 0 | 0 | 0 | 0 | 0 | 0 | 0 | 0 | 0 | 0 | 0 | 0 | 0 | 0 | 0 | 0 | 0 | 0 | 0 | 0 | 0 | 0 | 0 | 0 | 0 | 0 | 0 | 0 | 0 | 0 | 0 | 0 | 0 | 0 | 0 | 0 | 0 | 0 | 0 | 0 | 0 | 0 | 0 | 0 | 0 | 0 | 0 | 0 | 0 | 0 | 0 | 0 | 0 | 0 | 0 | 0 | 0 | 0 | 0 | 0 | 0 | 0 | 0 | 0 | 0 | 0 | 0 | 0 | 0 | 0 | 0 | 0 | 0 | 0 | 0 | 0 | 0 | 0 | 0 | 0 | 405
OR_Residential_LI - Single Family_Existing_Space Heating_Natural Gas_Furnace | OR | Residential | LI - Mobile Home | New | Appliances | Natural Gas | Home Energy Management System (HEMS) | A | ORM358 | No Controls | Networked Controls Installed | 15 | 0 | 0 | 0 | 1945.72 | 0 | 0.85 | 0 | 0.30173 | 0.45 | household | 0.2% | 20% | Retrofit | Retro5Med | 81.71% | TBD | 0% | 0 |  | 0 |  | 0 | NYSERDA HEMS Pilot | NYSERDA HEMS Pilot | NYSERDA HEMS Pilot | No Controls | No Controls | No Controls | No Controls | No Controls | No Controls | No Controls | No Controls | No Controls | No Controls | No Controls | No Controls | No Controls | No Controls | No Controls | No Controls | No Controls | No Controls | No Controls | No Controls | No Controls | No Controls | No Controls | No Controls | No Controls | No Controls | No Controls | Networked Controls Installed | Networked Controls Installed | Networked Controls Installed | Networked Controls Installed | Networked Controls Installed | Networked Controls Installed | Networked Controls Installed | Networked Controls Installed | Networked Controls Installed | Networked Controls Installed | Networked Controls Installed | Networked Controls Installed | Networked Controls Installed | Networked Controls Installed | Networked Controls Installed | Networked Controls Installed | Networked Controls Installed | Networked Controls Installed | Networked Controls Installed | Networked Controls Installed | Networked Controls Installed | Networked Controls Installed | Networked Controls Installed | Networked Controls Installed | Networked Controls Installed | Networked Controls Installed | Networked Controls Installed | 1945.72 | 1945.72 | 1945.72 | 1945.72 | 1945.72 | 1945.72 | 1945.72 | 1945.72 | 1945.72 | 1945.72 | 1945.72 | 1945.72 | 1945.72 | 1945.72 | 1945.72 | 1945.72 | 1945.72 | 1945.72 | 1945.72 | 1945.72 | 1945.72 | 1945.72 | 1945.72 | 1945.72 | 1945.72 | 1945.72 | 1945.72 | 0 | 0 | 0 | 0 | 0 | 0 | 0 | 0 | 0 | 0 | 0 | 0 | 0 | 0 | 0 | 0 | 0 | 0 | 0 | 0 | 0 | 0 | 0 | 0 | 0 | 0 | 0 | 0 | 0 | 0 | 0 | 0 | 0 | 0 | 0 | 0 | 0 | 0 | 0 | 0 | 0 | 0 | 0 | 0 | 0 | 0 | 0 | 0 | 0 | 0 | 0 | 0 | 0 | 0 | 0 | 0 | 0 | 0 | 0 | 0 | 0 | 0 | 0 | 0 | 0 | 0 | 0 | 0 | 0 | 0 | 0 | 0 | 0 | 0 | 0 | 0 | 0 | 0.58886 | 1.0682 | 1.7436 | 2.525 | 3.4463 | 4.6956 | 5.8874 | 6.7718 | 7.1004 | 6.7256 | 5.6894 | 4.0886 | 2.563 | 1.3257 | 0.59994 | 0 | 0 | 0 | 0 | 0 | 0 | 0 | 0 | 0 | 0 | 0.58886 | 1.6571 | 3.4006 | 5.9256 | 9.3719 | 14.0675 | 19.9549 | 26.7267 | 33.8271 | 40.5527 | 46.2421 | 50.3307 | 52.8938 | 54.2195 | 54.8194 | 54.8194 | 54.8194 | 54.8194 | 54.8194 | 54.8194 | 54.8194 | 54.8194 | 54.8194 | 54.8194 | 54.8194 | 0 | 0 | 0 | 0 | 0 | 0 | 0 | 0 | 0 | 0 | 0 | 0 | 0 | 0 | 0 | 0 | 0 | 0 | 0 | 0 | 0 | 0 | 0 | 0 | 0 | 0 | 0 | 0 | 0 | 0 | 0 | 0 | 0 | 0 | 0 | 0 | 0 | 0 | 0 | 0 | 0 | 0 | 0 | 0 | 0 | 0 | 0 | 0 | 0 | 0 | 0.50053 | 0.90798 | 1.482 | 2.1462 | 2.9293 | 3.9913 | 5.0043 | 5.756 | 6.0353 | 5.7167 | 4.836 | 3.4753 | 2.1786 | 1.1269 | 0.50995 | 0 | 0 | 0 | 0 | 0 | 0 | 0 | 0 | 0 | 0 | 0.50053 | 1.4085 | 2.8905 | 5.0368 | 7.9661 | 11.9574 | 16.9617 | 22.7177 | 28.7531 | 34.4698 | 39.3058 | 42.7811 | 44.9597 | 46.0866 | 46.5965 | 46.5965 | 46.5965 | 46.5965 | 46.5965 | 46.5965 | 46.5965 | 46.5965 | 46.5965 | 46.5965 | 46.5965 | 0 | 0 | 0 | 0 | 0 | 0 | 0 | 0 | 0 | 0 | 0 | 0 | 0 | 0 | 0 | 0 | 0 | 0 | 0 | 0 | 0 | 0 | 0 | 0 | 0 | 0 | 0 | 0 | 0 | 0 | 0 | 0 | 0 | 0 | 0 | 0 | 0 | 0 | 0 | 0 | 0 | 0 | 0 | 0 | 0 | 0 | 0 | 0 | 0 | 0 | 0 | 0 | 0 | 0 | 0 | 0 | 0 | 0 | 0 | 0 | 0 | 0 | 0 | 0 | 0 | 0 | 0 | 0 | 0 | 0 | 0 | 0 | 0 | 0 | 0 | 0 | 0 | 0 | 0 | 0 | 0 | 0 | 0 | 0 | 0 | 0 | 0 | 0 | 0 | 0 | 0 | 0 | 0 | 0 | 0 | 0 | 0 | 0 | 0 | 0 | 0 | 0 | 0 | 0 | 0 | 0 | 0 | 0 | 0 | 0 | 0 | 0 | 0 | 0 | 0 | 0 | 0 | 0 | 0 | 0 | 0 | 0 | 0 | 0 | 0 | 0 | 0 | 0 | 0 | 0 | 0 | 0 | 0 | 0 | 0 | 0 | 0 | 0 | 0 | 0 | 0 | 0 | 0 | 0 | 0 | 0 | 0 | 0 | 0 | 0 | 0 | 0 | 0 | 0 | 0 | 0 | 0 | 0 | 0 | 0 | 0 | 0 | 0 | 0 | 0 | 0 | 0 | 0 | 0 | 0 | 0 | 0 | 0 | 0 | 0 | 0 | 0 | 0 | 0 | 0 | 0 | 0 | 0 | 0 | 0 | 0 | 0 | 0 | 0 | 0 | 0 | 0 | 0 | 0 | 0 | 0 | 0 | 0 | 0 | 0 | 0 | 0 | 0 | 0 | 0 | 0 | 0 | 0 | 0 | 0 | 0 | 0 | 0 | 0 | 0 | 0 | 0 | 0 | 0 | 0 | 0 | 0 | 0 | 0 | 0 | 0 | 0 | 0 | 0 | 0 | 0 | 0 | 0 | 0 | 0 | 0 | 0 | 0 | 0 | 0 | 0 | 0 | 0 | 0 | 0 | 0 | 0 | 0 | 0 | 0 | 406
OR_Residential_LI - Single Family_Existing_Space Heating_Natural Gas_Furnace | OR | Residential | LI - Mobile Home | New | Space Heating | Natural Gas | Gas Furnace - Maintenance | A | ORM359 | Degraded efficiency 10% below nameplate | Restored to nameplate 80% AFUE | 3 | 0 | 0 | 0 | 76.12 | 0 | 0 | 0 | 0.30173 | 0.25 | household | 0% | 0% | Retrofit | RetroEven20 | 80.75% | TBD | 0% | 0 |  | 0 |  | 0 | IL TRM - 5.3.13 - RS-HVC-FTUN-V06-200101 | GFURN_MNT-Heating-MNTRM-v2.1-1 | IL TRM - 5.3.13 - RS-HVC-FTUN-V06-200101 | Degraded efficiency 10% below nameplate | Degraded efficiency 10% below nameplate | Degraded efficiency 10% below nameplate | Degraded efficiency 10% below nameplate | Degraded efficiency 10% below nameplate | Degraded efficiency 10% below nameplate | Degraded efficiency 10% below nameplate | Degraded efficiency 10% below nameplate | Degraded efficiency 10% below nameplate | Degraded efficiency 10% below nameplate | Degraded efficiency 10% below nameplate | Degraded efficiency 10% below nameplate | Degraded efficiency 10% below nameplate | Degraded efficiency 10% below nameplate | Degraded efficiency 10% below nameplate | Degraded efficiency 10% below nameplate | Degraded efficiency 10% below nameplate | Degraded efficiency 10% below nameplate | Degraded efficiency 10% below nameplate | Degraded efficiency 10% below nameplate | Degraded efficiency 10% below nameplate | Degraded efficiency 10% below nameplate | Degraded efficiency 10% below nameplate | Degraded efficiency 10% below nameplate | Degraded efficiency 10% below nameplate | Degraded efficiency 10% below nameplate | Degraded efficiency 10% below nameplate | Restored to nameplate 80% AFUE | Restored to nameplate 80% AFUE | Restored to nameplate 80% AFUE | Restored to nameplate 80% AFUE | Restored to nameplate 80% AFUE | Restored to nameplate 80% AFUE | Restored to nameplate 80% AFUE | Restored to nameplate 80% AFUE | Restored to nameplate 80% AFUE | Restored to nameplate 80% AFUE | Restored to nameplate 80% AFUE | Restored to nameplate 80% AFUE | Restored to nameplate 80% AFUE | Restored to nameplate 80% AFUE | Restored to nameplate 80% AFUE | Restored to nameplate 80% AFUE | Restored to nameplate 80% AFUE | Restored to nameplate 80% AFUE | Restored to nameplate 80% AFUE | Restored to nameplate 80% AFUE | Restored to nameplate 80% AFUE | Restored to nameplate 80% AFUE | Restored to nameplate 80% AFUE | Restored to nameplate 80% AFUE | Restored to nameplate 80% AFUE | Restored to nameplate 80% AFUE | Restored to nameplate 80% AFUE | 76.12 | 76.12 | 76.12 | 76.12 | 76.12 | 76.12 | 76.12 | 76.12 | 76.12 | 76.12 | 76.12 | 76.12 | 76.12 | 76.12 | 76.12 | 76.12 | 76.12 | 76.12 | 76.12 | 76.12 | 76.12 | 76.12 | 76.12 | 76.12 | 76.12 | 76.12 | 76.12 | 0 | 0 | 0 | 0 | 0 | 0 | 0 | 0 | 0 | 0 | 0 | 0 | 0 | 0 | 0 | 0 | 0 | 0 | 0 | 0 | 0 | 0 | 0 | 0 | 0 | 0 | 0 | 0 | 0 | 0 | 0 | 0 | 0 | 0 | 0 | 0 | 0 | 0 | 0 | 0 | 0 | 0 | 0 | 0 | 0 | 0 | 0 | 0 | 0 | 0 | 0 | 0 | 0 | 0 | 0 | 0 | 0 | 0 | 0 | 0 | 0 | 0 | 0 | 0 | 0 | 0 | 0 | 0 | 0 | 0 | 0 | 0 | 0 | 0 | 0 | 0 | 0 | 0 | 0 | 0 | 0 | 0 | 0 | 0 | 0 | 0 | 0 | 0 | 0 | 0 | 0 | 0 | 0 | 0 | 0 | 0 | 0 | 0 | 0 | 0 | 0 | 0 | 0 | 0 | 0 | 0 | 0 | 0 | 0 | 0 | 0 | 0 | 0 | 0 | 0 | 0 | 0 | 0 | 0 | 0 | 0 | 0 | 0 | 0 | 0 | 0 | 0 | 0 | 0 | 0 | 0 | 0 | 0 | 0 | 0 | 0 | 0 | 0 | 0 | 0 | 0 | 0 | 0 | 0 | 0 | 0 | 0 | 0 | 0 | 0 | 0 | 0 | 0 | 0 | 0 | 0 | 0 | 0 | 0 | 0 | 0 | 0 | 0 | 0 | 0 | 0 | 0 | 0 | 0 | 0 | 0 | 0 | 0 | 0 | 0 | 0 | 0 | 0 | 0 | 0 | 0 | 0 | 0 | 0 | 0 | 0 | 0 | 0 | 0 | 0 | 0 | 0 | 0 | 0 | 0 | 0 | 0 | 0 | 0 | 0 | 0 | 0 | 0 | 0 | 0 | 0 | 0 | 0 | 0 | 0 | 0 | 0 | 0 | 0 | 0 | 0 | 0 | 0 | 0 | 0 | 0 | 0 | 0 | 0 | 0 | 0 | 0 | 0 | 0 | 0 | 0 | 0 | 0 | 0 | 0 | 0 | 0 | 0 | 0 | 0 | 0 | 0 | 0 | 0 | 0 | 0 | 0 | 0 | 0 | 0 | 0 | 0 | 0 | 0 | 0 | 0 | 0 | 0 | 0 | 0 | 0 | 0 | 0 | 0 | 0 | 0 | 0 | 0 | 0 | 0 | 0 | 0 | 0 | 0 | 0 | 0 | 0 | 0 | 0 | 0 | 0 | 0 | 0 | 0 | 0 | 0 | 0 | 0 | 0 | 0 | 0 | 0 | 0 | 0 | 0 | 0 | 0 | 0 | 0 | 0 | 0 | 0 | 0 | 0 | 0 | 0 | 0 | 0 | 0 | 0 | 0 | 0 | 0 | 0 | 0 | 0 | 0 | 0 | 0 | 0 | 0 | 0 | 0 | 0 | 0 | 0 | 0 | 0 | 0 | 0 | 0 | 0 | 0 | 0 | 0 | 0 | 0 | 0 | 0 | 0 | 0 | 0 | 0 | 0 | 0 | 0 | 0 | 0 | 0 | 0 | 0 | 0 | 0 | 0 | 0 | 0 | 0 | 0 | 0 | 0 | 0 | 0 | 0 | 0 | 0 | 0 | 0 | 0 | 0 | 0 | 0 | 0 | 0 | 0 | 0 | 0 | 0 | 0 | 0 | 0 | 0 | 0 | 0 | 0 | 0 | 0 | 0 | 0 | 0 | 0 | 0 | 0 | 0 | 0 | 0 | 0 | 0 | 0 | 0 | 0 | 0 | 0 | 0 | 0 | 0 | 0 | 0 | 0 | 0 | 0 | 0 | 0 | 0 | 0 | 0 | 0 | 0 | 0 | 0 | 0 | 0 | 0 | 0 | 0 | 0 | 0 | 0 | 0 | 0 | 0 | 0 | 0 | 0 | 0 | 0 | 0 | 0 | 0 | 0 | 0 | 0 | 0 | 0 | 0 | 0 | 0 | 0 | 0 | 0 | 0 | 0 | 0 | 0 | 0 | 0 | 0 | 0 | 0 | 0 | 0 | 0 | 0 | 0 | 0 | 0 | 0 | 0 | 0 | 0 | 0 | 0 | 0 | 0 | 0 | 0 | 0 | 0 | 407
OR_Residential_LI - Single Family_Existing_Space Heating_Natural Gas_Furnace | OR | Residential | LI - Mobile Home | New | Space Heating | Natural Gas | Gas Boiler - Hot Water Reset | A | ORM360 | No reset controls | Reset control installed | 16 | 18.2582 | 0 | 0 | 676.33 | 0 | 0 | 0 | 0.30173 | 0.25 | household | 50% | 80% | Retrofit | Retro5Med | 81.71% | TBD | 0% | 0 |  | 0 |  | 0 | IL TRM - 5.3.14 - RS-HVC-BREC-V03-210101 | IL TRM - 5.3.14 - RS-HVC-BREC-V03-210101 | IL TRM - 5.3.14 - RS-HVC-BREC-V03-210101 | No reset controls | No reset controls | No reset controls | No reset controls | No reset controls | No reset controls | No reset controls | No reset controls | No reset controls | No reset controls | No reset controls | No reset controls | No reset controls | No reset controls | No reset controls | No reset controls | No reset controls | No reset controls | No reset controls | No reset controls | No reset controls | No reset controls | No reset controls | No reset controls | No reset controls | No reset controls | No reset controls | Reset control installed | Reset control installed | Reset control installed | Reset control installed | Reset control installed | Reset control installed | Reset control installed | Reset control installed | Reset control installed | Reset control installed | Reset control installed | Reset control installed | Reset control installed | Reset control installed | Reset control installed | Reset control installed | Reset control installed | Reset control installed | Reset control installed | Reset control installed | Reset control installed | Reset control installed | Reset control installed | Reset control installed | Reset control installed | Reset control installed | Reset control installed | 676.33 | 676.33 | 676.33 | 676.33 | 676.33 | 676.33 | 676.33 | 676.33 | 676.33 | 676.33 | 676.33 | 676.33 | 676.33 | 676.33 | 676.33 | 676.33 | 676.33 | 676.33 | 676.33 | 676.33 | 676.33 | 676.33 | 676.33 | 676.33 | 676.33 | 676.33 | 676.33 | 0 | 0 | 0 | 0 | 0 | 0 | 0 | 0 | 0 | 0 | 0 | 0 | 0 | 0 | 0 | 0 | 0 | 0 | 0 | 0 | 0 | 0 | 0 | 0 | 0 | 0 | 0 | 0 | 0 | 0 | 0 | 0 | 0 | 0 | 0 | 0 | 0 | 0 | 0 | 0 | 0 | 0 | 0 | 0 | 0 | 0 | 0 | 0 | 0 | 0 | 0 | 0 | 0 | 0 | 0 | 0 | 0 | 0 | 0 | 0 | 0 | 0 | 0 | 0 | 0 | 0 | 0 | 0 | 0 | 0 | 0 | 0 | 0 | 0 | 0 | 0 | 0 | 0.0129 | 0.015839 | 0.019382 | 0.0225 | 0.025664 | 0.030004 | 0.032915 | 0.033625 | 0.031688 | 0.027238 | 0.021078 | 0.01395 | 0.0081 | 0.0039 | 0.00165 | 0.0006 | 0 | 0 | 0 | 0 | 0 | 0 | 0 | 0 | 0 | 0.0129 | 0.028739 | 0.048122 | 0.070622 | 0.096286 | 0.12629 | 0.15921 | 0.19283 | 0.22452 | 0.25176 | 0.27284 | 0.28679 | 0.29489 | 0.29879 | 0.30044 | 0.30104 | 0.30104 | 0.30104 | 0.30104 | 0.30104 | 0.30104 | 0.30104 | 0.30104 | 0.30104 | 0.30104 | 0 | 0 | 0 | 0 | 0 | 0 | 0 | 0 | 0 | 0 | 0 | 0 | 0 | 0 | 0 | 0 | 0 | 0 | 0 | 0 | 0 | 0 | 0 | 0 | 0 | 0 | 0 | 0 | 0 | 0 | 0 | 0 | 0 | 0 | 0 | 0 | 0 | 0 | 0 | 0 | 0 | 0 | 0 | 0 | 0 | 0 | 0 | 0 | 0 | 0 | 0.010965 | 0.013463 | 0.016475 | 0.019125 | 0.021814 | 0.025504 | 0.027978 | 0.028582 | 0.026935 | 0.023153 | 0.017916 | 0.011857 | 0.006885 | 0.003315 | 0.0014025 | 0.00051 | 0 | 0 | 0 | 0 | 0 | 0 | 0 | 0 | 0 | 0.010965 | 0.024428 | 0.040903 | 0.060028 | 0.081843 | 0.10735 | 0.13532 | 0.16391 | 0.19084 | 0.21399 | 0.23191 | 0.24377 | 0.25065 | 0.25397 | 0.25537 | 0.25588 | 0.25588 | 0.25588 | 0.25588 | 0.25588 | 0.25588 | 0.25588 | 0.25588 | 0.25588 | 0.25588 | 0 | 0 | 0 | 0 | 0 | 0 | 0 | 0 | 0 | 0 | 0 | 0 | 0 | 0 | 0 | 0 | 0 | 0 | 0 | 0 | 0 | 0 | 0 | 0 | 0 | 0 | 0 | 0 | 0 | 0 | 0 | 0 | 0 | 0 | 0 | 0 | 0 | 0 | 0 | 0 | 0 | 0 | 0 | 0 | 0 | 0 | 0 | 0 | 0 | 0 | 0 | 0 | 0 | 0 | 0 | 0 | 0 | 0 | 0 | 0 | 0 | 0 | 0 | 0 | 0 | 0 | 0 | 0 | 0 | 0 | 0 | 0 | 0 | 0 | 0 | 0 | 0 | 0 | 0 | 0 | 0 | 0 | 0 | 0 | 0 | 0 | 0 | 0 | 0 | 0 | 0 | 0 | 0 | 0 | 0 | 0 | 0 | 0 | 0 | 0 | 0 | 0 | 0 | 0 | 0 | 0 | 0 | 0 | 0 | 0 | 0 | 0 | 0 | 0 | 0 | 0 | 0 | 0 | 0 | 0 | 0 | 0 | 0 | 0 | 0 | 0 | 0 | 0 | 0 | 0 | 0 | 0 | 0 | 0 | 0 | 0 | 0 | 0 | 0 | 0 | 0 | 0 | 0 | 0 | 0 | 0 | 0 | 0 | 0 | 0 | 0 | 0 | 0 | 0 | 0 | 0 | 0 | 0 | 0 | 0 | 0 | 0 | 0 | 0 | 0 | 0 | 0 | 0 | 0 | 0 | 0 | 0 | 0 | 0 | 0 | 0 | 0 | 0 | 0 | 0 | 0 | 0 | 0 | 0 | 0 | 0 | 0 | 0 | 0 | 0 | 0 | 0 | 0 | 0 | 0 | 0 | 0 | 0 | 0 | 0 | 0 | 0 | 0 | 0 | 0 | 0 | 0 | 0 | 0 | 0 | 0 | 0 | 0 | 0 | 0 | 0 | 0 | 0 | 0 | 0 | 0 | 0 | 0 | 0 | 0 | 0 | 0 | 0 | 0 | 0 | 0 | 0 | 0 | 0 | 0 | 0 | 0 | 0 | 0 | 0 | 0 | 0 | 0 | 0 | 0 | 0 | 0 | 0 | 0 | 0 | 408
OR_Residential_LI - Single Family_Existing_Space Heating_Natural Gas_Furnace | OR | Residential | LI - Mobile Home | New | Space Heating | Natural Gas | Gas Boiler - Steam Trap Maintenance | A | ORM361 | Degraded system | Cleaned and restored | 6 | 0 | 0 | 0 | 79.68 | 0 | 0 | 0 | 0.30173 | 0.25 | perBldg | 0% | 0% | Retrofit | RetroEven20 | 80.75% | TBD | 0% | 0 |  | 0 |  | 0 | IL TRM - 4.4.16 - CI-HVC-STRE-V08-210101 | IL TRM - 4.4.16 - CI-HVC-STRE-V08-210101 | IL TRM - 4.4.16 - CI-HVC-STRE-V08-210101 | Degraded system | Degraded system | Degraded system | Degraded system | Degraded system | Degraded system | Degraded system | Degraded system | Degraded system | Degraded system | Degraded system | Degraded system | Degraded system | Degraded system | Degraded system | Degraded system | Degraded system | Degraded system | Degraded system | Degraded system | Degraded system | Degraded system | Degraded system | Degraded system | Degraded system | Degraded system | Degraded system | Cleaned and restored | Cleaned and restored | Cleaned and restored | Cleaned and restored | Cleaned and restored | Cleaned and restored | Cleaned and restored | Cleaned and restored | Cleaned and restored | Cleaned and restored | Cleaned and restored | Cleaned and restored | Cleaned and restored | Cleaned and restored | Cleaned and restored | Cleaned and restored | Cleaned and restored | Cleaned and restored | Cleaned and restored | Cleaned and restored | Cleaned and restored | Cleaned and restored | Cleaned and restored | Cleaned and restored | Cleaned and restored | Cleaned and restored | Cleaned and restored | 79.68 | 79.68 | 79.68 | 79.68 | 79.68 | 79.68 | 79.68 | 79.68 | 79.68 | 79.68 | 79.68 | 79.68 | 79.68 | 79.68 | 79.68 | 79.68 | 79.68 | 79.68 | 79.68 | 79.68 | 79.68 | 79.68 | 79.68 | 79.68 | 79.68 | 79.68 | 79.68 | 0 | 0 | 0 | 0 | 0 | 0 | 0 | 0 | 0 | 0 | 0 | 0 | 0 | 0 | 0 | 0 | 0 | 0 | 0 | 0 | 0 | 0 | 0 | 0 | 0 | 0 | 0 | 0 | 0 | 0 | 0 | 0 | 0 | 0 | 0 | 0 | 0 | 0 | 0 | 0 | 0 | 0 | 0 | 0 | 0 | 0 | 0 | 0 | 0 | 0 | 0 | 0 | 0 | 0 | 0 | 0 | 0 | 0 | 0 | 0 | 0 | 0 | 0 | 0 | 0 | 0 | 0 | 0 | 0 | 0 | 0 | 0 | 0 | 0 | 0 | 0 | 0 | 0 | 0 | 0 | 0 | 0 | 0 | 0 | 0 | 0 | 0 | 0 | 0 | 0 | 0 | 0 | 0 | 0 | 0 | 0 | 0 | 0 | 0 | 0 | 0 | 0 | 0 | 0 | 0 | 0 | 0 | 0 | 0 | 0 | 0 | 0 | 0 | 0 | 0 | 0 | 0 | 0 | 0 | 0 | 0 | 0 | 0 | 0 | 0 | 0 | 0 | 0 | 0 | 0 | 0 | 0 | 0 | 0 | 0 | 0 | 0 | 0 | 0 | 0 | 0 | 0 | 0 | 0 | 0 | 0 | 0 | 0 | 0 | 0 | 0 | 0 | 0 | 0 | 0 | 0 | 0 | 0 | 0 | 0 | 0 | 0 | 0 | 0 | 0 | 0 | 0 | 0 | 0 | 0 | 0 | 0 | 0 | 0 | 0 | 0 | 0 | 0 | 0 | 0 | 0 | 0 | 0 | 0 | 0 | 0 | 0 | 0 | 0 | 0 | 0 | 0 | 0 | 0 | 0 | 0 | 0 | 0 | 0 | 0 | 0 | 0 | 0 | 0 | 0 | 0 | 0 | 0 | 0 | 0 | 0 | 0 | 0 | 0 | 0 | 0 | 0 | 0 | 0 | 0 | 0 | 0 | 0 | 0 | 0 | 0 | 0 | 0 | 0 | 0 | 0 | 0 | 0 | 0 | 0 | 0 | 0 | 0 | 0 | 0 | 0 | 0 | 0 | 0 | 0 | 0 | 0 | 0 | 0 | 0 | 0 | 0 | 0 | 0 | 0 | 0 | 0 | 0 | 0 | 0 | 0 | 0 | 0 | 0 | 0 | 0 | 0 | 0 | 0 | 0 | 0 | 0 | 0 | 0 | 0 | 0 | 0 | 0 | 0 | 0 | 0 | 0 | 0 | 0 | 0 | 0 | 0 | 0 | 0 | 0 | 0 | 0 | 0 | 0 | 0 | 0 | 0 | 0 | 0 | 0 | 0 | 0 | 0 | 0 | 0 | 0 | 0 | 0 | 0 | 0 | 0 | 0 | 0 | 0 | 0 | 0 | 0 | 0 | 0 | 0 | 0 | 0 | 0 | 0 | 0 | 0 | 0 | 0 | 0 | 0 | 0 | 0 | 0 | 0 | 0 | 0 | 0 | 0 | 0 | 0 | 0 | 0 | 0 | 0 | 0 | 0 | 0 | 0 | 0 | 0 | 0 | 0 | 0 | 0 | 0 | 0 | 0 | 0 | 0 | 0 | 0 | 0 | 0 | 0 | 0 | 0 | 0 | 0 | 0 | 0 | 0 | 0 | 0 | 0 | 0 | 0 | 0 | 0 | 0 | 0 | 0 | 0 | 0 | 0 | 0 | 0 | 0 | 0 | 0 | 0 | 0 | 0 | 0 | 0 | 0 | 0 | 0 | 0 | 0 | 0 | 0 | 0 | 0 | 0 | 0 | 0 | 0 | 0 | 0 | 0 | 0 | 0 | 0 | 0 | 0 | 0 | 0 | 0 | 0 | 0 | 0 | 0 | 0 | 0 | 0 | 0 | 0 | 0 | 0 | 0 | 0 | 0 | 0 | 0 | 0 | 0 | 0 | 0 | 0 | 0 | 0 | 0 | 0 | 0 | 0 | 0 | 0 | 0 | 0 | 0 | 0 | 0 | 0 | 0 | 0 | 0 | 0 | 0 | 0 | 0 | 0 | 0 | 0 | 0 | 0 | 0 | 0 | 0 | 0 | 0 | 0 | 0 | 0 | 0 | 0 | 0 | 0 | 409
OR_Residential_LI - Single Family_Existing_Space Heating_Natural Gas_Furnace | OR | Residential | LI - Mobile Home | New | Space Heating | Natural Gas | Gas Boiler - Maintenance | A | ORM362 | Degraded efficiency 10% below nameplate | Restored to nameplate 80% AFUE | 3 | 0 | 0 | 0 | 122.57 | 0 | 0 | 0 | 0.30173 | 0.25 | household | 0% | 0% | Retrofit | RetroEven20 | 80.75% | TBD | 0% | 0 |  | 0 |  | 0 | IL TRM - 5.3.13 - RS-HVC-FTUN-V06-210101 | RSMeans 2015 | BEST | Degraded efficiency 10% below nameplate | Degraded efficiency 10% below nameplate | Degraded efficiency 10% below nameplate | Degraded efficiency 10% below nameplate | Degraded efficiency 10% below nameplate | Degraded efficiency 10% below nameplate | Degraded efficiency 10% below nameplate | Degraded efficiency 10% below nameplate | Degraded efficiency 10% below nameplate | Degraded efficiency 10% below nameplate | Degraded efficiency 10% below nameplate | Degraded efficiency 10% below nameplate | Degraded efficiency 10% below nameplate | Degraded efficiency 10% below nameplate | Degraded efficiency 10% below nameplate | Degraded efficiency 10% below nameplate | Degraded efficiency 10% below nameplate | Degraded efficiency 10% below nameplate | Degraded efficiency 10% below nameplate | Degraded efficiency 10% below nameplate | Degraded efficiency 10% below nameplate | Degraded efficiency 10% below nameplate | Degraded efficiency 10% below nameplate | Degraded efficiency 10% below nameplate | Degraded efficiency 10% below nameplate | Degraded efficiency 10% below nameplate | Degraded efficiency 10% below nameplate | Restored to nameplate 80% AFUE | Restored to nameplate 80% AFUE | Restored to nameplate 80% AFUE | Restored to nameplate 80% AFUE | Restored to nameplate 80% AFUE | Restored to nameplate 80% AFUE | Restored to nameplate 80% AFUE | Restored to nameplate 80% AFUE | Restored to nameplate 80% AFUE | Restored to nameplate 80% AFUE | Restored to nameplate 80% AFUE | Restored to nameplate 80% AFUE | Restored to nameplate 80% AFUE | Restored to nameplate 80% AFUE | Restored to nameplate 80% AFUE | Restored to nameplate 80% AFUE | Restored to nameplate 80% AFUE | Restored to nameplate 80% AFUE | Restored to nameplate 80% AFUE | Restored to nameplate 80% AFUE | Restored to nameplate 80% AFUE | Restored to nameplate 80% AFUE | Restored to nameplate 80% AFUE | Restored to nameplate 80% AFUE | Restored to nameplate 80% AFUE | Restored to nameplate 80% AFUE | Restored to nameplate 80% AFUE | 122.57 | 122.57 | 122.57 | 122.57 | 122.57 | 122.57 | 122.57 | 122.57 | 122.57 | 122.57 | 122.57 | 122.57 | 122.57 | 122.57 | 122.57 | 122.57 | 122.57 | 122.57 | 122.57 | 122.57 | 122.57 | 122.57 | 122.57 | 122.57 | 122.57 | 122.57 | 122.57 | 0 | 0 | 0 | 0 | 0 | 0 | 0 | 0 | 0 | 0 | 0 | 0 | 0 | 0 | 0 | 0 | 0 | 0 | 0 | 0 | 0 | 0 | 0 | 0 | 0 | 0 | 0 | 0 | 0 | 0 | 0 | 0 | 0 | 0 | 0 | 0 | 0 | 0 | 0 | 0 | 0 | 0 | 0 | 0 | 0 | 0 | 0 | 0 | 0 | 0 | 0 | 0 | 0 | 0 | 0 | 0 | 0 | 0 | 0 | 0 | 0 | 0 | 0 | 0 | 0 | 0 | 0 | 0 | 0 | 0 | 0 | 0 | 0 | 0 | 0 | 0 | 0 | 0 | 0 | 0 | 0 | 0 | 0 | 0 | 0 | 0 | 0 | 0 | 0 | 0 | 0 | 0 | 0 | 0 | 0 | 0 | 0 | 0 | 0 | 0 | 0 | 0 | 0 | 0 | 0 | 0 | 0 | 0 | 0 | 0 | 0 | 0 | 0 | 0 | 0 | 0 | 0 | 0 | 0 | 0 | 0 | 0 | 0 | 0 | 0 | 0 | 0 | 0 | 0 | 0 | 0 | 0 | 0 | 0 | 0 | 0 | 0 | 0 | 0 | 0 | 0 | 0 | 0 | 0 | 0 | 0 | 0 | 0 | 0 | 0 | 0 | 0 | 0 | 0 | 0 | 0 | 0 | 0 | 0 | 0 | 0 | 0 | 0 | 0 | 0 | 0 | 0 | 0 | 0 | 0 | 0 | 0 | 0 | 0 | 0 | 0 | 0 | 0 | 0 | 0 | 0 | 0 | 0 | 0 | 0 | 0 | 0 | 0 | 0 | 0 | 0 | 0 | 0 | 0 | 0 | 0 | 0 | 0 | 0 | 0 | 0 | 0 | 0 | 0 | 0 | 0 | 0 | 0 | 0 | 0 | 0 | 0 | 0 | 0 | 0 | 0 | 0 | 0 | 0 | 0 | 0 | 0 | 0 | 0 | 0 | 0 | 0 | 0 | 0 | 0 | 0 | 0 | 0 | 0 | 0 | 0 | 0 | 0 | 0 | 0 | 0 | 0 | 0 | 0 | 0 | 0 | 0 | 0 | 0 | 0 | 0 | 0 | 0 | 0 | 0 | 0 | 0 | 0 | 0 | 0 | 0 | 0 | 0 | 0 | 0 | 0 | 0 | 0 | 0 | 0 | 0 | 0 | 0 | 0 | 0 | 0 | 0 | 0 | 0 | 0 | 0 | 0 | 0 | 0 | 0 | 0 | 0 | 0 | 0 | 0 | 0 | 0 | 0 | 0 | 0 | 0 | 0 | 0 | 0 | 0 | 0 | 0 | 0 | 0 | 0 | 0 | 0 | 0 | 0 | 0 | 0 | 0 | 0 | 0 | 0 | 0 | 0 | 0 | 0 | 0 | 0 | 0 | 0 | 0 | 0 | 0 | 0 | 0 | 0 | 0 | 0 | 0 | 0 | 0 | 0 | 0 | 0 | 0 | 0 | 0 | 0 | 0 | 0 | 0 | 0 | 0 | 0 | 0 | 0 | 0 | 0 | 0 | 0 | 0 | 0 | 0 | 0 | 0 | 0 | 0 | 0 | 0 | 0 | 0 | 0 | 0 | 0 | 0 | 0 | 0 | 0 | 0 | 0 | 0 | 0 | 0 | 0 | 0 | 0 | 0 | 0 | 0 | 0 | 0 | 0 | 0 | 0 | 0 | 0 | 0 | 0 | 0 | 0 | 0 | 0 | 0 | 0 | 0 | 0 | 0 | 0 | 0 | 0 | 0 | 0 | 0 | 0 | 0 | 0 | 0 | 0 | 0 | 0 | 0 | 0 | 0 | 0 | 0 | 0 | 0 | 0 | 0 | 0 | 0 | 0 | 0 | 0 | 0 | 0 | 0 | 0 | 0 | 0 | 0 | 0 | 0 | 0 | 0 | 0 | 0 | 0 | 0 | 0 | 0 | 0 | 0 | 0 | 0 | 0 | 0 | 0 | 0 | 0 | 0 | 0 | 0 | 0 | 0 | 0 | 0 | 0 | 0 | 0 | 0 | 0 | 0 | 0 | 0 | 0 | 0 | 0 | 0 | 0 | 0 | 0 | 0 | 0 | 410
OR_Residential_LI - Single Family_Existing_Space Heating_Natural Gas_Furnace | OR | Residential | LI - Mobile Home | New | Space Heating | Natural Gas | Gas Boiler - Pipe Insulation | A | ORM363 | No insulation | Pipe insulated throughout home | 15 | 0.3 | 0 | 0 | 3.06 | 0 | 0 | 0 | 0.30173 | 0.25 | boil pipe | 22% | 25% | Retrofit | Retro12Med | 75.44% | TBD | 0% | 0 |  | 0 |  | 0 | IL TRM - 5.3.2 - RS-HVC-PINS-V05-220101 | IL TRM - 5.3.2 - RS-HVC-PINS-V05-220101 | IL TRM - 5.3.2 - RS-HVC-PINS-V05-220101 | No insulation | No insulation | No insulation | No insulation | No insulation | No insulation | No insulation | No insulation | No insulation | No insulation | No insulation | No insulation | No insulation | No insulation | No insulation | No insulation | No insulation | No insulation | No insulation | No insulation | No insulation | No insulation | No insulation | No insulation | No insulation | No insulation | No insulation | Pipe insulated throughout home | Pipe insulated throughout home | Pipe insulated throughout home | Pipe insulated throughout home | Pipe insulated throughout home | Pipe insulated throughout home | Pipe insulated throughout home | Pipe insulated throughout home | Pipe insulated throughout home | Pipe insulated throughout home | Pipe insulated throughout home | Pipe insulated throughout home | Pipe insulated throughout home | Pipe insulated throughout home | Pipe insulated throughout home | Pipe insulated throughout home | Pipe insulated throughout home | Pipe insulated throughout home | Pipe insulated throughout home | Pipe insulated throughout home | Pipe insulated throughout home | Pipe insulated throughout home | Pipe insulated throughout home | Pipe insulated throughout home | Pipe insulated throughout home | Pipe insulated throughout home | Pipe insulated throughout home | 3.06 | 3.06 | 3.06 | 3.06 | 3.06 | 3.06 | 3.06 | 3.06 | 3.06 | 3.06 | 3.06 | 3.06 | 3.06 | 3.06 | 3.06 | 3.06 | 3.06 | 3.06 | 3.06 | 3.06 | 3.06 | 3.06 | 3.06 | 3.06 | 3.06 | 3.06 | 3.06 | 0 | 0 | 0 | 0 | 0 | 0 | 0 | 0 | 0 | 0 | 0 | 0 | 0 | 0 | 0 | 0 | 0 | 0 | 0 | 0 | 0 | 0 | 0 | 0 | 0 | 0 | 0 | 0 | 0 | 0 | 0 | 0 | 0 | 0 | 0 | 0 | 0 | 0 | 0 | 0 | 0 | 0 | 0 | 0 | 0 | 0 | 0 | 0 | 0 | 0 | 0 | 0 | 0 | 0 | 0 | 0 | 0 | 0 | 0 | 0 | 0 | 0 | 0 | 0 | 0 | 0 | 0 | 0 | 0 | 0 | 0 | 0 | 0 | 0 | 0 | 0 | 0 | 0.17983 | 0.17983 | 0.17983 | 0.17983 | 0.17983 | 0.16185 | 0.12948 | 0.10358 | 0.082868 | 0.066294 | 0.053035 | 0.042428 | 0.033943 | 0.027154 | 0.021723 | 0 | 0 | 0 | 0 | 0 | 0 | 0 | 0 | 0 | 0 | 0.17983 | 0.35967 | 0.5395 | 0.71934 | 0.89917 | 1.061 | 1.1905 | 1.2941 | 1.377 | 1.4433 | 1.4963 | 1.5387 | 1.5727 | 1.5998 | 1.6215 | 1.6215 | 1.6215 | 1.6215 | 1.6215 | 1.6215 | 1.6215 | 1.6215 | 1.6215 | 1.6215 | 1.6215 | 0 | 0 | 0 | 0 | 0 | 0 | 0 | 0 | 0 | 0 | 0 | 0 | 0 | 0 | 0 | 0 | 0 | 0 | 0 | 0 | 0 | 0 | 0 | 0 | 0 | 0 | 0 | 0 | 0 | 0 | 0 | 0 | 0 | 0 | 0 | 0 | 0 | 0 | 0 | 0 | 0 | 0 | 0 | 0 | 0 | 0 | 0 | 0 | 0 | 0 | 0.15286 | 0.15286 | 0.15286 | 0.15286 | 0.15286 | 0.13757 | 0.11006 | 0.088047 | 0.070438 | 0.05635 | 0.04508 | 0.036064 | 0.028851 | 0.023081 | 0.018465 | 0 | 0 | 0 | 0 | 0 | 0 | 0 | 0 | 0 | 0 | 0.15286 | 0.30572 | 0.45858 | 0.61144 | 0.7643 | 0.90187 | 1.0119 | 1.1 | 1.1704 | 1.2268 | 1.2718 | 1.3079 | 1.3368 | 1.3598 | 1.3783 | 1.3783 | 1.3783 | 1.3783 | 1.3783 | 1.3783 | 1.3783 | 1.3783 | 1.3783 | 1.3783 | 1.3783 | 0 | 0 | 0 | 0 | 0 | 0 | 0 | 0 | 0 | 0 | 0 | 0 | 0 | 0 | 0 | 0 | 0 | 0 | 0 | 0 | 0 | 0 | 0 | 0 | 0 | 0 | 0 | 0 | 0 | 0 | 0 | 0 | 0 | 0 | 0 | 0 | 0 | 0 | 0 | 0 | 0 | 0 | 0 | 0 | 0 | 0 | 0 | 0 | 0 | 0 | 0 | 0 | 0 | 0 | 0 | 0 | 0 | 0 | 0 | 0 | 0 | 0 | 0 | 0 | 0 | 0 | 0 | 0 | 0 | 0 | 0 | 0 | 0 | 0 | 0 | 0 | 0 | 0 | 0 | 0 | 0 | 0 | 0 | 0 | 0 | 0 | 0 | 0 | 0 | 0 | 0 | 0 | 0 | 0 | 0 | 0 | 0 | 0 | 0 | 0 | 0 | 0 | 0 | 0 | 0 | 0 | 0 | 0 | 0 | 0 | 0 | 0 | 0 | 0 | 0 | 0 | 0 | 0 | 0 | 0 | 0 | 0 | 0 | 0 | 0 | 0 | 0 | 0 | 0 | 0 | 0 | 0 | 0 | 0 | 0 | 0 | 0 | 0 | 0 | 0 | 0 | 0 | 0 | 0 | 0 | 0 | 0 | 0 | 0 | 0 | 0 | 0 | 0 | 0 | 0 | 0 | 0 | 0 | 0 | 0 | 0 | 0 | 0 | 0 | 0 | 0 | 0 | 0 | 0 | 0 | 0 | 0 | 0 | 0 | 0 | 0 | 0 | 0 | 0 | 0 | 0 | 0 | 0 | 0 | 0 | 0 | 0 | 0 | 0 | 0 | 0 | 0 | 0 | 0 | 0 | 0 | 0 | 0 | 0 | 0 | 0 | 0 | 0 | 0 | 0 | 0 | 0 | 0 | 0 | 0 | 0 | 0 | 0 | 0 | 0 | 0 | 0 | 0 | 0 | 0 | 0 | 0 | 0 | 0 | 0 | 0 | 0 | 0 | 0 | 0 | 0 | 0 | 0 | 0 | 0 | 0 | 0 | 0 | 0 | 0 | 0 | 0 | 0 | 0 | 0 | 0 | 0 | 0 | 0 | 0 | 411
OR_Residential_LI - Single Family_Existing_Space Heating_Natural Gas_Furnace | OR | Residential | LI - Mobile Home | New | Space Heating | Natural Gas | Gas Boiler - Thermostatic Radiator Valves | A | ORM364 | None | Installed | 15 | 3.6516 | 0 | 0 | 43.19 | 0 | 0 | 0 | 0.30173 | 0.25 | radiator | 0% | 5% | Retrofit | Retro5Med | 81.71% | TBD | 0% | 0 |  | 0 |  | 0 | IL TRM - 5.3.19 - RS-HVC-TRVS-V01-210101 | AEG Cost Characterization, 2021 | IL TRM - 5.3.19 - RS-HVC-TRVS-V01-210101 | None | None | None | None | None | None | None | None | None | None | None | None | None | None | None | None | None | None | None | None | None | None | None | None | None | None | None | Installed | Installed | Installed | Installed | Installed | Installed | Installed | Installed | Installed | Installed | Installed | Installed | Installed | Installed | Installed | Installed | Installed | Installed | Installed | Installed | Installed | Installed | Installed | Installed | Installed | Installed | Installed | 43.19 | 43.19 | 43.19 | 43.19 | 43.19 | 43.19 | 43.19 | 43.19 | 43.19 | 43.19 | 43.19 | 43.19 | 43.19 | 43.19 | 43.19 | 43.19 | 43.19 | 43.19 | 43.19 | 43.19 | 43.19 | 43.19 | 43.19 | 43.19 | 43.19 | 43.19 | 43.19 | 0 | 0 | 0 | 0 | 0 | 0 | 0 | 0 | 0 | 0 | 0 | 0 | 0 | 0 | 0 | 0 | 0 | 0 | 0 | 0 | 0 | 0 | 0 | 0 | 0 | 0 | 0 | 0 | 0 | 0 | 0 | 0 | 0 | 0 | 0 | 0 | 0 | 0 | 0 | 0 | 0 | 0 | 0 | 0 | 0 | 0 | 0 | 0 | 0 | 0 | 0 | 0 | 0 | 0 | 0 | 0 | 0 | 0 | 0 | 0 | 0 | 0 | 0 | 0 | 0 | 0 | 0 | 0 | 0 | 0 | 0 | 0 | 0 | 0 | 0 | 0 | 0 | 0.01075 | 0.013199 | 0.016152 | 0.01875 | 0.021387 | 0.025004 | 0.027429 | 0.028021 | 0.026407 | 0.022699 | 0.017565 | 0.011625 | 0.00675 | 0.00325 | 0.001375 | 0 | 0 | 0 | 0 | 0 | 0 | 0 | 0 | 0 | 0 | 0.01075 | 0.023949 | 0.040101 | 0.058851 | 0.080238 | 0.10524 | 0.13267 | 0.16069 | 0.1871 | 0.2098 | 0.22736 | 0.23899 | 0.24574 | 0.24899 | 0.25036 | 0.25036 | 0.25036 | 0.25036 | 0.25036 | 0.25036 | 0.25036 | 0.25036 | 0.25036 | 0.25036 | 0.25036 | 0 | 0 | 0 | 0 | 0 | 0 | 0 | 0 | 0 | 0 | 0 | 0 | 0 | 0 | 0 | 0 | 0 | 0 | 0 | 0 | 0 | 0 | 0 | 0 | 0 | 0 | 0 | 0 | 0 | 0 | 0 | 0 | 0 | 0 | 0 | 0 | 0 | 0 | 0 | 0 | 0 | 0 | 0 | 0 | 0 | 0 | 0 | 0 | 0 | 0 | 0.0091375 | 0.011219 | 0.013729 | 0.015938 | 0.018179 | 0.021253 | 0.023315 | 0.023818 | 0.022446 | 0.019294 | 0.01493 | 0.0098812 | 0.0057375 | 0.0027625 | 0.0011687 | 0 | 0 | 0 | 0 | 0 | 0 | 0 | 0 | 0 | 0 | 0.0091375 | 0.020357 | 0.034086 | 0.050024 | 0.068202 | 0.089456 | 0.11277 | 0.13659 | 0.15903 | 0.17833 | 0.19326 | 0.20314 | 0.20888 | 0.21164 | 0.21281 | 0.21281 | 0.21281 | 0.21281 | 0.21281 | 0.21281 | 0.21281 | 0.21281 | 0.21281 | 0.21281 | 0.21281 | 0 | 0 | 0 | 0 | 0 | 0 | 0 | 0 | 0 | 0 | 0 | 0 | 0 | 0 | 0 | 0 | 0 | 0 | 0 | 0 | 0 | 0 | 0 | 0 | 0 | 0 | 0 | 0 | 0 | 0 | 0 | 0 | 0 | 0 | 0 | 0 | 0 | 0 | 0 | 0 | 0 | 0 | 0 | 0 | 0 | 0 | 0 | 0 | 0 | 0 | 0 | 0 | 0 | 0 | 0 | 0 | 0 | 0 | 0 | 0 | 0 | 0 | 0 | 0 | 0 | 0 | 0 | 0 | 0 | 0 | 0 | 0 | 0 | 0 | 0 | 0 | 0 | 0 | 0 | 0 | 0 | 0 | 0 | 0 | 0 | 0 | 0 | 0 | 0 | 0 | 0 | 0 | 0 | 0 | 0 | 0 | 0 | 0 | 0 | 0 | 0 | 0 | 0 | 0 | 0 | 0 | 0 | 0 | 0 | 0 | 0 | 0 | 0 | 0 | 0 | 0 | 0 | 0 | 0 | 0 | 0 | 0 | 0 | 0 | 0 | 0 | 0 | 0 | 0 | 0 | 0 | 0 | 0 | 0 | 0 | 0 | 0 | 0 | 0 | 0 | 0 | 0 | 0 | 0 | 0 | 0 | 0 | 0 | 0 | 0 | 0 | 0 | 0 | 0 | 0 | 0 | 0 | 0 | 0 | 0 | 0 | 0 | 0 | 0 | 0 | 0 | 0 | 0 | 0 | 0 | 0 | 0 | 0 | 0 | 0 | 0 | 0 | 0 | 0 | 0 | 0 | 0 | 0 | 0 | 0 | 0 | 0 | 0 | 0 | 0 | 0 | 0 | 0 | 0 | 0 | 0 | 0 | 0 | 0 | 0 | 0 | 0 | 0 | 0 | 0 | 0 | 0 | 0 | 0 | 0 | 0 | 0 | 0 | 0 | 0 | 0 | 0 | 0 | 0 | 0 | 0 | 0 | 0 | 0 | 0 | 0 | 0 | 0 | 0 | 0 | 0 | 0 | 0 | 0 | 0 | 0 | 0 | 0 | 0 | 0 | 0 | 0 | 0 | 0 | 0 | 0 | 0 | 0 | 0 | 0 | 412
OR_Residential_LI - Single Family_Existing_Space Heating_Natural Gas_Furnace | OR | Residential | LI - Mobile Home | New | Space Heating | Natural Gas | Ceiling Fan - ENERGY STAR | A | ORM365 | Standard ceiling fan | Energy Star certified ceiling fan | 10 | 0 | 0 | 0 | 33.93 | 0 | 0 | 0 | 0.30173 | 0.45 | ceiling fans | 13.5% | 50% | Retrofit | Retro1Slow | 84.81% | TBD | 0% | 0 |  | 0 |  | 0 | IL TRM - RS-HVC-CFAN-V03-200101 | IL TRM - RS-HVC-CFAN-V03-200101 | IL TRM - RS-HVC-CFAN-V03-200101 | Standard ceiling fan | Standard ceiling fan | Standard ceiling fan | Standard ceiling fan | Standard ceiling fan | Standard ceiling fan | Standard ceiling fan | Standard ceiling fan | Standard ceiling fan | Standard ceiling fan | Standard ceiling fan | Standard ceiling fan | Standard ceiling fan | Standard ceiling fan | Standard ceiling fan | Standard ceiling fan | Standard ceiling fan | Standard ceiling fan | Standard ceiling fan | Standard ceiling fan | Standard ceiling fan | Standard ceiling fan | Standard ceiling fan | Standard ceiling fan | Standard ceiling fan | Standard ceiling fan | Standard ceiling fan | Energy Star certified ceiling fan | Energy Star certified ceiling fan | Energy Star certified ceiling fan | Energy Star certified ceiling fan | Energy Star certified ceiling fan | Energy Star certified ceiling fan | Energy Star certified ceiling fan | Energy Star certified ceiling fan | Energy Star certified ceiling fan | Energy Star certified ceiling fan | Energy Star certified ceiling fan | Energy Star certified ceiling fan | Energy Star certified ceiling fan | Energy Star certified ceiling fan | Energy Star certified ceiling fan | Energy Star certified ceiling fan | Energy Star certified ceiling fan | Energy Star certified ceiling fan | Energy Star certified ceiling fan | Energy Star certified ceiling fan | Energy Star certified ceiling fan | Energy Star certified ceiling fan | Energy Star certified ceiling fan | Energy Star certified ceiling fan | Energy Star certified ceiling fan | Energy Star certified ceiling fan | Energy Star certified ceiling fan | 33.93 | 33.93 | 33.93 | 33.93 | 33.93 | 33.93 | 33.93 | 33.93 | 33.93 | 33.93 | 33.93 | 33.93 | 33.93 | 33.93 | 33.93 | 33.93 | 33.93 | 33.93 | 33.93 | 33.93 | 33.93 | 33.93 | 33.93 | 33.93 | 33.93 | 33.93 | 33.93 | 0 | 0 | 0 | 0 | 0 | 0 | 0 | 0 | 0 | 0 | 0 | 0 | 0 | 0 | 0 | 0 | 0 | 0 | 0 | 0 | 0 | 0 | 0 | 0 | 0 | 0 | 0 | 0 | 0 | 0 | 0 | 0 | 0 | 0 | 0 | 0 | 0 | 0 | 0 | 0 | 0 | 0 | 0 | 0 | 0 | 0 | 0 | 0 | 0 | 0 | 0 | 0 | 0 | 0 | 0 | 0 | 0 | 0 | 0 | 0 | 0 | 0 | 0 | 0 | 0 | 0 | 0 | 0 | 0 | 0 | 0 | 0 | 0 | 0 | 0 | 0 | 0 | 0.10268 | 0.30402 | 0.72186 | 1.4686 | 2.6743 | 4.4753 | 6.9757 | 10.2082 | 14.0841 | 18.3488 | 22.4596 | 25.8256 | 27.6791 | 27.3669 | 24.5143 | 19.5459 | 12.5827 | 4.1656 | 0 | 0 | 0 | 0 | 0 | 0 | 0 | 0.10268 | 0.4067 | 1.1286 | 2.5972 | 5.2715 | 9.7468 | 16.7226 | 26.9307 | 41.0148 | 59.3636 | 81.8233 | 107.6488 | 135.3279 | 162.6948 | 187.2091 | 206.755 | 219.3377 | 223.5033 | 223.5033 | 223.5033 | 223.5033 | 223.5033 | 223.5033 | 223.5033 | 223.5033 | 0 | 0 | 0 | 0 | 0 | 0 | 0 | 0 | 0 | 0 | 0 | 0 | 0 | 0 | 0 | 0 | 0 | 0 | 0 | 0 | 0 | 0 | 0 | 0 | 0 | 0 | 0 | 0 | 0 | 0 | 0 | 0 | 0 | 0 | 0 | 0 | 0 | 0 | 0 | 0 | 0 | 0 | 0 | 0 | 0 | 0 | 0 | 0 | 0 | 0 | 0.087276 | 0.25842 | 0.61358 | 1.2483 | 2.2732 | 3.804 | 5.9294 | 8.6769 | 11.9715 | 15.5965 | 19.0907 | 21.9517 | 23.5272 | 23.2619 | 20.8372 | 16.614 | 10.6953 | 3.5408 | 0 | 0 | 0 | 0 | 0 | 0 | 0 | 0.087276 | 0.34569 | 0.95927 | 2.2076 | 4.4808 | 8.2848 | 14.2142 | 22.8911 | 34.8626 | 50.4591 | 69.5498 | 91.5015 | 115.0287 | 138.2906 | 159.1278 | 175.7418 | 186.437 | 189.9778 | 189.9778 | 189.9778 | 189.9778 | 189.9778 | 189.9778 | 189.9778 | 189.9778 | 0 | 0 | 0 | 0 | 0 | 0 | 0 | 0 | 0 | 0 | 0 | 0 | 0 | 0 | 0 | 0 | 0 | 0 | 0 | 0 | 0 | 0 | 0 | 0 | 0 | 0 | 0 | 0 | 0 | 0 | 0 | 0 | 0 | 0 | 0 | 0 | 0 | 0 | 0 | 0 | 0 | 0 | 0 | 0 | 0 | 0 | 0 | 0 | 0 | 0 | 0 | 0 | 0 | 0 | 0 | 0 | 0 | 0 | 0 | 0 | 0 | 0 | 0 | 0 | 0 | 0 | 0 | 0 | 0 | 0 | 0 | 0 | 0 | 0 | 0 | 0 | 0 | 0 | 0 | 0 | 0 | 0 | 0 | 0 | 0 | 0 | 0 | 0 | 0 | 0 | 0 | 0 | 0 | 0 | 0 | 0 | 0 | 0 | 0 | 0 | 0 | 0 | 0 | 0 | 0 | 0 | 0 | 0 | 0 | 0 | 0 | 0 | 0 | 0 | 0 | 0 | 0 | 0 | 0 | 0 | 0 | 0 | 0 | 0 | 0 | 0 | 0 | 0 | 0 | 0 | 0 | 0 | 0 | 0 | 0 | 0 | 0 | 0 | 0 | 0 | 0 | 0 | 0 | 0 | 0 | 0 | 0 | 0 | 0 | 0 | 0 | 0 | 0 | 0 | 0 | 0 | 0 | 0 | 0 | 0 | 0 | 0 | 0 | 0 | 0 | 0 | 0 | 0 | 0 | 0 | 0 | 0 | 0 | 0 | 0 | 0 | 0 | 0 | 0 | 0 | 0 | 0 | 0 | 0 | 0 | 0 | 0 | 0 | 0 | 0 | 0 | 0 | 0 | 0 | 0 | 0 | 0 | 0 | 0 | 0 | 0 | 0 | 0 | 0 | 0 | 0 | 0 | 0 | 0 | 0 | 0 | 0 | 0 | 0 | 0 | 0 | 0 | 0 | 0 | 0 | 0 | 0 | 0 | 0 | 0 | 0 | 0 | 0 | 0 | 0 | 0 | 0 | 0 | 0 | 0 | 0 | 0 | 0 | 0 | 0 | 0 | 0 | 0 | 0 | 0 | 0 | 0 | 0 | 0 | 0 | 413
OR_Residential_LI - Single Family_Existing_Space Heating_Natural Gas_Furnace | OR | Residential | LI - Mobile Home | New | Water Heating | Natural Gas | Water Heater - Drain Water Heat Recovery | A | ORM366 | None | Installed | 30 | 70.993 | 0 | 0 | 963.1 | 0 | 0 | 0 | 0.30173 | 0.25 | household | 0% | 0% | Retrofit | Retro1Slow | 84.81% | TBD | 0% | 1126.3489 |  | 497.152 |  | 0 | NWPCC 2021 Power Plan - Res-GFX-2021P_v2 | NWPCC 2021 Power Plan - Res-GFX-2021P_v2 | NWPCC 2021 Power Plan - Res-GFX-2021P_v2 | None | None | None | None | None | None | None | None | None | None | None | None | None | None | None | None | None | None | None | None | None | None | None | None | None | None | None | Installed | Installed | Installed | Installed | Installed | Installed | Installed | Installed | Installed | Installed | Installed | Installed | Installed | Installed | Installed | Installed | Installed | Installed | Installed | Installed | Installed | Installed | Installed | Installed | Installed | Installed | Installed | 963.1 | 963.1 | 963.1 | 963.1 | 963.1 | 963.1 | 963.1 | 963.1 | 963.1 | 963.1 | 963.1 | 963.1 | 963.1 | 963.1 | 963.1 | 963.1 | 963.1 | 963.1 | 963.1 | 963.1 | 963.1 | 963.1 | 963.1 | 963.1 | 963.1 | 963.1 | 963.1 | 0 | 0 | 71.0379 | 71.0827 | 71.1173 | 71.1436 | 71.1563 | 71.1615 | 71.1613 | 71.1577 | 71.1521 | 71.1461 | 71.1446 | 71.1452 | 71.1474 | 71.1508 | 71.155 | 71.1599 | 71.1653 | 71.1757 | 71.1833 | 71.1889 | 71.1931 | 71.1963 | 71.1994 | 71.2023 | 71.205 | 0 | 0 | 0 | 0 | 0 | 0 | 0 | 0 | 0 | 0 | 0 | 0 | 0 | 0 | 0 | 0 | 0 | 0 | 0 | 0 | 0 | 0 | 0 | 0 | 0 | 0 | 0 | 0 | 0 | 0 | 0 | 0 | 0 | 0 | 0 | 0 | 0 | 0 | 0 | 0 | 0 | 0 | 0 | 0 | 0 | 0 | 0 | 0 | 0 | 0 | 0 | 0 | 0 | 0 | 0 | 0 | 0 | 0 | 0 | 0 | 0 | 0 | 0 | 0 | 0 | 0 | 0 | 0 | 0 | 0 | 0 | 0 | 0 | 0 | 0 | 0 | 0 | 0 | 0 | 0 | 0 | 0 | 0 | 0 | 0 | 0 | 0 | 0 | 0 | 0 | 0 | 0 | 0 | 0 | 0 | 0 | 0 | 0 | 0 | 0 | 0 | 0 | 0 | 0 | 0 | 0 | 0 | 0 | 0 | 0 | 0 | 0 | 0 | 0 | 0 | 0 | 0 | 0 | 0 | 0 | 0 | 0 | 0 | 0 | 0 | 0 | 0 | 0 | 0 | 0 | 0 | 0 | 0 | 0 | 0 | 0 | 0 | 0 | 0 | 0 | 0 | 0 | 0 | 0 | 0 | 0 | 0 | 0 | 0 | 0 | 0 | 0 | 0 | 0 | 0 | 0 | 0 | 0 | 0 | 0 | 0 | 0 | 0 | 0 | 0 | 0 | 0 | 0 | 0 | 0 | 0 | 0 | 0 | 0 | 0 | 0 | 0 | 0 | 0 | 0 | 0 | 0 | 0 | 0 | 0 | 0 | 0 | 0 | 0 | 0 | 0 | 0 | 0 | 0 | 0 | 0 | 0 | 0 | 0 | 0 | 0 | 0 | 0 | 0 | 0 | 0 | 0 | 0 | 0 | 0 | 0 | 0 | 0 | 0 | 0 | 0 | 0 | 0 | 0 | 0 | 0 | 0 | 0 | 0 | 0 | 0 | 0 | 0 | 0 | 0 | 0 | 0 | 0 | 0 | 0 | 0 | 0 | 0 | 0 | 0 | 0 | 0 | 0 | 0 | 0 | 0 | 0 | 0 | 0 | 0 | 0 | 0 | 0 | 0 | 0 | 0 | 0 | 0 | 0 | 0 | 0 | 0 | 0 | 0 | 0 | 0 | 0 | 0 | 0 | 0 | 0 | 0 | 0 | 0 | 0 | 0 | 0 | 0 | 0 | 0 | 0 | 0 | 0 | 0 | 0 | 0 | 0 | 0 | 0 | 0 | 0 | 0 | 0 | 0 | 0 | 0 | 0 | 0 | 0 | 0 | 0 | 0 | 0 | 0 | 0 | 0 | 0 | 0 | 0 | 0 | 0 | 0 | 0 | 0 | 0 | 0 | 0 | 0 | 0 | 0 | 0 | 0 | 0 | 0 | 0 | 0 | 0 | 0 | 0 | 0 | 0 | 0 | 0 | 0 | 0 | 0 | 0 | 0 | 0 | 0 | 0 | 0 | 0 | 0 | 0 | 0 | 0 | 0 | 0 | 0 | 0 | 0 | 0 | 0 | 0 | 0 | 0 | 0 | 0 | 0 | 0 | 0 | 0 | 0 | 0 | 0 | 0 | 0 | 0 | 0 | 0 | 0 | 0 | 0 | 0 | 0 | 0 | 0 | 0 | 0 | 0 | 0 | 0 | 0 | 0 | 0 | 0 | 0 | 0 | 0 | 0 | 0 | 0 | 0 | 0 | 0 | 0 | 0 | 0 | 0 | 1128.9391 | 1128.21 | 1127.6266 | 1127.1479 | 1126.8515 | 1126.6375 | 1126.4758 | 1126.3493 | 1126.2477 | 1126.1642 | 1126.0364 | 1125.9097 | 1125.7977 | 1125.7052 | 1125.6338 | 1125.5775 | 1125.5329 | 1125.4241 | 1125.3753 | 1125.3523 | 1125.3443 | 1125.3462 | 1125.3462 | 1125.3462 | 1125.3462 | 498.2953 | 497.9735 | 497.7159 | 497.5047 | 497.3738 | 497.2794 | 497.208 | 497.1522 | 497.1073 | 497.0705 | 497.014 | 496.9581 | 496.9087 | 496.8679 | 496.8364 | 496.8115 | 496.7918 | 496.7438 | 496.7222 | 496.7121 | 496.7086 | 496.7094 | 496.7094 | 496.7094 | 496.7094 | 414
OR_Residential_LI - Single Family_Existing_Space Heating_Natural Gas_Furnace | OR | Residential | LI - Mobile Home | New | Water Heating | Natural Gas | Water Heater - Faucet Aerators | A | ORM367 | None | Installed | 10 | 2.6035 | 0 | 0 | 5.2 | 0 | 0 | 0 | 0.30173 | 0.25 | aerators | 85% | 85% | Retrofit | Retro12Med | 75.44% | TBD | 0% | 325.6771 |  | 143.7485 |  | 0 | RTF Wkbk - Aerators_v1_1 | RTF Wkbk - Aerators_v1_1 | RTF Wkbk - Aerators_v1_1 | None | None | None | None | None | None | None | None | None | None | None | None | None | None | None | None | None | None | None | None | None | None | None | None | None | None | None | Installed | Installed | Installed | Installed | Installed | Installed | Installed | Installed | Installed | Installed | Installed | Installed | Installed | Installed | Installed | Installed | Installed | Installed | Installed | Installed | Installed | Installed | Installed | Installed | Installed | Installed | Installed | 5.2 | 5.2 | 5.2 | 5.2 | 5.2 | 5.2 | 5.2 | 5.2 | 5.2 | 5.2 | 5.2 | 5.2 | 5.2 | 5.2 | 5.2 | 5.2 | 5.2 | 5.2 | 5.2 | 5.2 | 5.2 | 5.2 | 5.2 | 5.2 | 5.2 | 5.2 | 5.2 | 0 | 0 | 2.6051 | 2.6068 | 2.6082 | 2.6093 | 2.61 | 2.6105 | 2.6108 | 2.6111 | 2.6114 | 2.6116 | 2.6119 | 2.6122 | 2.6124 | 2.6126 | 2.6128 | 2.6129 | 2.613 | 2.6133 | 2.6134 | 2.6134 | 2.6135 | 2.6135 | 2.6135 | 2.6135 | 2.6135 | 0 | 0 | 0 | 0 | 0 | 0 | 0 | 0 | 0 | 0 | 0 | 0 | 0 | 0 | 0 | 0 | 0 | 0 | 0 | 0 | 0 | 0 | 0 | 0 | 0 | 0 | 0 | 0 | 0 | 0 | 0 | 0 | 0 | 0 | 0 | 0 | 0 | 0 | 0 | 0 | 0 | 0 | 0 | 0 | 0 | 0 | 0 | 0 | 0 | 0 | 0 | 0 | 0 | 0 | 0 | 0 | 0 | 0 | 0 | 0 | 0 | 0 | 0 | 0 | 0 | 0 | 0 | 0 | 0 | 0 | 0 | 0 | 0 | 0 | 0 | 0 | 0 | 0 | 0 | 0 | 0 | 0 | 0 | 0 | 0 | 0 | 0 | 0 | 0 | 0 | 0 | 0 | 0 | 0 | 0 | 0 | 0 | 0 | 0 | 0 | 0 | 0 | 0 | 0 | 0 | 0 | 0 | 0 | 0 | 0 | 0 | 0 | 0 | 0 | 0 | 0 | 0 | 0 | 0 | 0 | 0 | 0 | 0 | 0 | 0 | 0 | 0 | 0 | 0 | 0 | 0 | 0 | 0 | 0 | 0 | 0 | 0 | 0 | 0 | 0 | 0 | 0 | 0 | 0 | 0 | 0 | 0 | 0 | 0 | 0 | 0 | 0 | 0 | 0 | 0 | 0 | 0 | 0 | 0 | 0 | 0 | 0 | 0 | 0 | 0 | 0 | 0 | 0 | 0 | 0 | 0 | 0 | 0 | 0 | 0 | 0 | 0 | 0 | 0 | 0 | 0 | 0 | 0 | 0 | 0 | 0 | 0 | 0 | 0 | 0 | 0 | 0 | 0 | 0 | 0 | 0 | 0 | 0 | 0 | 0 | 0 | 0 | 0 | 0 | 0 | 0 | 0 | 0 | 0 | 0 | 0 | 0 | 0 | 0 | 0 | 0 | 0 | 0 | 0 | 0 | 0 | 0 | 0 | 0 | 0 | 0 | 0 | 0 | 0 | 0 | 0 | 0 | 0 | 0 | 0 | 0 | 0 | 0 | 0 | 0 | 0 | 0 | 0 | 0 | 0 | 0 | 0 | 0 | 0 | 0 | 0 | 0 | 0 | 0 | 0 | 0 | 0 | 0 | 0 | 0 | 0 | 0 | 0 | 0 | 0 | 0 | 0 | 0 | 0 | 0 | 0 | 0 | 0 | 0 | 0 | 0 | 0 | 0 | 0 | 0 | 0 | 0 | 0 | 0 | 0 | 0 | 0 | 0 | 0 | 0 | 0 | 0 | 0 | 0 | 0 | 0 | 0 | 0 | 0 | 0 | 0 | 0 | 0 | 0 | 0 | 0 | 0 | 0 | 0 | 0 | 0 | 0 | 0 | 0 | 0 | 0 | 0 | 0 | 0 | 0 | 0 | 0 | 0 | 0 | 0 | 0 | 0 | 0 | 0 | 0 | 0 | 0 | 0 | 0 | 0 | 0 | 0 | 0 | 0 | 0 | 0 | 0 | 0 | 0 | 0 | 0 | 0 | 0 | 0 | 0 | 0 | 0 | 0 | 0 | 0 | 0 | 0 | 0 | 0 | 0 | 0 | 0 | 0 | 0 | 0 | 0 | 0 | 0 | 0 | 0 | 0 | 0 | 0 | 0 | 0 | 0 | 0 | 0 | 0 | 0 | 0 | 0 | 0 | 0 | 0 | 0 | 0 | 0 | 0 | 0 | 0 | 0 | 0 | 0 | 0 | 0 | 0 | 0 | 0 | 0 | 326.426 | 326.2152 | 326.0465 | 325.9081 | 325.8224 | 325.7605 | 325.7138 | 325.6772 | 325.6478 | 325.6237 | 325.5867 | 325.5501 | 325.5177 | 325.4909 | 325.4703 | 325.454 | 325.4411 | 325.4097 | 325.3956 | 325.3889 | 325.3866 | 325.3871 | 325.3871 | 325.3871 | 325.3871 | 144.0791 | 143.9861 | 143.9116 | 143.8505 | 143.8127 | 143.7854 | 143.7647 | 143.7486 | 143.7356 | 143.725 | 143.7086 | 143.6925 | 143.6782 | 143.6664 | 143.6573 | 143.6501 | 143.6444 | 143.6305 | 143.6243 | 143.6213 | 143.6203 | 143.6206 | 143.6206 | 143.6206 | 143.6206 | 415
OR_Residential_LI - Single Family_Existing_Space Heating_Natural Gas_Furnace | OR | Residential | LI - Mobile Home | New | Water Heating | Natural Gas | Water Heater - Low-Flow Showerheads | A | ORM368 | None | Installed | 10 | 14.6775 | 0 | 0 | 19.72 | 0 | 0 | 0 | 0.30173 | 0.25 | showerheads | 95% | 95% | Retrofit | Retro12Med | 75.44% | TBD | 0% | 219.0744 |  | 96.6959 |  | 0 | RTF: Showerheads_v3.1 | RTF: Showerheads_v3.1 | RTF: Showerheads_v3.1 | None | None | None | None | None | None | None | None | None | None | None | None | None | None | None | None | None | None | None | None | None | None | None | None | None | None | None | Installed | Installed | Installed | Installed | Installed | Installed | Installed | Installed | Installed | Installed | Installed | Installed | Installed | Installed | Installed | Installed | Installed | Installed | Installed | Installed | Installed | Installed | Installed | Installed | Installed | Installed | Installed | 19.72 | 19.72 | 19.72 | 19.72 | 19.72 | 19.72 | 19.72 | 19.72 | 19.72 | 19.72 | 19.72 | 19.72 | 19.72 | 19.72 | 19.72 | 19.72 | 19.72 | 19.72 | 19.72 | 19.72 | 19.72 | 19.72 | 19.72 | 19.72 | 19.72 | 19.72 | 19.72 | 0 | 0 | 14.6869 | 14.6964 | 14.704 | 14.7102 | 14.7141 | 14.7169 | 14.719 | 14.7207 | 14.722 | 14.7231 | 14.7248 | 14.7264 | 14.7279 | 14.7291 | 14.73 | 14.7308 | 14.7314 | 14.7328 | 14.7334 | 14.7337 | 14.7338 | 14.7338 | 14.7338 | 14.7338 | 14.7338 | 0 | 0 | 0 | 0 | 0 | 0 | 0 | 0 | 0 | 0 | 0 | 0 | 0 | 0 | 0 | 0 | 0 | 0 | 0 | 0 | 0 | 0 | 0 | 0 | 0 | 0 | 0 | 0 | 0 | 0 | 0 | 0 | 0 | 0 | 0 | 0 | 0 | 0 | 0 | 0 | 0 | 0 | 0 | 0 | 0 | 0 | 0 | 0 | 0 | 0 | 0 | 0 | 0 | 0 | 0 | 0 | 0 | 0 | 0 | 0 | 0 | 0 | 0 | 0 | 0 | 0 | 0 | 0 | 0 | 0 | 0 | 0 | 0 | 0 | 0 | 0 | 0 | 0 | 0 | 0 | 0 | 0 | 0 | 0 | 0 | 0 | 0 | 0 | 0 | 0 | 0 | 0 | 0 | 0 | 0 | 0 | 0 | 0 | 0 | 0 | 0 | 0 | 0 | 0 | 0 | 0 | 0 | 0 | 0 | 0 | 0 | 0 | 0 | 0 | 0 | 0 | 0 | 0 | 0 | 0 | 0 | 0 | 0 | 0 | 0 | 0 | 0 | 0 | 0 | 0 | 0 | 0 | 0 | 0 | 0 | 0 | 0 | 0 | 0 | 0 | 0 | 0 | 0 | 0 | 0 | 0 | 0 | 0 | 0 | 0 | 0 | 0 | 0 | 0 | 0 | 0 | 0 | 0 | 0 | 0 | 0 | 0 | 0 | 0 | 0 | 0 | 0 | 0 | 0 | 0 | 0 | 0 | 0 | 0 | 0 | 0 | 0 | 0 | 0 | 0 | 0 | 0 | 0 | 0 | 0 | 0 | 0 | 0 | 0 | 0 | 0 | 0 | 0 | 0 | 0 | 0 | 0 | 0 | 0 | 0 | 0 | 0 | 0 | 0 | 0 | 0 | 0 | 0 | 0 | 0 | 0 | 0 | 0 | 0 | 0 | 0 | 0 | 0 | 0 | 0 | 0 | 0 | 0 | 0 | 0 | 0 | 0 | 0 | 0 | 0 | 0 | 0 | 0 | 0 | 0 | 0 | 0 | 0 | 0 | 0 | 0 | 0 | 0 | 0 | 0 | 0 | 0 | 0 | 0 | 0 | 0 | 0 | 0 | 0 | 0 | 0 | 0 | 0 | 0 | 0 | 0 | 0 | 0 | 0 | 0 | 0 | 0 | 0 | 0 | 0 | 0 | 0 | 0 | 0 | 0 | 0 | 0 | 0 | 0 | 0 | 0 | 0 | 0 | 0 | 0 | 0 | 0 | 0 | 0 | 0 | 0 | 0 | 0 | 0 | 0 | 0 | 0 | 0 | 0 | 0 | 0 | 0 | 0 | 0 | 0 | 0 | 0 | 0 | 0 | 0 | 0 | 0 | 0 | 0 | 0 | 0 | 0 | 0 | 0 | 0 | 0 | 0 | 0 | 0 | 0 | 0 | 0 | 0 | 0 | 0 | 0 | 0 | 0 | 0 | 0 | 0 | 0 | 0 | 0 | 0 | 0 | 0 | 0 | 0 | 0 | 0 | 0 | 0 | 0 | 0 | 0 | 0 | 0 | 0 | 0 | 0 | 0 | 0 | 0 | 0 | 0 | 0 | 0 | 0 | 0 | 0 | 0 | 0 | 0 | 0 | 0 | 0 | 0 | 0 | 0 | 0 | 0 | 0 | 0 | 0 | 0 | 0 | 0 | 0 | 0 | 0 | 0 | 0 | 0 | 0 | 0 | 0 | 0 | 0 | 0 | 0 | 0 | 0 | 0 | 0 | 219.5782 | 219.4364 | 219.3229 | 219.2298 | 219.1722 | 219.1306 | 219.0991 | 219.0745 | 219.0547 | 219.0385 | 219.0136 | 218.989 | 218.9672 | 218.9492 | 218.9353 | 218.9244 | 218.9157 | 218.8946 | 218.8851 | 218.8806 | 218.879 | 218.8794 | 218.8794 | 218.8794 | 218.8794 | 96.9182 | 96.8556 | 96.8056 | 96.7645 | 96.739 | 96.7206 | 96.7068 | 96.6959 | 96.6872 | 96.68 | 96.669 | 96.6582 | 96.6485 | 96.6406 | 96.6345 | 96.6296 | 96.6258 | 96.6165 | 96.6123 | 96.6103 | 96.6096 | 96.6098 | 96.6098 | 96.6098 | 96.6098 | 416
OR_Residential_LI - Single Family_Existing_Space Heating_Natural Gas_Furnace | OR | Residential | LI - Mobile Home | New | Water Heating | Natural Gas | Water Heater - Shower Timer | A | ORM369 | None | Installed | 2 | 3.1076 | 0 | 0 | 20 | 7.36 | 0 | 0 | 0.30173 | 0.25 | household | 0% | 10% | Retrofit | Retro3Slow | 84.16% | TBD | 0% | 1965.042 |  | 1909.7447 |  | 6.4195e-05 | Il TRM - 5.4.9 - RS-DHW-SHTM-V04-220101 | Il TRM - 5.4.9 - RS-DHW-SHTM-V04-220101 | Il TRM - 5.4.9 - RS-DHW-SHTM-V04-220101 | None | None | None | None | None | None | None | None | None | None | None | None | None | None | None | None | None | None | None | None | None | None | None | None | None | None | None | Installed | Installed | Installed | Installed | Installed | Installed | Installed | Installed | Installed | Installed | Installed | Installed | Installed | Installed | Installed | Installed | Installed | Installed | Installed | Installed | Installed | Installed | Installed | Installed | Installed | Installed | Installed | 20 | 20 | 20 | 20 | 20 | 20 | 20 | 20 | 20 | 20 | 20 | 20 | 20 | 20 | 20 | 20 | 20 | 20 | 20 | 20 | 20 | 20 | 20 | 20 | 20 | 20 | 20 | 0 | 0 | 3.0934 | 3.0791 | 3.0636 | 3.0464 | 3.0264 | 3.004 | 2.98 | 2.9544 | 2.9274 | 2.8996 | 2.8722 | 2.8457 | 2.8207 | 2.7975 | 2.7762 | 2.757 | 2.738 | 2.7191 | 2.7003 | 2.6816 | 2.6634 | 2.6458 | 2.6289 | 2.6125 | 2.5969 | 7.5466e-05 | 0.00017446 | 0.00038833 | 0.00083269 | 0.0014015 | 0.0020195 | 0.0024416 | 0.0025299 | 0.0019362 | 0.00065844 | 0 | 0 | 0 | 0 | 0 | 0 | 0 | 0 | 0 | 0 | 0 | 0 | 0 | 0 | 0 | 7.5466e-05 | 0.00024958 | 0.00063665 | 0.0014658 | 0.0028577 | 0.0048561 | 0.0072588 | 0.0097263 | 0.011573 | 0.012122 | 0.012008 | 0.011897 | 0.011792 | 0.011695 | 0.011606 | 0.011526 | 0.011446 | 0.011368 | 0.011289 | 0.011211 | 0.011135 | 0.011061 | 0.01099 | 0.010922 | 0.010857 | 0.024396 | 0.056658 | 0.12675 | 0.27334 | 0.46311 | 0.67227 | 0.81931 | 0.85631 | 0.66141 | 0.22708 | 0 | 0 | 0 | 0 | 0 | 0 | 0 | 0 | 0 | 0 | 0 | 0 | 0 | 0 | 0 | 0.024396 | 0.081054 | 0.20781 | 0.48114 | 0.94426 | 1.6165 | 2.4358 | 3.2921 | 3.9536 | 4.1806 | 4.1806 | 4.1806 | 4.1806 | 4.1806 | 4.1806 | 4.1806 | 4.1806 | 4.1806 | 4.1806 | 4.1806 | 4.1806 | 4.1806 | 4.1806 | 4.1806 | 4.1806 | 6.4195e-05 | 0.00014852 | 0.00033085 | 0.00071007 | 0.0011964 | 0.0017258 | 0.0020891 | 0.0021675 | 0.0016612 | 0.00056576 | 0 | 0 | 0 | 0 | 0 | 0 | 0 | 0 | 0 | 0 | 0 | 0 | 0 | 0 | 0 | 6.4195e-05 | 0.00021246 | 0.00054242 | 0.0012499 | 0.0024393 | 0.0041499 | 0.0062108 | 0.0083332 | 0.0099299 | 0.010416 | 0.010333 | 0.010252 | 0.010176 | 0.010105 | 0.01004 | 0.0099819 | 0.0099238 | 0.0098664 | 0.009809 | 0.0097518 | 0.0096962 | 0.0096425 | 0.0095906 | 0.0095406 | 0.0094929 | 0.020737 | 0.04816 | 0.10774 | 0.23234 | 0.39364 | 0.57143 | 0.69642 | 0.72786 | 0.5622 | 0.19302 | 0 | 0 | 0 | 0 | 0 | 0 | 0 | 0 | 0 | 0 | 0 | 0 | 0 | 0 | 0 | 0.020737 | 0.068896 | 0.17664 | 0.40897 | 0.80262 | 1.374 | 2.0705 | 2.7983 | 3.3605 | 3.5535 | 3.5535 | 3.5535 | 3.5535 | 3.5535 | 3.5535 | 3.5535 | 3.5535 | 3.5535 | 3.5535 | 3.5535 | 3.5535 | 3.5535 | 3.5535 | 3.5535 | 3.5535 | 0 | 0 | 0 | 0 | 0 | 0 | 0 | 0 | 0 | 0 | 0 | 0 | 0 | 0 | 0 | 0 | 0 | 0 | 0 | 0 | 0 | 0 | 0 | 0 | 0 | 0 | 0 | 0 | 0 | 0 | 0 | 0 | 0 | 0 | 0 | 0 | 0 | 0 | 0 | 0 | 0 | 0 | 0 | 0 | 0 | 0 | 0 | 0 | 0 | 0 | 0 | 0 | 0 | 0 | 0 | 0 | 0 | 0 | 0 | 0 | 0 | 0 | 0 | 0 | 0 | 0 | 0 | 0 | 0 | 0 | 0 | 0 | 0 | 0 | 0 | 0 | 0 | 0 | 0 | 0 | 0 | 0 | 0 | 0 | 0 | 0 | 0 | 0 | 0 | 0 | 0 | 0 | 0 | 0 | 0 | 0 | 0 | 0 | 0 | 0 | 0 | 0 | 0 | 0 | 0 | 0 | 0 | 0 | 0 | 0 | 0 | 0 | 0 | 0 | 0 | 0 | 0 | 0 | 0 | 0 | 0 | 0 | 0 | 0 | 0 | 0 | 0 | 0 | 0 | 0 | 0 | 0 | 0 | 0 | 0 | 0 | 0 | 0 | 0 | 0 | 0 | 0 | 0 | 0 | 0 | 0 | 0 | 0 | 0 | 0 | 0 | 0 | 0 | 0 | 0 | 0 | 0 | 0 | 0 | 0 | 0 | 0 | 0 | 0 | 0 | 0 | 0 | 0 | 0 | 0 | 0 | 0 | 0 | 0 | 0 | 0 | 0 | 0 | 0 | 0 | 0 | 0 | 0 | 0 | 0 | 0 | 0 | 0 | 0 | 0 | 0 | 0 | 0 | 0 | 0 | 0 | 0 | 0 | 0 | 0 | 1969.5609 | 1968.289 | 1967.2712 | 1966.436 | 1965.9188 | 1965.5455 | 1965.2635 | 1965.0428 | 1964.8654 | 1964.7198 | 1964.4968 | 1964.2757 | 1964.0803 | 1963.919 | 1963.7945 | 1963.6963 | 1963.6184 | 1963.4286 | 1963.3435 | 1963.3034 | 1963.2894 | 1963.2927 | 1963.2927 | 1963.2927 | 1963.2927 | 1914.1364 | 1912.9002 | 1911.911 | 1911.0994 | 1910.5968 | 1910.234 | 1909.9599 | 1909.7454 | 1909.573 | 1909.4315 | 1909.2148 | 1908.9999 | 1908.81 | 1908.6532 | 1908.5322 | 1908.4368 | 1908.3611 | 1908.1766 | 1908.0939 | 1908.055 | 1908.0413 | 1908.0446 | 1908.0446 | 1908.0446 | 1908.0446 | 417
OR_Residential_LI - Single Family_Existing_Space Heating_Natural Gas_Furnace | OR | Residential | LI - Mobile Home | New | Water Heating | Natural Gas | Water Heater - Pipe Insulation | A | ORM370 | Uninsulated Pipe | R-4 Insulation Installed | 15 | 0.83316 | 0 | 0 | 3.06 | 0 | 0 | 0 | 0.30173 | 0.25 | feet pipe | 17% | 25% | Retrofit | Retro3Slow | 84.16% | TBD | 0% | 447.2853 |  | 197.4244 |  | 6.9152e-05 | IL TRM - 5.4.1 - RS-HWE-PINS-V05-220101 | IL TRM - 5.4.1 - RS-HWE-PINS-V05-220101 | IL TRM - 5.4.1 - RS-HWE-PINS-V05-220101 | Uninsulated Pipe | Uninsulated Pipe | Uninsulated Pipe | Uninsulated Pipe | Uninsulated Pipe | Uninsulated Pipe | Uninsulated Pipe | Uninsulated Pipe | Uninsulated Pipe | Uninsulated Pipe | Uninsulated Pipe | Uninsulated Pipe | Uninsulated Pipe | Uninsulated Pipe | Uninsulated Pipe | Uninsulated Pipe | Uninsulated Pipe | Uninsulated Pipe | Uninsulated Pipe | Uninsulated Pipe | Uninsulated Pipe | Uninsulated Pipe | Uninsulated Pipe | Uninsulated Pipe | Uninsulated Pipe | Uninsulated Pipe | Uninsulated Pipe | R-4 Insulation Installed | R-4 Insulation Installed | R-4 Insulation Installed | R-4 Insulation Installed | R-4 Insulation Installed | R-4 Insulation Installed | R-4 Insulation Installed | R-4 Insulation Installed | R-4 Insulation Installed | R-4 Insulation Installed | R-4 Insulation Installed | R-4 Insulation Installed | R-4 Insulation Installed | R-4 Insulation Installed | R-4 Insulation Installed | R-4 Insulation Installed | R-4 Insulation Installed | R-4 Insulation Installed | R-4 Insulation Installed | R-4 Insulation Installed | R-4 Insulation Installed | R-4 Insulation Installed | R-4 Insulation Installed | R-4 Insulation Installed | R-4 Insulation Installed | R-4 Insulation Installed | R-4 Insulation Installed | 3.06 | 3.06 | 3.06 | 3.06 | 3.06 | 3.06 | 3.06 | 3.06 | 3.06 | 3.06 | 3.06 | 3.06 | 3.06 | 3.06 | 3.06 | 3.06 | 3.06 | 3.06 | 3.06 | 3.06 | 3.06 | 3.06 | 3.06 | 3.06 | 3.06 | 3.06 | 3.06 | 0 | 0 | 0.8337 | 0.83424 | 0.83467 | 0.83502 | 0.83524 | 0.8354 | 0.83552 | 0.83562 | 0.83569 | 0.83575 | 0.83585 | 0.83594 | 0.83602 | 0.83609 | 0.83615 | 0.83619 | 0.83622 | 0.8363 | 0.83634 | 0.83636 | 0.83636 | 0.83636 | 0.83636 | 0.83636 | 0.83636 | 8.1355e-05 | 0.00018907 | 0.00050464 | 0.0011022 | 0.0020522 | 0.0033492 | 0.0048727 | 0.0064016 | 0.0076714 | 0.0084543 | 0.0086271 | 0.0081979 | 0.0072896 | 0.0060916 | 0.0048016 | 0.0035002 | 0.0023466 | 0.0012034 | 0 | 0 | 0 | 0 | 0 | 0 | 0 | 8.1355e-05 | 0.00027047 | 0.00077526 | 0.0018778 | 0.0039305 | 0.0072804 | 0.012154 | 0.018557 | 0.02623 | 0.034686 | 0.043317 | 0.05152 | 0.058815 | 0.064911 | 0.069717 | 0.073221 | 0.07557 | 0.076781 | 0.076784 | 0.076786 | 0.076786 | 0.076786 | 0.076786 | 0.076786 | 0.076786 | 0.097584 | 0.22663 | 0.6046 | 1.32 | 2.457 | 4.009 | 5.8319 | 7.6609 | 9.1797 | 10.1158 | 10.3214 | 9.8067 | 8.7194 | 7.2857 | 5.7425 | 4.1859 | 2.8062 | 1.4389 | 0 | 0 | 0 | 0 | 0 | 0 | 0 | 0.097584 | 0.32422 | 0.92882 | 2.2488 | 4.7058 | 8.7149 | 14.5468 | 22.2077 | 31.3874 | 41.5032 | 51.8246 | 61.6314 | 70.3508 | 77.6365 | 83.379 | 87.5649 | 90.3711 | 91.81 | 91.81 | 91.81 | 91.81 | 91.81 | 91.81 | 91.81 | 91.81 | 6.9152e-05 | 0.00016071 | 0.00042895 | 0.00093688 | 0.0017444 | 0.0028468 | 0.0041418 | 0.0054413 | 0.0065207 | 0.0071862 | 0.0073331 | 0.0069682 | 0.0061962 | 0.0051778 | 0.0040813 | 0.0029752 | 0.0019946 | 0.0010229 | 0 | 0 | 0 | 0 | 0 | 0 | 0 | 6.9152e-05 | 0.0002299 | 0.00065897 | 0.0015961 | 0.0033409 | 0.0061884 | 0.010331 | 0.015774 | 0.022296 | 0.029483 | 0.03682 | 0.043792 | 0.049993 | 0.055175 | 0.059259 | 0.062238 | 0.064235 | 0.065264 | 0.065267 | 0.065268 | 0.065268 | 0.065268 | 0.065268 | 0.065268 | 0.065268 | 0.082946 | 0.19264 | 0.51391 | 1.122 | 2.0885 | 3.4077 | 4.9571 | 6.5118 | 7.8028 | 8.5985 | 8.7732 | 8.3357 | 7.4115 | 6.1929 | 4.8811 | 3.558 | 2.3853 | 1.2231 | 0 | 0 | 0 | 0 | 0 | 0 | 0 | 0.082946 | 0.27558 | 0.7895 | 1.9115 | 4 | 7.4076 | 12.3648 | 18.8765 | 26.6793 | 35.2777 | 44.0509 | 52.3867 | 59.7982 | 65.991 | 70.8722 | 74.4302 | 76.8154 | 78.0385 | 78.0385 | 78.0385 | 78.0385 | 78.0385 | 78.0385 | 78.0385 | 78.0385 | 6.9152e-05 | 0.00016071 | 0.00042895 | 0.00093688 | 0.0017444 | 0.0028468 | 0.0041418 | 0.0054413 | 0.0065207 | 0.0071862 | 0.0073331 | 0.0069682 | 0.0061962 | 0.0051778 | 0.0040813 | 0.0029752 | 0.0019946 | 0.0010229 | 0 | 0 | 0 | 0 | 0 | 0 | 0 | 6.9152e-05 | 0.0002299 | 0.00065897 | 0.0015961 | 0.0033409 | 0.0061884 | 0.010331 | 0.015774 | 0.022296 | 0.029483 | 0.03682 | 0.043792 | 0.049993 | 0.055175 | 0.059259 | 0.062238 | 0.064235 | 0.065264 | 0.065267 | 0.065268 | 0.065268 | 0.065268 | 0.065268 | 0.065268 | 0.065268 | 0.082946 | 0.19264 | 0.51391 | 1.122 | 2.0885 | 3.4077 | 4.9571 | 6.5118 | 7.8028 | 8.5985 | 8.7732 | 8.3357 | 7.4115 | 6.1929 | 4.8811 | 3.558 | 2.3853 | 1.2231 | 0 | 0 | 0 | 0 | 0 | 0 | 0 | 0.082946 | 0.27558 | 0.7895 | 1.9115 | 4 | 7.4076 | 12.3648 | 18.8765 | 26.6793 | 35.2777 | 44.0509 | 52.3867 | 59.7982 | 65.991 | 70.8722 | 74.4302 | 76.8154 | 78.0385 | 78.0385 | 78.0385 | 78.0385 | 78.0385 | 78.0385 | 78.0385 | 78.0385 | 6.9152e-05 | 0.00016071 | 0.00042895 | 0.00093688 | 0.0017444 | 0.0028468 | 0.0041418 | 0.0054413 | 0.0065207 | 0.0071862 | 0.0073331 | 0.0069682 | 0.0061962 | 0.0051778 | 0.0040813 | 0.0029752 | 0.0019946 | 0.0010229 | 0 | 0 | 0 | 0 | 0 | 0 | 0 | 6.9152e-05 | 0.0002299 | 0.00065897 | 0.0015961 | 0.0033409 | 0.0061884 | 0.010331 | 0.015774 | 0.022296 | 0.029483 | 0.03682 | 0.043792 | 0.049993 | 0.055175 | 0.059259 | 0.062238 | 0.064235 | 0.065264 | 0.065267 | 0.065268 | 0.065268 | 0.065268 | 0.065268 | 0.065268 | 0.065268 | 0.082946 | 0.19264 | 0.51391 | 1.122 | 2.0885 | 3.4077 | 4.9571 | 6.5118 | 7.8028 | 8.5985 | 8.7732 | 8.3357 | 7.4115 | 6.1929 | 4.8811 | 3.558 | 2.3853 | 1.2231 | 0 | 0 | 0 | 0 | 0 | 0 | 0 | 0.082946 | 0.27558 | 0.7895 | 1.9115 | 4 | 7.4076 | 12.3648 | 18.8765 | 26.6793 | 35.2777 | 44.0509 | 52.3867 | 59.7982 | 65.991 | 70.8722 | 74.4302 | 76.8154 | 78.0385 | 78.0385 | 78.0385 | 78.0385 | 78.0385 | 78.0385 | 78.0385 | 78.0385 | 448.3139 | 448.0244 | 447.7927 | 447.6026 | 447.4849 | 447.3999 | 447.3357 | 447.2855 | 447.2451 | 447.212 | 447.1612 | 447.1109 | 447.0664 | 447.0297 | 447.0014 | 446.979 | 446.9613 | 446.9181 | 446.8987 | 446.8896 | 446.8864 | 446.8872 | 446.8872 | 446.8872 | 446.8872 | 197.8784 | 197.7506 | 197.6484 | 197.5645 | 197.5125 | 197.475 | 197.4467 | 197.4245 | 197.4067 | 197.3921 | 197.3697 | 197.3474 | 197.3278 | 197.3116 | 197.2991 | 197.2892 | 197.2814 | 197.2623 | 197.2538 | 197.2498 | 197.2483 | 197.2487 | 197.2487 | 197.2487 | 197.2487 | 418
OR_Residential_LI - Single Family_Existing_Space Heating_Natural Gas_Furnace | OR | Residential | LI - Mobile Home | New | Water Heating | Natural Gas | Water Heater - Desuperheater | A | ORM371 | None | Installed | 20 | 87.4368 | 0 | 0 | 1449.47 | 0 | 0 | 0 | 0.30173 | 0.25 | household | 0% | 0% | Retrofit | Retro3Slow | 84.16% | TBD | 0% | 1687.5272 |  | 744.8469 |  | 0 | RTF WKbk - ResGSHP_v2_7 | RTF WKbk - ResGSHP_v2_7 | RTF WKbk - ResGSHP_v2_7 | None | None | None | None | None | None | None | None | None | None | None | None | None | None | None | None | None | None | None | None | None | None | None | None | None | None | None | Installed | Installed | Installed | Installed | Installed | Installed | Installed | Installed | Installed | Installed | Installed | Installed | Installed | Installed | Installed | Installed | Installed | Installed | Installed | Installed | Installed | Installed | Installed | Installed | Installed | Installed | Installed | 1449.47 | 1449.47 | 1449.47 | 1449.47 | 1449.47 | 1449.47 | 1449.47 | 1449.47 | 1449.47 | 1449.47 | 1449.47 | 1449.47 | 1449.47 | 1449.47 | 1449.47 | 1449.47 | 1449.47 | 1449.47 | 1449.47 | 1449.47 | 1449.47 | 1449.47 | 1449.47 | 1449.47 | 1449.47 | 1449.47 | 1449.47 | 0 | 0 | 87.4734 | 87.501 | 87.4856 | 87.4117 | 87.2547 | 87.0085 | 86.67 | 86.246 | 85.7529 | 85.2133 | 84.658 | 84.1047 | 83.5721 | 83.0736 | 82.6171 | 82.2054 | 81.7922 | 81.3827 | 80.9712 | 80.5595 | 80.1494 | 79.7445 | 79.3466 | 78.9579 | 78.5818 | 0 | 0 | 0 | 0 | 0 | 0 | 0 | 0 | 0 | 0 | 0 | 0 | 0 | 0 | 0 | 0 | 0 | 0 | 0 | 0 | 0 | 0 | 0 | 0 | 0 | 0 | 0 | 0 | 0 | 0 | 0 | 0 | 0 | 0 | 0 | 0 | 0 | 0 | 0 | 0 | 0 | 0 | 0 | 0 | 0 | 0 | 0 | 0 | 0 | 0 | 0 | 0 | 0 | 0 | 0 | 0 | 0 | 0 | 0 | 0 | 0 | 0 | 0 | 0 | 0 | 0 | 0 | 0 | 0 | 0 | 0 | 0 | 0 | 0 | 0 | 0 | 0 | 0 | 0 | 0 | 0 | 0 | 0 | 0 | 0 | 0 | 0 | 0 | 0 | 0 | 0 | 0 | 0 | 0 | 0 | 0 | 0 | 0 | 0 | 0 | 0 | 0 | 0 | 0 | 0 | 0 | 0 | 0 | 0 | 0 | 0 | 0 | 0 | 0 | 0 | 0 | 0 | 0 | 0 | 0 | 0 | 0 | 0 | 0 | 0 | 0 | 0 | 0 | 0 | 0 | 0 | 0 | 0 | 0 | 0 | 0 | 0 | 0 | 0 | 0 | 0 | 0 | 0 | 0 | 0 | 0 | 0 | 0 | 0 | 0 | 0 | 0 | 0 | 0 | 0 | 0 | 0 | 0 | 0 | 0 | 0 | 0 | 0 | 0 | 0 | 0 | 0 | 0 | 0 | 0 | 0 | 0 | 0 | 0 | 0 | 0 | 0 | 0 | 0 | 0 | 0 | 0 | 0 | 0 | 0 | 0 | 0 | 0 | 0 | 0 | 0 | 0 | 0 | 0 | 0 | 0 | 0 | 0 | 0 | 0 | 0 | 0 | 0 | 0 | 0 | 0 | 0 | 0 | 0 | 0 | 0 | 0 | 0 | 0 | 0 | 0 | 0 | 0 | 0 | 0 | 0 | 0 | 0 | 0 | 0 | 0 | 0 | 0 | 0 | 0 | 0 | 0 | 0 | 0 | 0 | 0 | 0 | 0 | 0 | 0 | 0 | 0 | 0 | 0 | 0 | 0 | 0 | 0 | 0 | 0 | 0 | 0 | 0 | 0 | 0 | 0 | 0 | 0 | 0 | 0 | 0 | 0 | 0 | 0 | 0 | 0 | 0 | 0 | 0 | 0 | 0 | 0 | 0 | 0 | 0 | 0 | 0 | 0 | 0 | 0 | 0 | 0 | 0 | 0 | 0 | 0 | 0 | 0 | 0 | 0 | 0 | 0 | 0 | 0 | 0 | 0 | 0 | 0 | 0 | 0 | 0 | 0 | 0 | 0 | 0 | 0 | 0 | 0 | 0 | 0 | 0 | 0 | 0 | 0 | 0 | 0 | 0 | 0 | 0 | 0 | 0 | 0 | 0 | 0 | 0 | 0 | 0 | 0 | 0 | 0 | 0 | 0 | 0 | 0 | 0 | 0 | 0 | 0 | 0 | 0 | 0 | 0 | 0 | 0 | 0 | 0 | 0 | 0 | 0 | 0 | 0 | 0 | 0 | 0 | 0 | 0 | 0 | 0 | 0 | 0 | 0 | 0 | 0 | 0 | 0 | 0 | 0 | 0 | 0 | 0 | 0 | 0 | 0 | 0 | 0 | 0 | 0 | 0 | 0 | 0 | 0 | 0 | 0 | 0 | 0 | 0 | 0 | 0 | 0 | 0 | 0 | 0 | 0 | 0 | 0 | 0 | 0 | 0 | 0 | 0 | 1691.4078 | 1690.3156 | 1689.4415 | 1688.7243 | 1688.2801 | 1687.9595 | 1687.7173 | 1687.5278 | 1687.3755 | 1687.2504 | 1687.0589 | 1686.8691 | 1686.7013 | 1686.5627 | 1686.4558 | 1686.3715 | 1686.3046 | 1686.1416 | 1686.0685 | 1686.0341 | 1686.022 | 1686.0249 | 1686.0249 | 1686.0249 | 1686.0249 | 746.5598 | 746.0776 | 745.6918 | 745.3753 | 745.1792 | 745.0377 | 744.9308 | 744.8472 | 744.78 | 744.7247 | 744.6402 | 744.5564 | 744.4824 | 744.4212 | 744.374 | 744.3368 | 744.3073 | 744.2353 | 744.203 | 744.1879 | 744.1826 | 744.1838 | 744.1838 | 744.1838 | 744.1838 | 419
OR_Residential_LI - Single Family_Existing_Space Heating_Natural Gas_Furnace | OR | Residential | LI - Mobile Home | New | Water Heating | Natural Gas | Water Heater - Temperature Setback | A | ORM372 | Water Set at 135°F | Water Set at 120°F | 2 | 3.5 | 0 | 0 | 5.09 | 0 | 0 | 0 | 0.30173 | 0.25 | household | 85% | 85% | Retrofit | Retro3Slow | 84.16% | TBD | 0% | 977.6831 |  | 431.5333 |  | 0 | IL TRM - 5.4.6 - RS-HWE-TMPS-V08-210101 | IL TRM - 5.4.6 - RS-HWE-TMPS-V08-210101 | IL TRM - 5.4.6 - RS-HWE-TMPS-V08-210101 | Water Set at 135°F | Water Set at 135°F | Water Set at 135°F | Water Set at 135°F | Water Set at 135°F | Water Set at 135°F | Water Set at 135°F | Water Set at 135°F | Water Set at 135°F | Water Set at 135°F | Water Set at 135°F | Water Set at 135°F | Water Set at 135°F | Water Set at 135°F | Water Set at 135°F | Water Set at 135°F | Water Set at 135°F | Water Set at 135°F | Water Set at 135°F | Water Set at 135°F | Water Set at 135°F | Water Set at 135°F | Water Set at 135°F | Water Set at 135°F | Water Set at 135°F | Water Set at 135°F | Water Set at 135°F | Water Set at 120°F | Water Set at 120°F | Water Set at 120°F | Water Set at 120°F | Water Set at 120°F | Water Set at 120°F | Water Set at 120°F | Water Set at 120°F | Water Set at 120°F | Water Set at 120°F | Water Set at 120°F | Water Set at 120°F | Water Set at 120°F | Water Set at 120°F | Water Set at 120°F | Water Set at 120°F | Water Set at 120°F | Water Set at 120°F | Water Set at 120°F | Water Set at 120°F | Water Set at 120°F | Water Set at 120°F | Water Set at 120°F | Water Set at 120°F | Water Set at 120°F | Water Set at 120°F | Water Set at 120°F | 5.09 | 5.09 | 5.09 | 5.09 | 5.09 | 5.09 | 5.09 | 5.09 | 5.09 | 5.09 | 5.09 | 5.09 | 5.09 | 5.09 | 5.09 | 5.09 | 5.09 | 5.09 | 5.09 | 5.09 | 5.09 | 5.09 | 5.09 | 5.09 | 5.09 | 5.09 | 5.09 | 0 | 0 | 3.5015 | 3.5026 | 3.502 | 3.499 | 3.4927 | 3.4829 | 3.4693 | 3.4523 | 3.4326 | 3.411 | 3.3888 | 3.3666 | 3.3453 | 3.3253 | 3.3071 | 3.2906 | 3.2741 | 3.2577 | 3.2412 | 3.2247 | 3.2083 | 3.1921 | 3.1762 | 3.1606 | 3.1455 | 0 | 0 | 0 | 0 | 0 | 0 | 0 | 0 | 0 | 0 | 0 | 0 | 0 | 0 | 0 | 0 | 0 | 0 | 0 | 0 | 0 | 0 | 0 | 0 | 0 | 0 | 0 | 0 | 0 | 0 | 0 | 0 | 0 | 0 | 0 | 0 | 0 | 0 | 0 | 0 | 0 | 0 | 0 | 0 | 0 | 0 | 0 | 0 | 0 | 0 | 0 | 0 | 0 | 0 | 0 | 0 | 0 | 0 | 0 | 0 | 0 | 0 | 0 | 0 | 0 | 0 | 0 | 0 | 0 | 0 | 0 | 0 | 0 | 0 | 0 | 0 | 0 | 0 | 0 | 0 | 0 | 0 | 0 | 0 | 0 | 0 | 0 | 0 | 0 | 0 | 0 | 0 | 0 | 0 | 0 | 0 | 0 | 0 | 0 | 0 | 0 | 0 | 0 | 0 | 0 | 0 | 0 | 0 | 0 | 0 | 0 | 0 | 0 | 0 | 0 | 0 | 0 | 0 | 0 | 0 | 0 | 0 | 0 | 0 | 0 | 0 | 0 | 0 | 0 | 0 | 0 | 0 | 0 | 0 | 0 | 0 | 0 | 0 | 0 | 0 | 0 | 0 | 0 | 0 | 0 | 0 | 0 | 0 | 0 | 0 | 0 | 0 | 0 | 0 | 0 | 0 | 0 | 0 | 0 | 0 | 0 | 0 | 0 | 0 | 0 | 0 | 0 | 0 | 0 | 0 | 0 | 0 | 0 | 0 | 0 | 0 | 0 | 0 | 0 | 0 | 0 | 0 | 0 | 0 | 0 | 0 | 0 | 0 | 0 | 0 | 0 | 0 | 0 | 0 | 0 | 0 | 0 | 0 | 0 | 0 | 0 | 0 | 0 | 0 | 0 | 0 | 0 | 0 | 0 | 0 | 0 | 0 | 0 | 0 | 0 | 0 | 0 | 0 | 0 | 0 | 0 | 0 | 0 | 0 | 0 | 0 | 0 | 0 | 0 | 0 | 0 | 0 | 0 | 0 | 0 | 0 | 0 | 0 | 0 | 0 | 0 | 0 | 0 | 0 | 0 | 0 | 0 | 0 | 0 | 0 | 0 | 0 | 0 | 0 | 0 | 0 | 0 | 0 | 0 | 0 | 0 | 0 | 0 | 0 | 0 | 0 | 0 | 0 | 0 | 0 | 0 | 0 | 0 | 0 | 0 | 0 | 0 | 0 | 0 | 0 | 0 | 0 | 0 | 0 | 0 | 0 | 0 | 0 | 0 | 0 | 0 | 0 | 0 | 0 | 0 | 0 | 0 | 0 | 0 | 0 | 0 | 0 | 0 | 0 | 0 | 0 | 0 | 0 | 0 | 0 | 0 | 0 | 0 | 0 | 0 | 0 | 0 | 0 | 0 | 0 | 0 | 0 | 0 | 0 | 0 | 0 | 0 | 0 | 0 | 0 | 0 | 0 | 0 | 0 | 0 | 0 | 0 | 0 | 0 | 0 | 0 | 0 | 0 | 0 | 0 | 0 | 0 | 0 | 0 | 0 | 0 | 0 | 0 | 0 | 0 | 0 | 0 | 0 | 0 | 0 | 0 | 0 | 0 | 0 | 0 | 0 | 0 | 0 | 0 | 0 | 0 | 0 | 0 | 0 | 0 | 0 | 0 | 0 | 0 | 0 | 0 | 0 | 0 | 0 | 0 | 0 | 0 | 0 | 0 | 0 | 0 | 0 | 0 | 0 | 0 | 0 | 0 | 0 | 0 | 0 | 979.9314 | 979.2986 | 978.7922 | 978.3766 | 978.1193 | 977.9336 | 977.7933 | 977.6835 | 977.5952 | 977.5228 | 977.4118 | 977.3018 | 977.2046 | 977.1243 | 977.0624 | 977.0135 | 976.9748 | 976.8803 | 976.838 | 976.8181 | 976.8111 | 976.8127 | 976.8127 | 976.8127 | 976.8127 | 432.5257 | 432.2464 | 432.0229 | 431.8394 | 431.7259 | 431.6439 | 431.582 | 431.5335 | 431.4945 | 431.4626 | 431.4136 | 431.365 | 431.3221 | 431.2867 | 431.2594 | 431.2378 | 431.2207 | 431.179 | 431.1603 | 431.1515 | 431.1484 | 431.1492 | 431.1492 | 431.1492 | 431.1492 | 420
OR_Residential_LI - Single Family_Existing_Space Heating_Natural Gas_Furnace | OR | Residential | LI - Mobile Home | New | Water Heating | Natural Gas | Water Heater - Tank Blanket/Insulation | A | ORM373 | None | Installed | 5 | 0 | 0 | 0 | 38.68 | 0 | 0 | 0 | 0.30173 | 0.25 | household | 95% | 95% | Retrofit | Retro3Slow | 84.16% | TBD | 0% | 0 |  | 0 |  | 0 | IL TRM - 5.4.7 - RS-HWE-TMPS-V07-200101 | IL TRM - 5.4.7 - RS-HWE-TMPS-V07-200101 | IL TRM - 5.4.7 - RS-HWE-TMPS-V07-200101 | None | None | None | None | None | None | None | None | None | None | None | None | None | None | None | None | None | None | None | None | None | None | None | None | None | None | None | Installed | Installed | Installed | Installed | Installed | Installed | Installed | Installed | Installed | Installed | Installed | Installed | Installed | Installed | Installed | Installed | Installed | Installed | Installed | Installed | Installed | Installed | Installed | Installed | Installed | Installed | Installed | 38.68 | 38.68 | 38.68 | 38.68 | 38.68 | 38.68 | 38.68 | 38.68 | 38.68 | 38.68 | 38.68 | 38.68 | 38.68 | 38.68 | 38.68 | 38.68 | 38.68 | 38.68 | 38.68 | 38.68 | 38.68 | 38.68 | 38.68 | 38.68 | 38.68 | 38.68 | 38.68 | 0 | 0 | 0 | 0 | 0 | 0 | 0 | 0 | 0 | 0 | 0 | 0 | 0 | 0 | 0 | 0 | 0 | 0 | 0 | 0 | 0 | 0 | 0 | 0 | 0 | 0 | 0 | 0 | 0 | 0 | 0 | 0 | 0 | 0 | 0 | 0 | 0 | 0 | 0 | 0 | 0 | 0 | 0 | 0 | 0 | 0 | 0 | 0 | 0 | 0 | 0 | 0 | 0 | 0 | 0 | 0 | 0 | 0 | 0 | 0 | 0 | 0 | 0 | 0 | 0 | 0 | 0 | 0 | 0 | 0 | 0 | 0 | 0 | 0 | 0 | 0 | 0 | 0 | 0 | 0 | 0 | 0 | 0 | 0 | 0 | 0 | 0 | 0 | 0 | 0 | 0 | 0 | 0 | 0 | 0 | 0 | 0 | 0 | 0 | 0 | 0 | 0 | 0 | 0 | 0 | 0 | 0 | 0 | 0 | 0 | 0 | 0 | 0 | 0 | 0 | 0 | 0 | 0 | 0 | 0 | 0 | 0 | 0 | 0 | 0 | 0 | 0 | 0 | 0 | 0 | 0 | 0 | 0 | 0 | 0 | 0 | 0 | 0 | 0 | 0 | 0 | 0 | 0 | 0 | 0 | 0 | 0 | 0 | 0 | 0 | 0 | 0 | 0 | 0 | 0 | 0 | 0 | 0 | 0 | 0 | 0 | 0 | 0 | 0 | 0 | 0 | 0 | 0 | 0 | 0 | 0 | 0 | 0 | 0 | 0 | 0 | 0 | 0 | 0 | 0 | 0 | 0 | 0 | 0 | 0 | 0 | 0 | 0 | 0 | 0 | 0 | 0 | 0 | 0 | 0 | 0 | 0 | 0 | 0 | 0 | 0 | 0 | 0 | 0 | 0 | 0 | 0 | 0 | 0 | 0 | 0 | 0 | 0 | 0 | 0 | 0 | 0 | 0 | 0 | 0 | 0 | 0 | 0 | 0 | 0 | 0 | 0 | 0 | 0 | 0 | 0 | 0 | 0 | 0 | 0 | 0 | 0 | 0 | 0 | 0 | 0 | 0 | 0 | 0 | 0 | 0 | 0 | 0 | 0 | 0 | 0 | 0 | 0 | 0 | 0 | 0 | 0 | 0 | 0 | 0 | 0 | 0 | 0 | 0 | 0 | 0 | 0 | 0 | 0 | 0 | 0 | 0 | 0 | 0 | 0 | 0 | 0 | 0 | 0 | 0 | 0 | 0 | 0 | 0 | 0 | 0 | 0 | 0 | 0 | 0 | 0 | 0 | 0 | 0 | 0 | 0 | 0 | 0 | 0 | 0 | 0 | 0 | 0 | 0 | 0 | 0 | 0 | 0 | 0 | 0 | 0 | 0 | 0 | 0 | 0 | 0 | 0 | 0 | 0 | 0 | 0 | 0 | 0 | 0 | 0 | 0 | 0 | 0 | 0 | 0 | 0 | 0 | 0 | 0 | 0 | 0 | 0 | 0 | 0 | 0 | 0 | 0 | 0 | 0 | 0 | 0 | 0 | 0 | 0 | 0 | 0 | 0 | 0 | 0 | 0 | 0 | 0 | 0 | 0 | 0 | 0 | 0 | 0 | 0 | 0 | 0 | 0 | 0 | 0 | 0 | 0 | 0 | 0 | 0 | 0 | 0 | 0 | 0 | 0 | 0 | 0 | 0 | 0 | 0 | 0 | 0 | 0 | 0 | 0 | 0 | 0 | 0 | 0 | 0 | 0 | 0 | 0 | 0 | 0 | 0 | 0 | 0 | 0 | 0 | 0 | 0 | 0 | 0 | 0 | 0 | 0 | 0 | 0 | 0 | 0 | 0 | 0 | 0 | 0 | 0 | 0 | 0 | 0 | 0 | 0 | 0 | 0 | 0 | 0 | 0 | 0 | 0 | 0 | 0 | 0 | 0 | 0 | 0 | 0 | 0 | 0 | 0 | 0 | 0 | 0 | 0 | 0 | 0 | 0 | 0 | 0 | 0 | 0 | 0 | 0 | 0 | 0 | 0 | 0 | 0 | 0 | 0 | 0 | 0 | 0 | 0 | 0 | 0 | 0 | 0 | 0 | 0 | 0 | 0 | 0 | 0 | 0 | 421
OR_Residential_LI - Single Family_Existing_Space Heating_Natural Gas_Furnace | OR | Residential | LI - Mobile Home | New | Water Heating | Natural Gas | Water Heater - Thermostatic Shower Restriction Valve | A | ORM374 | None | Installed | 10 | 2.6849 | 0 | 0 | 24.46 | 0 | 0 | 0 | 0.30173 | 0.25 | showerheads | 1% | 95% | Retrofit | Retro3Slow | 84.16% | TBD | 0% | 1485.4836 |  | 655.6682 |  | 0.00094262 | RTF Workbook - ThermostaticShowerRestrictionValve_v4_1 | RTF Workbook - ThermostaticShowerRestrictionValve_v4_1 | RTF Workbook - ThermostaticShowerRestrictionValve_v4_1 | None | None | None | None | None | None | None | None | None | None | None | None | None | None | None | None | None | None | None | None | None | None | None | None | None | None | None | Installed | Installed | Installed | Installed | Installed | Installed | Installed | Installed | Installed | Installed | Installed | Installed | Installed | Installed | Installed | Installed | Installed | Installed | Installed | Installed | Installed | Installed | Installed | Installed | Installed | Installed | Installed | 24.46 | 24.46 | 24.46 | 24.46 | 24.46 | 24.46 | 24.46 | 24.46 | 24.46 | 24.46 | 24.46 | 24.46 | 24.46 | 24.46 | 24.46 | 24.46 | 24.46 | 24.46 | 24.46 | 24.46 | 24.46 | 24.46 | 24.46 | 24.46 | 24.46 | 24.46 | 24.46 | 0 | 0 | 2.6866 | 2.6883 | 2.6896 | 2.6906 | 2.691 | 2.6912 | 2.6912 | 2.6911 | 2.6909 | 2.6907 | 2.6906 | 2.6906 | 2.6907 | 2.6908 | 2.691 | 2.6912 | 2.6914 | 2.6918 | 2.6921 | 2.6923 | 2.6924 | 2.6926 | 2.6927 | 2.6928 | 2.6929 | 0.001109 | 0.0025771 | 0.0068785 | 0.015023 | 0.027969 | 0.045639 | 0.06639 | 0.087207 | 0.10449 | 0.11513 | 0.11636 | 0.10903 | 0.092361 | 0.067904 | 0.037398 | 0.0031245 | 0 | 0 | 0 | 0 | 0 | 0 | 0 | 0 | 0 | 0.001109 | 0.0036868 | 0.010567 | 0.025594 | 0.053567 | 0.09921 | 0.1656 | 0.2528 | 0.35727 | 0.47237 | 0.58872 | 0.69776 | 0.79014 | 0.85808 | 0.89553 | 0.89872 | 0.89879 | 0.89892 | 0.89901 | 0.89908 | 0.89914 | 0.89918 | 0.89922 | 0.89925 | 0.89929 | 0.41278 | 0.95866 | 2.5575 | 5.5835 | 10.3933 | 16.9582 | 24.6689 | 32.4057 | 38.8302 | 42.79 | 43.2468 | 40.5238 | 34.3257 | 25.2351 | 13.8974 | 1.161 | 0 | 0 | 0 | 0 | 0 | 0 | 0 | 0 | 0 | 0.41278 | 1.3714 | 3.9289 | 9.5124 | 19.9057 | 36.8639 | 61.5328 | 93.9385 | 132.7687 | 175.5586 | 218.8054 | 259.3292 | 293.6549 | 318.89 | 332.7875 | 333.9485 | 333.9485 | 333.9485 | 333.9485 | 333.9485 | 333.9485 | 333.9485 | 333.9485 | 333.9485 | 333.9485 | 0.00094262 | 0.0021906 | 0.0058468 | 0.01277 | 0.023774 | 0.038795 | 0.056435 | 0.074133 | 0.088825 | 0.097877 | 0.098922 | 0.092696 | 0.078521 | 0.057729 | 0.031794 | 0.0026563 | 0 | 0 | 0 | 0 | 0 | 0 | 0 | 0 | 0 | 0.00094262 | 0.0031338 | 0.0089821 | 0.021755 | 0.045533 | 0.084332 | 0.14077 | 0.2149 | 0.30371 | 0.40157 | 0.50049 | 0.5932 | 0.67175 | 0.72951 | 0.76135 | 0.76406 | 0.76411 | 0.76422 | 0.76429 | 0.76434 | 0.76438 | 0.76441 | 0.76444 | 0.76447 | 0.76449 | 0.35086 | 0.81486 | 2.1738 | 4.746 | 8.8343 | 14.4145 | 20.9686 | 27.5448 | 33.0057 | 36.3715 | 36.7598 | 34.4453 | 29.1768 | 21.4499 | 11.8128 | 0.98686 | 0 | 0 | 0 | 0 | 0 | 0 | 0 | 0 | 0 | 0.35086 | 1.1657 | 3.3396 | 8.0855 | 16.9199 | 31.3344 | 52.3029 | 79.8477 | 112.8534 | 149.2248 | 185.9846 | 220.4299 | 249.6067 | 271.0565 | 282.8693 | 283.8562 | 283.8562 | 283.8562 | 283.8562 | 283.8562 | 283.8562 | 283.8562 | 283.8562 | 283.8562 | 283.8562 | 0 | 0.0021906 | 0.0058468 | 0.01277 | 0.023774 | 0.038795 | 0.056435 | 0.074133 | 0.088825 | 0.097877 | 0.099866 | 0.092696 | 0.078521 | 0.057729 | 0.031794 | 0.0026563 | 0 | 0 | 0 | 0 | 0 | 0 | 0 | 0 | 0 | 0 | 0.0021906 | 0.0080384 | 0.020811 | 0.044589 | 0.083388 | 0.13983 | 0.21395 | 0.30277 | 0.40063 | 0.50049 | 0.5932 | 0.67175 | 0.72951 | 0.76135 | 0.76406 | 0.76411 | 0.76422 | 0.76429 | 0.76434 | 0.76438 | 0.76441 | 0.76444 | 0.76447 | 0.76449 | 0 | 0.81486 | 2.1738 | 4.746 | 8.8343 | 14.4145 | 20.9686 | 27.5448 | 33.0057 | 36.3715 | 37.1106 | 34.4453 | 29.1768 | 21.4499 | 11.8128 | 0.98686 | 0 | 0 | 0 | 0 | 0 | 0 | 0 | 0 | 0 | 0 | 0.81486 | 2.9887 | 7.7347 | 16.569 | 30.9835 | 51.952 | 79.4968 | 112.5025 | 148.874 | 185.9846 | 220.4299 | 249.6067 | 271.0565 | 282.8693 | 283.8562 | 283.8562 | 283.8562 | 283.8562 | 283.8562 | 283.8562 | 283.8562 | 283.8562 | 283.8562 | 283.8562 | 0.00094262 | 0.0021906 | 0.0058468 | 0.01277 | 0.023774 | 0.038795 | 0.056435 | 0.074133 | 0.088825 | 0.097877 | 0.098922 | 0.092696 | 0.078521 | 0.057729 | 0.031794 | 0.0026563 | 0 | 0 | 0 | 0 | 0 | 0 | 0 | 0 | 0 | 0.00094262 | 0.0031338 | 0.0089821 | 0.021755 | 0.045533 | 0.084332 | 0.14077 | 0.2149 | 0.30371 | 0.40157 | 0.50049 | 0.5932 | 0.67175 | 0.72951 | 0.76135 | 0.76406 | 0.76411 | 0.76422 | 0.76429 | 0.76434 | 0.76438 | 0.76441 | 0.76444 | 0.76447 | 0.76449 | 0.35086 | 0.81486 | 2.1738 | 4.746 | 8.8343 | 14.4145 | 20.9686 | 27.5448 | 33.0057 | 36.3715 | 36.7598 | 34.4453 | 29.1768 | 21.4499 | 11.8128 | 0.98686 | 0 | 0 | 0 | 0 | 0 | 0 | 0 | 0 | 0 | 0.35086 | 1.1657 | 3.3396 | 8.0855 | 16.9199 | 31.3344 | 52.3029 | 79.8477 | 112.8534 | 149.2248 | 185.9846 | 220.4299 | 249.6067 | 271.0565 | 282.8693 | 283.8562 | 283.8562 | 283.8562 | 283.8562 | 283.8562 | 283.8562 | 283.8562 | 283.8562 | 283.8562 | 283.8562 | 1488.8996 | 1487.9381 | 1487.1687 | 1486.5373 | 1486.1464 | 1485.8642 | 1485.6509 | 1485.4841 | 1485.3501 | 1485.24 | 1485.0714 | 1484.9043 | 1484.7565 | 1484.6346 | 1484.5405 | 1484.4663 | 1484.4074 | 1484.2639 | 1484.1995 | 1484.1692 | 1484.1586 | 1484.1611 | 1484.1611 | 1484.1611 | 1484.1611 | 657.1759 | 656.7516 | 656.4119 | 656.1333 | 655.9607 | 655.8362 | 655.742 | 655.6684 | 655.6092 | 655.5606 | 655.4862 | 655.4125 | 655.3473 | 655.2934 | 655.2519 | 655.2191 | 655.1931 | 655.1298 | 655.1014 | 655.088 | 655.0834 | 655.0845 | 655.0845 | 655.0845 | 655.0845 | 422
OR_Residential_LI - Single Family_Existing_Space Heating_Natural Gas_Furnace | OR | Residential | LI - Mobile Home | New | Water Heating | Natural Gas | Water Heater - Timer | A | ORM375 | None | Installed | 7 | 6.4 | 0 | 0 | 139.02 | 0 | 0 | 0 | 0.30173 | 0.25 | household | 0% | 10% | Retrofit | Retro3Slow | 84.16% | TBD | 0% | 4714.3533 |  | 2080.8385 |  | 0.00013221 | DHW_TIM-Water Heating-AEG-2 | DHW_TIM-Water Heating-AEG-2 | DHW_TIM-Water Heating-AEG-2 | None | None | None | None | None | None | None | None | None | None | None | None | None | None | None | None | None | None | None | None | None | None | None | None | None | None | None | Installed | Installed | Installed | Installed | Installed | Installed | Installed | Installed | Installed | Installed | Installed | Installed | Installed | Installed | Installed | Installed | Installed | Installed | Installed | Installed | Installed | Installed | Installed | Installed | Installed | Installed | Installed | 139.02 | 139.02 | 139.02 | 139.02 | 139.02 | 139.02 | 139.02 | 139.02 | 139.02 | 139.02 | 139.02 | 139.02 | 139.02 | 139.02 | 139.02 | 139.02 | 139.02 | 139.02 | 139.02 | 139.02 | 139.02 | 139.02 | 139.02 | 139.02 | 139.02 | 139.02 | 139.02 | 0 | 0 | 6.3709 | 6.3418 | 6.3103 | 6.2754 | 6.2352 | 6.1905 | 6.1427 | 6.0919 | 6.038 | 5.9824 | 5.9271 | 5.8731 | 5.8215 | 5.7731 | 5.7283 | 5.6882 | 5.6482 | 5.6088 | 5.5696 | 5.5305 | 5.4927 | 5.4561 | 5.4208 | 5.3868 | 5.3544 | 0.00015543 | 0.00035931 | 0.0009538 | 0.0020708 | 0.00383 | 0.0062045 | 0.0089559 | 0.011519 | 0.013515 | 0.014225 | 0.013338 | 0.010791 | 0.0068554 | 0.0020983 | 0 | 0 | 0 | 0 | 0 | 0 | 0 | 0 | 0 | 0 | 0 | 0.00015543 | 0.00051403 | 0.0014653 | 0.003528 | 0.0073354 | 0.013487 | 0.022339 | 0.033673 | 0.04689 | 0.060683 | 0.073461 | 0.083583 | 0.089704 | 0.091056 | 0.09035 | 0.089716 | 0.089086 | 0.088465 | 0.087846 | 0.08723 | 0.086633 | 0.086055 | 0.085499 | 0.084964 | 0.084452 | 0.024396 | 0.056658 | 0.15115 | 0.32999 | 0.61426 | 1.0023 | 1.458 | 1.8908 | 2.2383 | 2.3778 | 2.2504 | 1.8374 | 1.1776 | 0.36346 | 0 | 0 | 0 | 0 | 0 | 0 | 0 | 0 | 0 | 0 | 0 | 0.024396 | 0.081054 | 0.2322 | 0.5622 | 1.1765 | 2.1787 | 3.6367 | 5.5275 | 7.7658 | 10.1436 | 12.394 | 14.2314 | 15.409 | 15.7724 | 15.7724 | 15.7724 | 15.7724 | 15.7724 | 15.7724 | 15.7724 | 15.7724 | 15.7724 | 15.7724 | 15.7724 | 15.7724 | 0.00013221 | 0.00030588 | 0.00081261 | 0.0017658 | 0.0032691 | 0.0053017 | 0.0076619 | 0.0098671 | 0.011593 | 0.01222 | 0.011474 | 0.0092965 | 0.0059139 | 0.0018125 | 0 | 0 | 0 | 0 | 0 | 0 | 0 | 0 | 0 | 0 | 0 | 0.00013221 | 0.00043759 | 0.0012484 | 0.0030084 | 0.0062612 | 0.011525 | 0.019111 | 0.028845 | 0.040222 | 0.052128 | 0.063195 | 0.072004 | 0.077384 | 0.078653 | 0.078138 | 0.077676 | 0.077216 | 0.076764 | 0.076312 | 0.075862 | 0.075425 | 0.075003 | 0.074596 | 0.074204 | 0.073829 | 0.020737 | 0.04816 | 0.12848 | 0.2805 | 0.52212 | 0.85192 | 1.2393 | 1.6072 | 1.9025 | 2.0211 | 1.9128 | 1.5618 | 1.001 | 0.30894 | 0 | 0 | 0 | 0 | 0 | 0 | 0 | 0 | 0 | 0 | 0 | 0.020737 | 0.068896 | 0.19737 | 0.47787 | 0.99999 | 1.8519 | 3.0912 | 4.6984 | 6.6009 | 8.6221 | 10.5349 | 12.0967 | 13.0976 | 13.4066 | 13.4066 | 13.4066 | 13.4066 | 13.4066 | 13.4066 | 13.4066 | 13.4066 | 13.4066 | 13.4066 | 13.4066 | 13.4066 | 0 | 0 | 0 | 0 | 0 | 0 | 0 | 0 | 0 | 0 | 0 | 0 | 0 | 0 | 0 | 0 | 0 | 0 | 0 | 0 | 0 | 0 | 0 | 0 | 0 | 0 | 0 | 0 | 0 | 0 | 0 | 0 | 0 | 0 | 0 | 0 | 0 | 0 | 0 | 0 | 0 | 0 | 0 | 0 | 0 | 0 | 0 | 0 | 0 | 0 | 0 | 0 | 0 | 0 | 0 | 0 | 0 | 0 | 0 | 0 | 0 | 0 | 0 | 0 | 0 | 0 | 0 | 0 | 0 | 0 | 0 | 0 | 0 | 0 | 0 | 0 | 0 | 0 | 0 | 0 | 0 | 0 | 0 | 0 | 0 | 0 | 0 | 0 | 0 | 0 | 0 | 0 | 0 | 0 | 0 | 0 | 0 | 0 | 0 | 0 | 0 | 0 | 0 | 0 | 0 | 0 | 0 | 0 | 0 | 0 | 0 | 0 | 0 | 0 | 0 | 0 | 0 | 0 | 0 | 0 | 0 | 0 | 0 | 0 | 0 | 0 | 0 | 0 | 0 | 0 | 0 | 0 | 0 | 0 | 0 | 0 | 0 | 0 | 0 | 0 | 0 | 0 | 0 | 0 | 0 | 0 | 0 | 0 | 0 | 0 | 0 | 0 | 0 | 0 | 0 | 0 | 0 | 0 | 0 | 0 | 0 | 0 | 0 | 0 | 0 | 0 | 0 | 0 | 0 | 0 | 0 | 0 | 0 | 0 | 0 | 0 | 0 | 0 | 0 | 0 | 0 | 0 | 0 | 0 | 0 | 0 | 0 | 0 | 0 | 0 | 0 | 0 | 0 | 0 | 0 | 0 | 0 | 0 | 0 | 0 | 4725.1946 | 4722.1431 | 4719.7012 | 4717.6976 | 4716.4568 | 4715.5613 | 4714.8845 | 4714.3551 | 4713.9296 | 4713.5802 | 4713.0452 | 4712.5148 | 4712.0461 | 4711.6589 | 4711.3603 | 4711.1248 | 4710.9379 | 4710.4825 | 4710.2782 | 4710.1822 | 4710.1485 | 4710.1565 | 4710.1565 | 4710.1565 | 4710.1565 | 2085.6236 | 2084.2768 | 2083.1989 | 2082.3146 | 2081.7669 | 2081.3716 | 2081.0729 | 2080.8393 | 2080.6515 | 2080.4972 | 2080.2611 | 2080.027 | 2079.8201 | 2079.6492 | 2079.5174 | 2079.4134 | 2079.331 | 2079.13 | 2079.0398 | 2078.9974 | 2078.9825 | 2078.9861 | 2078.9861 | 2078.9861 | 2078.9861 | 423
OR_Residential_LI - Single Family_Existing_Space Heating_Natural Gas_Furnace | OR | Residential | LI - Mobile Home | New | Water Heating | Natural Gas | Water Heater - Solar System | A | ORM376 | None | Installed | 30 | 124.3763 | 0 | 0 | 7455.26 | 0 | 0 | 0 | 0.30173 | 0.25 | household | 0.5564% | 30% | Lost Opportunity | LO3Slow | 85% | TBD | 0% | 4976.7102 |  | 2196.6385 |  | 0 | EIA 2018 Tech Forecast | EIA 2018 Tech Forecast | Michigan Energy Measure Database | None | None | None | None | None | None | None | None | None | None | None | None | None | None | None | None | None | None | None | None | None | None | None | None | None | None | None | Installed | Installed | Installed | Installed | Installed | Installed | Installed | Installed | Installed | Installed | Installed | Installed | Installed | Installed | Installed | Installed | Installed | Installed | Installed | Installed | Installed | Installed | Installed | Installed | Installed | Installed | Installed | 7455.26 | 7455.26 | 7455.26 | 7455.26 | 7455.26 | 7455.26 | 7455.26 | 7455.26 | 7455.26 | 7455.26 | 7455.26 | 7455.26 | 7455.26 | 7455.26 | 7455.26 | 7455.26 | 7455.26 | 7455.26 | 7455.26 | 7455.26 | 7455.26 | 7455.26 | 7455.26 | 7455.26 | 7455.26 | 7455.26 | 7455.26 | 0 | 0 | 124.0305 | 123.7121 | 123.3514 | 122.9178 | 122.376 | 121.7392 | 121.0233 | 120.2268 | 119.3507 | 118.4217 | 117.4797 | 116.5465 | 115.6465 | 114.7966 | 114.0067 | 113.2985 | 112.5839 | 111.871 | 111.1526 | 110.4318 | 109.7286 | 109.0461 | 108.385 | 107.7466 | 107.1347 | 0 | 0 | 0 | 0 | 0 | 0 | 0 | 0 | 0 | 0 | 0 | 0 | 0 | 0 | 0 | 0 | 0 | 0 | 0 | 0 | 0 | 0 | 0 | 0 | 0 | 0 | 0 | 0 | 0 | 0 | 0 | 0 | 0 | 0 | 0 | 0 | 0 | 0 | 0 | 0 | 0 | 0 | 0 | 0 | 0 | 0 | 0 | 0 | 0 | 0 | 0 | 0 | 0 | 0 | 0 | 0 | 0 | 0 | 0 | 0 | 0 | 0 | 0 | 0 | 0 | 0 | 0 | 0 | 0 | 0 | 0 | 0 | 0 | 0 | 0 | 0 | 0 | 0 | 0 | 0 | 0 | 0 | 0 | 0 | 0 | 0 | 0 | 0 | 0 | 0 | 0 | 0 | 0 | 0 | 0 | 0 | 0 | 0 | 0 | 0 | 0 | 0 | 0 | 0 | 0 | 0 | 0 | 0 | 0 | 0 | 0 | 0 | 0 | 0 | 0 | 0 | 0 | 0 | 0 | 0 | 0 | 0 | 0 | 0 | 0 | 0 | 0 | 0 | 0 | 0 | 0 | 0 | 0 | 0 | 0 | 0 | 0 | 0 | 0 | 0 | 0 | 0 | 0 | 0 | 0 | 0 | 0 | 0 | 0 | 0 | 0 | 0 | 0 | 0 | 0 | 0 | 0 | 0 | 0 | 0 | 0 | 0 | 0 | 0 | 0 | 0 | 0 | 0 | 0 | 0 | 0 | 0 | 0 | 0 | 0 | 0 | 0 | 0 | 0 | 0 | 0 | 0 | 0 | 0 | 0 | 0 | 0 | 0 | 0 | 0 | 0 | 0 | 0 | 0 | 0 | 0 | 0 | 0 | 0 | 0 | 0 | 0 | 0 | 0 | 0 | 0 | 0 | 0 | 0 | 0 | 0 | 0 | 0 | 0 | 0 | 0 | 0 | 0 | 0 | 0 | 0 | 0 | 0 | 0 | 0 | 0 | 0 | 0 | 0 | 0 | 0 | 0 | 0 | 0 | 0 | 0 | 0 | 0 | 0 | 0 | 0 | 0 | 0 | 0 | 0 | 0 | 0 | 0 | 0 | 0 | 0 | 0 | 0 | 0 | 0 | 0 | 0 | 0 | 0 | 0 | 0 | 0 | 0 | 0 | 0 | 0 | 0 | 0 | 0 | 0 | 0 | 0 | 0 | 0 | 0 | 0 | 0 | 0 | 0 | 0 | 0 | 0 | 0 | 0 | 0 | 0 | 0 | 0 | 0 | 0 | 0 | 0 | 0 | 0 | 0 | 0 | 0 | 0 | 0 | 0 | 0 | 0 | 0 | 0 | 0 | 0 | 0 | 0 | 0 | 0 | 0 | 0 | 0 | 0 | 0 | 0 | 0 | 0 | 0 | 0 | 0 | 0 | 0 | 0 | 0 | 0 | 0 | 0 | 0 | 0 | 0 | 0 | 0 | 0 | 0 | 0 | 0 | 0 | 0 | 0 | 0 | 0 | 0 | 0 | 0 | 0 | 0 | 0 | 0 | 0 | 0 | 0 | 0 | 0 | 0 | 0 | 0 | 0 | 0 | 0 | 0 | 0 | 0 | 0 | 0 | 0 | 0 | 0 | 0 | 0 | 0 | 0 | 0 | 0 | 0 | 0 | 0 | 0 | 0 | 0 | 0 | 0 | 0 | 0 | 0 | 0 | 0 | 0 | 0 | 0 | 0 | 0 | 0 | 0 | 0 | 0 | 0 | 0 | 0 | 0 | 4988.1548 | 4984.9335 | 4982.3557 | 4980.2406 | 4978.9307 | 4977.9854 | 4977.271 | 4976.7121 | 4976.263 | 4975.8941 | 4975.3294 | 4974.7694 | 4974.2746 | 4973.8659 | 4973.5507 | 4973.302 | 4973.1048 | 4972.624 | 4972.4083 | 4972.307 | 4972.2714 | 4972.2798 | 4972.2798 | 4972.2798 | 4972.2798 | 2201.69 | 2200.2682 | 2199.1304 | 2198.1968 | 2197.6186 | 2197.2014 | 2196.886 | 2196.6394 | 2196.4411 | 2196.2783 | 2196.029 | 2195.7819 | 2195.5635 | 2195.3831 | 2195.244 | 2195.1342 | 2195.0471 | 2194.8349 | 2194.7397 | 2194.695 | 2194.6793 | 2194.683 | 2194.683 | 2194.683 | 2194.683 | 424
OR_Residential_LI - Single Family_Existing_Space Heating_Natural Gas_Furnace | OR | Residential | LI - Mobile Home | New | Water Heating | Natural Gas | Water Heater - Intermittent Ignition System | A | ORM377 | None | Installed | 20 | 7.41 | 0 | 0 | 105 | 0 | 0 | 0 | 0.30173 | 0.25 | household | 82% | 100% | Lost Opportunity | LO3Slow | 85% | TBD | 0% | 1442.4697 |  | 636.6825 |  | 0.00027672 | NW Natural 2021 Energy Efficiency Plan | NW Natural 2021 Energy Efficiency Plan | NW Natural 2021 Energy Efficiency Plan | None | None | None | None | None | None | None | None | None | None | None | None | None | None | None | None | None | None | None | None | None | None | None | None | None | None | None | Installed | Installed | Installed | Installed | Installed | Installed | Installed | Installed | Installed | Installed | Installed | Installed | Installed | Installed | Installed | Installed | Installed | Installed | Installed | Installed | Installed | Installed | Installed | Installed | Installed | Installed | Installed | 105 | 105 | 105 | 105 | 105 | 105 | 105 | 105 | 105 | 105 | 105 | 105 | 105 | 105 | 105 | 105 | 105 | 105 | 105 | 105 | 105 | 105 | 105 | 105 | 105 | 105 | 105 | 0 | 0 | 7.4135 | 7.4166 | 7.4171 | 7.4142 | 7.407 | 7.3957 | 7.381 | 7.3641 | 7.3464 | 7.3298 | 7.3161 | 7.3062 | 7.3006 | 7.2996 | 7.3031 | 7.3108 | 7.3182 | 7.3253 | 7.3316 | 7.3372 | 7.3421 | 7.3466 | 7.3507 | 7.3545 | 7.3581 | 0.00032555 | 0.0012376 | 0.0036688 | 0.0089793 | 0.018924 | 0.035364 | 0.05971 | 0.092464 | 0.13298 | 0.17958 | 0.22993 | 0.28158 | 0.33242 | 0.381 | 0.42662 | 0.46918 | 0.50878 | 0.54598 | 0.58138 | 0.61619 | 0.65039 | 0.68177 | 0.71189 | 0.7394 | 0.76254 | 0.00032555 | 0.0015633 | 0.0052322 | 0.01421 | 0.03312 | 0.068433 | 0.12801 | 0.22018 | 0.35263 | 0.53141 | 0.76035 | 1.0409 | 1.3725 | 1.7533 | 2.1808 | 2.6523 | 3.1637 | 3.7128 | 4.2974 | 4.9168 | 5.5705 | 6.2557 | 6.9711 | 7.7141 | 8.4803 | 0.043913 | 0.16686 | 0.49465 | 1.2111 | 2.5549 | 4.7817 | 8.0897 | 12.5561 | 18.1016 | 24.4997 | 31.4277 | 38.5394 | 45.5329 | 52.1951 | 58.416 | 64.1767 | 69.5225 | 74.5329 | 79.2969 | 83.9819 | 88.5831 | 92.8006 | 96.8463 | 100.5368 | 103.6338 | 0.043913 | 0.21078 | 0.70542 | 1.9165 | 4.4714 | 9.2531 | 17.3428 | 29.8989 | 48.0005 | 72.5002 | 103.9279 | 142.4673 | 188.0002 | 240.1953 | 298.6114 | 362.7881 | 432.3106 | 506.8435 | 586.1405 | 670.1223 | 758.7054 | 851.5061 | 948.3524 | 1048.8893 | 1152.5231 | 0.00027672 | 0.001052 | 0.0031189 | 0.0076343 | 0.016092 | 0.03008 | 0.050805 | 0.078703 | 0.11323 | 0.15296 | 0.19591 | 0.23997 | 0.28334 | 0.32476 | 0.36362 | 0.39984 | 0.43351 | 0.46515 | 0.49525 | 0.52484 | 0.55392 | 0.58059 | 0.60619 | 0.62957 | 0.64922 | 0.00027672 | 0.0013288 | 0.0044479 | 0.012081 | 0.028164 | 0.058209 | 0.10892 | 0.18741 | 0.30026 | 0.45265 | 0.64786 | 0.88709 | 1.1699 | 1.4945 | 1.8587 | 2.2603 | 2.6957 | 3.1632 | 3.6607 | 4.1879 | 4.7443 | 5.3273 | 5.936 | 6.5682 | 7.2201 | 0.037326 | 0.14183 | 0.42045 | 1.0294 | 2.1717 | 4.0645 | 6.8762 | 10.6727 | 15.3864 | 20.8247 | 26.7136 | 32.7585 | 38.703 | 44.3658 | 49.6536 | 54.5502 | 59.0941 | 63.353 | 67.4024 | 71.3846 | 75.2956 | 78.8805 | 82.3194 | 85.4563 | 88.0887 | 0.037326 | 0.17916 | 0.59961 | 1.629 | 3.8007 | 7.8652 | 14.7414 | 25.4141 | 40.8004 | 61.6252 | 88.3387 | 121.0972 | 159.8002 | 204.166 | 253.8197 | 308.3699 | 367.464 | 430.817 | 498.2194 | 569.604 | 644.8996 | 723.7802 | 806.0996 | 891.5559 | 979.6446 | 0.00027676 | 0.0010521 | 0.0031191 | 0.0076348 | 0.016093 | 0.030082 | 0.050807 | 0.078705 | 0.11324 | 0.15297 | 0.19591 | 0.23997 | 0.28334 | 0.32476 | 0.36362 | 0.39984 | 0.43351 | 0.46515 | 0.49525 | 0.52484 | 0.55392 | 0.58059 | 0.60619 | 0.62957 | 0.64922 | 0.00027676 | 0.001329 | 0.0044482 | 0.012082 | 0.028165 | 0.058211 | 0.10892 | 0.18742 | 0.30027 | 0.45266 | 0.64786 | 0.88709 | 1.1699 | 1.4945 | 1.8587 | 2.2603 | 2.6957 | 3.1632 | 3.6607 | 4.1879 | 4.7443 | 5.3273 | 5.936 | 6.5682 | 7.2201 | 0.037326 | 0.14183 | 0.42045 | 1.0294 | 2.1717 | 4.0645 | 6.8762 | 10.6727 | 15.3864 | 20.8247 | 26.7136 | 32.7585 | 38.703 | 44.3658 | 49.6536 | 54.5502 | 59.0941 | 63.353 | 67.4024 | 71.3846 | 75.2956 | 78.8805 | 82.3194 | 85.4563 | 88.0887 | 0.037326 | 0.17916 | 0.59961 | 1.629 | 3.8007 | 7.8652 | 14.7414 | 25.4141 | 40.8004 | 61.6252 | 88.3387 | 121.0972 | 159.8002 | 204.166 | 253.8197 | 308.3699 | 367.464 | 430.817 | 498.2194 | 569.604 | 644.8996 | 723.7802 | 806.0996 | 891.5559 | 979.6446 | 0.00027672 | 0.001052 | 0.0031189 | 0.0076343 | 0.016092 | 0.03008 | 0.050805 | 0.078703 | 0.11323 | 0.15296 | 0.19591 | 0.23997 | 0.28334 | 0.32476 | 0.36362 | 0.39984 | 0.43351 | 0.46515 | 0.49525 | 0.52484 | 0.55392 | 0.58059 | 0.60619 | 0.62957 | 0.64922 | 0.00027672 | 0.0013288 | 0.0044479 | 0.012081 | 0.028164 | 0.058209 | 0.10892 | 0.18741 | 0.30026 | 0.45265 | 0.64786 | 0.88709 | 1.1699 | 1.4945 | 1.8587 | 2.2603 | 2.6957 | 3.1632 | 3.6607 | 4.1879 | 4.7443 | 5.3273 | 5.936 | 6.5682 | 7.2201 | 0.037326 | 0.14183 | 0.42045 | 1.0294 | 2.1717 | 4.0645 | 6.8762 | 10.6727 | 15.3864 | 20.8247 | 26.7136 | 32.7585 | 38.703 | 44.3658 | 49.6536 | 54.5502 | 59.0941 | 63.353 | 67.4024 | 71.3846 | 75.2956 | 78.8805 | 82.3194 | 85.4563 | 88.0887 | 0.037326 | 0.17916 | 0.59961 | 1.629 | 3.8007 | 7.8652 | 14.7414 | 25.4141 | 40.8004 | 61.6252 | 88.3387 | 121.0972 | 159.8002 | 204.166 | 253.8197 | 308.3699 | 367.464 | 430.817 | 498.2194 | 569.604 | 644.8996 | 723.7802 | 806.0996 | 891.5559 | 979.6446 | 1445.7868 | 1444.8531 | 1444.106 | 1443.4929 | 1443.1133 | 1442.8393 | 1442.6322 | 1442.4702 | 1442.34 | 1442.2331 | 1442.0694 | 1441.9071 | 1441.7637 | 1441.6453 | 1441.5539 | 1441.4818 | 1441.4246 | 1441.2853 | 1441.2228 | 1441.1934 | 1441.1831 | 1441.1855 | 1441.1855 | 1441.1855 | 1441.1855 | 638.1467 | 637.7346 | 637.4048 | 637.1342 | 636.9666 | 636.8457 | 636.7543 | 636.6828 | 636.6253 | 636.5781 | 636.5059 | 636.4342 | 636.3709 | 636.3186 | 636.2783 | 636.2465 | 636.2213 | 636.1598 | 636.1322 | 636.1192 | 636.1147 | 636.1157 | 636.1157 | 636.1157 | 636.1157 | 425
OR_Residential_LI - Single Family_Existing_Space Heating_Natural Gas_Furnace | OR | Residential | LI - Mobile Home | New | Space Heating | Natural Gas | Circulation Pump - High Efficiency | A | ORM378 | Standard circulation pump | High efficient circulation pump | 11.5 | 6.9699 | 0 | 0 | 456.73 | 0 | 0 | 0 | 0.30173 | 0.45 | household | 0% | 0% | Retrofit | Retro1Slow | 84.81% | TBD | 0% | 0 |  | 0 |  | 0 | RTF Wkbk - ComResCirculatorPumps_3_0 | RTF Wkbk - ComResCirculatorPumps_3_0 | RTF Wkbk - ComResCirculatorPumps_3_0 | Standard circulation pump | Standard circulation pump | Standard circulation pump | Standard circulation pump | Standard circulation pump | Standard circulation pump | Standard circulation pump | Standard circulation pump | Standard circulation pump | Standard circulation pump | Standard circulation pump | Standard circulation pump | Standard circulation pump | Standard circulation pump | Standard circulation pump | Standard circulation pump | Standard circulation pump | Standard circulation pump | Standard circulation pump | Standard circulation pump | Standard circulation pump | Standard circulation pump | Standard circulation pump | Standard circulation pump | Standard circulation pump | Standard circulation pump | Standard circulation pump | High efficient circulation pump | High efficient circulation pump | High efficient circulation pump | High efficient circulation pump | High efficient circulation pump | High efficient circulation pump | High efficient circulation pump | High efficient circulation pump | High efficient circulation pump | High efficient circulation pump | High efficient circulation pump | High efficient circulation pump | High efficient circulation pump | High efficient circulation pump | High efficient circulation pump | High efficient circulation pump | High efficient circulation pump | High efficient circulation pump | High efficient circulation pump | High efficient circulation pump | High efficient circulation pump | High efficient circulation pump | High efficient circulation pump | High efficient circulation pump | High efficient circulation pump | High efficient circulation pump | High efficient circulation pump | 456.73 | 456.73 | 456.73 | 456.73 | 456.73 | 456.73 | 456.73 | 456.73 | 456.73 | 456.73 | 456.73 | 456.73 | 456.73 | 456.73 | 456.73 | 456.73 | 456.73 | 456.73 | 456.73 | 456.73 | 456.73 | 456.73 | 456.73 | 456.73 | 456.73 | 456.73 | 456.73 | 0 | 0 | 0 | 0 | 0 | 0 | 0 | 0 | 0 | 0 | 0 | 0 | 0 | 0 | 0 | 0 | 0 | 0 | 0 | 0 | 0 | 0 | 0 | 0 | 0 | 0 | 0 | 0 | 0 | 0 | 0 | 0 | 0 | 0 | 0 | 0 | 0 | 0 | 0 | 0 | 0 | 0 | 0 | 0 | 0 | 0 | 0 | 0 | 0 | 0 | 0 | 0 | 0 | 0 | 0 | 0 | 0 | 0 | 0 | 0 | 0 | 0 | 0 | 0 | 0 | 0 | 0 | 0 | 0 | 0 | 0 | 0 | 0 | 0 | 0 | 0 | 0 | 0 | 0 | 0 | 0 | 0 | 0 | 0 | 0 | 0 | 0 | 0 | 0 | 0 | 0 | 0 | 0 | 0 | 0 | 0 | 0 | 0 | 0 | 0 | 0 | 0 | 0 | 0 | 0 | 0 | 0 | 0 | 0 | 0 | 0 | 0 | 0 | 0 | 0 | 0 | 0 | 0 | 0 | 0 | 0 | 0 | 0 | 0 | 0 | 0 | 0 | 0 | 0 | 0 | 0 | 0 | 0 | 0 | 0 | 0 | 0 | 0 | 0 | 0 | 0 | 0 | 0 | 0 | 0 | 0 | 0 | 0 | 0 | 0 | 0 | 0 | 0 | 0 | 0 | 0 | 0 | 0 | 0 | 0 | 0 | 0 | 0 | 0 | 0 | 0 | 0 | 0 | 0 | 0 | 0 | 0 | 0 | 0 | 0 | 0 | 0 | 0 | 0 | 0 | 0 | 0 | 0 | 0 | 0 | 0 | 0 | 0 | 0 | 0 | 0 | 0 | 0 | 0 | 0 | 0 | 0 | 0 | 0 | 0 | 0 | 0 | 0 | 0 | 0 | 0 | 0 | 0 | 0 | 0 | 0 | 0 | 0 | 0 | 0 | 0 | 0 | 0 | 0 | 0 | 0 | 0 | 0 | 0 | 0 | 0 | 0 | 0 | 0 | 0 | 0 | 0 | 0 | 0 | 0 | 0 | 0 | 0 | 0 | 0 | 0 | 0 | 0 | 0 | 0 | 0 | 0 | 0 | 0 | 0 | 0 | 0 | 0 | 0 | 0 | 0 | 0 | 0 | 0 | 0 | 0 | 0 | 0 | 0 | 0 | 0 | 0 | 0 | 0 | 0 | 0 | 0 | 0 | 0 | 0 | 0 | 0 | 0 | 0 | 0 | 0 | 0 | 0 | 0 | 0 | 0 | 0 | 0 | 0 | 0 | 0 | 0 | 0 | 0 | 0 | 0 | 0 | 0 | 0 | 0 | 0 | 0 | 0 | 0 | 0 | 0 | 0 | 0 | 0 | 0 | 0 | 0 | 0 | 0 | 0 | 0 | 0 | 0 | 0 | 0 | 0 | 0 | 0 | 0 | 0 | 0 | 0 | 0 | 0 | 0 | 0 | 0 | 0 | 0 | 0 | 0 | 0 | 0 | 0 | 0 | 0 | 0 | 0 | 0 | 0 | 0 | 0 | 0 | 0 | 0 | 0 | 0 | 0 | 0 | 0 | 0 | 0 | 0 | 0 | 0 | 0 | 0 | 0 | 0 | 0 | 0 | 0 | 0 | 0 | 0 | 0 | 0 | 0 | 0 | 0 | 0 | 0 | 0 | 0 | 0 | 0 | 0 | 0 | 0 | 0 | 0 | 0 | 0 | 0 | 0 | 0 | 0 | 0 | 0 | 0 | 0 | 0 | 0 | 0 | 0 | 0 | 0 | 0 | 0 | 0 | 0 | 0 | 0 | 0 | 0 | 0 | 0 | 0 | 0 | 0 | 0 | 0 | 0 | 0 | 0 | 0 | 0 | 0 | 0 | 0 | 0 | 0 | 0 | 0 | 0 | 0 | 0 | 0 | 0 | 0 | 0 | 0 | 0 | 0 | 0 | 0 | 0 | 0 | 0 | 0 | 0 | 0 | 0 | 0 | 0 | 0 | 0 | 0 | 0 | 0 | 0 | 0 | 0 | 0 | 0 | 0 | 0 | 0 | 0 | 0 | 0 | 0 | 0 | 0 | 0 | 0 | 0 | 0 | 0 | 0 | 0 | 0 | 426
OR_Residential_LI - Single Family_Existing_Space Heating_Natural Gas_Furnace | OR | Residential | LI - Mobile Home | New | Water Heating | Natural Gas | Circulation Pump - High Efficiency | A | ORM379 | Standard circulation pump | High efficient circulation pump | 11.5 | 0 | 0 | 0 | 456.73 | 0 | 0 | 0 | 0.30173 | 0.45 | household | 0% | 0% | Retrofit | Retro1Slow | 84.81% | TBD | 0% | 0 |  | 0 |  | 0 | RTF Wkbk - ComResCirculatorPumps_3_0 | RTF Wkbk - ComResCirculatorPumps_3_0 | RTF Wkbk - ComResCirculatorPumps_3_0 | Standard circulation pump | Standard circulation pump | Standard circulation pump | Standard circulation pump | Standard circulation pump | Standard circulation pump | Standard circulation pump | Standard circulation pump | Standard circulation pump | Standard circulation pump | Standard circulation pump | Standard circulation pump | Standard circulation pump | Standard circulation pump | Standard circulation pump | Standard circulation pump | Standard circulation pump | Standard circulation pump | Standard circulation pump | Standard circulation pump | Standard circulation pump | Standard circulation pump | Standard circulation pump | Standard circulation pump | Standard circulation pump | Standard circulation pump | Standard circulation pump | High efficient circulation pump | High efficient circulation pump | High efficient circulation pump | High efficient circulation pump | High efficient circulation pump | High efficient circulation pump | High efficient circulation pump | High efficient circulation pump | High efficient circulation pump | High efficient circulation pump | High efficient circulation pump | High efficient circulation pump | High efficient circulation pump | High efficient circulation pump | High efficient circulation pump | High efficient circulation pump | High efficient circulation pump | High efficient circulation pump | High efficient circulation pump | High efficient circulation pump | High efficient circulation pump | High efficient circulation pump | High efficient circulation pump | High efficient circulation pump | High efficient circulation pump | High efficient circulation pump | High efficient circulation pump | 456.73 | 456.73 | 456.73 | 456.73 | 456.73 | 456.73 | 456.73 | 456.73 | 456.73 | 456.73 | 456.73 | 456.73 | 456.73 | 456.73 | 456.73 | 456.73 | 456.73 | 456.73 | 456.73 | 456.73 | 456.73 | 456.73 | 456.73 | 456.73 | 456.73 | 456.73 | 456.73 | 0 | 0 | 0 | 0 | 0 | 0 | 0 | 0 | 0 | 0 | 0 | 0 | 0 | 0 | 0 | 0 | 0 | 0 | 0 | 0 | 0 | 0 | 0 | 0 | 0 | 0 | 0 | 0 | 0 | 0 | 0 | 0 | 0 | 0 | 0 | 0 | 0 | 0 | 0 | 0 | 0 | 0 | 0 | 0 | 0 | 0 | 0 | 0 | 0 | 0 | 0 | 0 | 0 | 0 | 0 | 0 | 0 | 0 | 0 | 0 | 0 | 0 | 0 | 0 | 0 | 0 | 0 | 0 | 0 | 0 | 0 | 0 | 0 | 0 | 0 | 0 | 0 | 0 | 0 | 0 | 0 | 0 | 0 | 0 | 0 | 0 | 0 | 0 | 0 | 0 | 0 | 0 | 0 | 0 | 0 | 0 | 0 | 0 | 0 | 0 | 0 | 0 | 0 | 0 | 0 | 0 | 0 | 0 | 0 | 0 | 0 | 0 | 0 | 0 | 0 | 0 | 0 | 0 | 0 | 0 | 0 | 0 | 0 | 0 | 0 | 0 | 0 | 0 | 0 | 0 | 0 | 0 | 0 | 0 | 0 | 0 | 0 | 0 | 0 | 0 | 0 | 0 | 0 | 0 | 0 | 0 | 0 | 0 | 0 | 0 | 0 | 0 | 0 | 0 | 0 | 0 | 0 | 0 | 0 | 0 | 0 | 0 | 0 | 0 | 0 | 0 | 0 | 0 | 0 | 0 | 0 | 0 | 0 | 0 | 0 | 0 | 0 | 0 | 0 | 0 | 0 | 0 | 0 | 0 | 0 | 0 | 0 | 0 | 0 | 0 | 0 | 0 | 0 | 0 | 0 | 0 | 0 | 0 | 0 | 0 | 0 | 0 | 0 | 0 | 0 | 0 | 0 | 0 | 0 | 0 | 0 | 0 | 0 | 0 | 0 | 0 | 0 | 0 | 0 | 0 | 0 | 0 | 0 | 0 | 0 | 0 | 0 | 0 | 0 | 0 | 0 | 0 | 0 | 0 | 0 | 0 | 0 | 0 | 0 | 0 | 0 | 0 | 0 | 0 | 0 | 0 | 0 | 0 | 0 | 0 | 0 | 0 | 0 | 0 | 0 | 0 | 0 | 0 | 0 | 0 | 0 | 0 | 0 | 0 | 0 | 0 | 0 | 0 | 0 | 0 | 0 | 0 | 0 | 0 | 0 | 0 | 0 | 0 | 0 | 0 | 0 | 0 | 0 | 0 | 0 | 0 | 0 | 0 | 0 | 0 | 0 | 0 | 0 | 0 | 0 | 0 | 0 | 0 | 0 | 0 | 0 | 0 | 0 | 0 | 0 | 0 | 0 | 0 | 0 | 0 | 0 | 0 | 0 | 0 | 0 | 0 | 0 | 0 | 0 | 0 | 0 | 0 | 0 | 0 | 0 | 0 | 0 | 0 | 0 | 0 | 0 | 0 | 0 | 0 | 0 | 0 | 0 | 0 | 0 | 0 | 0 | 0 | 0 | 0 | 0 | 0 | 0 | 0 | 0 | 0 | 0 | 0 | 0 | 0 | 0 | 0 | 0 | 0 | 0 | 0 | 0 | 0 | 0 | 0 | 0 | 0 | 0 | 0 | 0 | 0 | 0 | 0 | 0 | 0 | 0 | 0 | 0 | 0 | 0 | 0 | 0 | 0 | 0 | 0 | 0 | 0 | 0 | 0 | 0 | 0 | 0 | 0 | 0 | 0 | 0 | 0 | 0 | 0 | 0 | 0 | 0 | 0 | 0 | 0 | 0 | 0 | 0 | 0 | 0 | 0 | 0 | 0 | 0 | 0 | 0 | 0 | 0 | 0 | 0 | 0 | 0 | 0 | 0 | 0 | 0 | 0 | 0 | 0 | 0 | 0 | 0 | 0 | 0 | 0 | 0 | 0 | 0 | 0 | 0 | 0 | 0 | 0 | 0 | 0 | 0 | 0 | 0 | 0 | 0 | 0 | 0 | 0 | 0 | 0 | 0 | 0 | 0 | 0 | 0 | 0 | 0 | 0 | 0 | 0 | 0 | 0 | 0 | 0 | 0 | 0 | 0 | 0 | 0 | 0 | 0 | 0 | 0 | 427
OR_Residential_LI - Single Family_Existing_Space Heating_Natural Gas_Furnace | OR | Residential | LI - Mobile Home | New | Space Heating | Natural Gas | Circulation Pump - Timer | A | ORM380 | Without controls | Controls added | 11.5 | 0 | 0 | 0 | 1074.28 | 0 | 0 | 0 | 0.30173 | 0.45 | complex | 0% | 0% | Retrofit | Retro1Slow | 84.81% | TBD | 0% | 669.9396 |  | 347.3196 |  | 0 | RTF Wkbk - ComResCirculatorPumps_3_0 | RTF Wkbk - ComResCirculatorPumps_3_0 | RTF Wkbk - ComResCirculatorPumps_3_0 | Without controls | Without controls | Without controls | Without controls | Without controls | Without controls | Without controls | Without controls | Without controls | Without controls | Without controls | Without controls | Without controls | Without controls | Without controls | Without controls | Without controls | Without controls | Without controls | Without controls | Without controls | Without controls | Without controls | Without controls | Without controls | Without controls | Without controls | Controls added | Controls added | Controls added | Controls added | Controls added | Controls added | Controls added | Controls added | Controls added | Controls added | Controls added | Controls added | Controls added | Controls added | Controls added | Controls added | Controls added | Controls added | Controls added | Controls added | Controls added | Controls added | Controls added | Controls added | Controls added | Controls added | Controls added | 1074.28 | 1074.28 | 1074.28 | 1074.28 | 1074.28 | 1074.28 | 1074.28 | 1074.28 | 1074.28 | 1074.28 | 1074.28 | 1074.28 | 1074.28 | 1074.28 | 1074.28 | 1074.28 | 1074.28 | 1074.28 | 1074.28 | 1074.28 | 1074.28 | 1074.28 | 1074.28 | 1074.28 | 1074.28 | 1074.28 | 1074.28 | 0 | 0 | 0 | 0 | 0 | 0 | 0 | 0 | 0 | 0 | 0 | 0 | 0 | 0 | 0 | 0 | 0 | 0 | 0 | 0 | 0 | 0 | 0 | 0 | 0 | 0 | 0 | 0 | 0 | 0 | 0 | 0 | 0 | 0 | 0 | 0 | 0 | 0 | 0 | 0 | 0 | 0 | 0 | 0 | 0 | 0 | 0 | 0 | 0 | 0 | 0 | 0 | 0 | 0 | 0 | 0 | 0 | 0 | 0 | 0 | 0 | 0 | 0 | 0 | 0 | 0 | 0 | 0 | 0 | 0 | 0 | 0 | 0 | 0 | 0 | 0 | 0 | 0 | 0 | 0 | 0 | 0 | 0 | 0 | 0 | 0 | 0 | 0 | 0 | 0 | 0 | 0 | 0 | 0 | 0 | 0 | 0 | 0 | 0 | 0 | 0 | 0 | 0 | 0 | 0 | 0 | 0 | 0 | 0 | 0 | 0 | 0 | 0 | 0 | 0 | 0 | 0 | 0 | 0 | 0 | 0 | 0 | 0 | 0 | 0 | 0 | 0 | 0 | 0 | 0 | 0 | 0 | 0 | 0 | 0 | 0 | 0 | 0 | 0 | 0 | 0 | 0 | 0 | 0 | 0 | 0 | 0 | 0 | 0 | 0 | 0 | 0 | 0 | 0 | 0 | 0 | 0 | 0 | 0 | 0 | 0 | 0 | 0 | 0 | 0 | 0 | 0 | 0 | 0 | 0 | 0 | 0 | 0 | 0 | 0 | 0 | 0 | 0 | 0 | 0 | 0 | 0 | 0 | 0 | 0 | 0 | 0 | 0 | 0 | 0 | 0 | 0 | 0 | 0 | 0 | 0 | 0 | 0 | 0 | 0 | 0 | 0 | 0 | 0 | 0 | 0 | 0 | 0 | 0 | 0 | 0 | 0 | 0 | 0 | 0 | 0 | 0 | 0 | 0 | 0 | 0 | 0 | 0 | 0 | 0 | 0 | 0 | 0 | 0 | 0 | 0 | 0 | 0 | 0 | 0 | 0 | 0 | 0 | 0 | 0 | 0 | 0 | 0 | 0 | 0 | 0 | 0 | 0 | 0 | 0 | 0 | 0 | 0 | 0 | 0 | 0 | 0 | 0 | 0 | 0 | 0 | 0 | 0 | 0 | 0 | 0 | 0 | 0 | 0 | 0 | 0 | 0 | 0 | 0 | 0 | 0 | 0 | 0 | 0 | 0 | 0 | 0 | 0 | 0 | 0 | 0 | 0 | 0 | 0 | 0 | 0 | 0 | 0 | 0 | 0 | 0 | 0 | 0 | 0 | 0 | 0 | 0 | 0 | 0 | 0 | 0 | 0 | 0 | 0 | 0 | 0 | 0 | 0 | 0 | 0 | 0 | 0 | 0 | 0 | 0 | 0 | 0 | 0 | 0 | 0 | 0 | 0 | 0 | 0 | 0 | 0 | 0 | 0 | 0 | 0 | 0 | 0 | 0 | 0 | 0 | 0 | 0 | 0 | 0 | 0 | 0 | 0 | 0 | 0 | 0 | 0 | 0 | 0 | 0 | 0 | 0 | 0 | 0 | 0 | 0 | 0 | 0 | 0 | 0 | 0 | 0 | 0 | 0 | 0 | 0 | 0 | 0 | 0 | 0 | 0 | 0 | 0 | 0 | 0 | 0 | 0 | 0 | 0 | 0 | 0 | 0 | 0 | 0 | 0 | 0 | 0 | 0 | 0 | 0 | 0 | 0 | 0 | 0 | 0 | 0 | 0 | 0 | 0 | 0 | 0 | 0 | 0 | 0 | 0 | 0 | 0 | 0 | 0 | 0 | 0 | 0 | 0 | 0 | 0 | 0 | 0 | 0 | 0 | 0 | 0 | 0 | 0 | 671.4802 | 671.0466 | 670.6996 | 670.4149 | 670.2385 | 670.1113 | 670.0151 | 669.9399 | 669.8794 | 669.8298 | 669.7537 | 669.6784 | 669.6117 | 669.5567 | 669.5143 | 669.4808 | 669.4543 | 669.3896 | 669.3605 | 669.3469 | 669.3421 | 669.3432 | 669.3432 | 669.3432 | 669.3432 | 348.1183 | 347.8935 | 347.7136 | 347.566 | 347.4746 | 347.4086 | 347.3587 | 347.3197 | 347.2884 | 347.2626 | 347.2232 | 347.1841 | 347.1496 | 347.1211 | 347.0991 | 347.0817 | 347.068 | 347.0344 | 347.0194 | 347.0123 | 347.0098 | 347.0104 | 347.0104 | 347.0104 | 347.0104 | 428
OR_Residential_LI - Single Family_Existing_Space Heating_Natural Gas_Furnace | OR | Residential | LI - Mobile Home | New | Water Heating | Natural Gas | Circulation Pump - Timer | A | ORM381 | Without controls | Controls added | 11.5 | 273.0375 | 0 | 0 | 1074.28 | 0 | 0 | 0 | 0.30173 | 0.45 | complex | 0% | 0% | Retrofit | Retro1Slow | 84.81% | TBD | 0% | 669.9396 |  | 347.3196 |  | 0 | RTF Wkbk - ComResCirculatorPumps_3_0 | RTF Wkbk - ComResCirculatorPumps_3_0 | RTF Wkbk - ComResCirculatorPumps_3_0 | Without controls | Without controls | Without controls | Without controls | Without controls | Without controls | Without controls | Without controls | Without controls | Without controls | Without controls | Without controls | Without controls | Without controls | Without controls | Without controls | Without controls | Without controls | Without controls | Without controls | Without controls | Without controls | Without controls | Without controls | Without controls | Without controls | Without controls | Controls added | Controls added | Controls added | Controls added | Controls added | Controls added | Controls added | Controls added | Controls added | Controls added | Controls added | Controls added | Controls added | Controls added | Controls added | Controls added | Controls added | Controls added | Controls added | Controls added | Controls added | Controls added | Controls added | Controls added | Controls added | Controls added | Controls added | 1074.28 | 1074.28 | 1074.28 | 1074.28 | 1074.28 | 1074.28 | 1074.28 | 1074.28 | 1074.28 | 1074.28 | 1074.28 | 1074.28 | 1074.28 | 1074.28 | 1074.28 | 1074.28 | 1074.28 | 1074.28 | 1074.28 | 1074.28 | 1074.28 | 1074.28 | 1074.28 | 1074.28 | 1074.28 | 1074.28 | 1074.28 | 0 | 0 | 273.2101 | 273.3825 | 273.5154 | 273.6165 | 273.6653 | 273.6853 | 273.6849 | 273.6708 | 273.6494 | 273.6263 | 273.6203 | 273.6228 | 273.6314 | 273.6445 | 273.6604 | 273.6793 | 273.7 | 273.7403 | 273.7694 | 273.7907 | 273.8069 | 273.8195 | 273.8314 | 273.8425 | 273.8526 | 0 | 0 | 0 | 0 | 0 | 0 | 0 | 0 | 0 | 0 | 0 | 0 | 0 | 0 | 0 | 0 | 0 | 0 | 0 | 0 | 0 | 0 | 0 | 0 | 0 | 0 | 0 | 0 | 0 | 0 | 0 | 0 | 0 | 0 | 0 | 0 | 0 | 0 | 0 | 0 | 0 | 0 | 0 | 0 | 0 | 0 | 0 | 0 | 0 | 0 | 0 | 0 | 0 | 0 | 0 | 0 | 0 | 0 | 0 | 0 | 0 | 0 | 0 | 0 | 0 | 0 | 0 | 0 | 0 | 0 | 0 | 0 | 0 | 0 | 0 | 0 | 0 | 0 | 0 | 0 | 0 | 0 | 0 | 0 | 0 | 0 | 0 | 0 | 0 | 0 | 0 | 0 | 0 | 0 | 0 | 0 | 0 | 0 | 0 | 0 | 0 | 0 | 0 | 0 | 0 | 0 | 0 | 0 | 0 | 0 | 0 | 0 | 0 | 0 | 0 | 0 | 0 | 0 | 0 | 0 | 0 | 0 | 0 | 0 | 0 | 0 | 0 | 0 | 0 | 0 | 0 | 0 | 0 | 0 | 0 | 0 | 0 | 0 | 0 | 0 | 0 | 0 | 0 | 0 | 0 | 0 | 0 | 0 | 0 | 0 | 0 | 0 | 0 | 0 | 0 | 0 | 0 | 0 | 0 | 0 | 0 | 0 | 0 | 0 | 0 | 0 | 0 | 0 | 0 | 0 | 0 | 0 | 0 | 0 | 0 | 0 | 0 | 0 | 0 | 0 | 0 | 0 | 0 | 0 | 0 | 0 | 0 | 0 | 0 | 0 | 0 | 0 | 0 | 0 | 0 | 0 | 0 | 0 | 0 | 0 | 0 | 0 | 0 | 0 | 0 | 0 | 0 | 0 | 0 | 0 | 0 | 0 | 0 | 0 | 0 | 0 | 0 | 0 | 0 | 0 | 0 | 0 | 0 | 0 | 0 | 0 | 0 | 0 | 0 | 0 | 0 | 0 | 0 | 0 | 0 | 0 | 0 | 0 | 0 | 0 | 0 | 0 | 0 | 0 | 0 | 0 | 0 | 0 | 0 | 0 | 0 | 0 | 0 | 0 | 0 | 0 | 0 | 0 | 0 | 0 | 0 | 0 | 0 | 0 | 0 | 0 | 0 | 0 | 0 | 0 | 0 | 0 | 0 | 0 | 0 | 0 | 0 | 0 | 0 | 0 | 0 | 0 | 0 | 0 | 0 | 0 | 0 | 0 | 0 | 0 | 0 | 0 | 0 | 0 | 0 | 0 | 0 | 0 | 0 | 0 | 0 | 0 | 0 | 0 | 0 | 0 | 0 | 0 | 0 | 0 | 0 | 0 | 0 | 0 | 0 | 0 | 0 | 0 | 0 | 0 | 0 | 0 | 0 | 0 | 0 | 0 | 0 | 0 | 0 | 0 | 0 | 0 | 0 | 0 | 0 | 0 | 0 | 0 | 0 | 0 | 0 | 0 | 0 | 0 | 0 | 0 | 0 | 0 | 0 | 0 | 0 | 0 | 0 | 0 | 0 | 0 | 0 | 0 | 0 | 0 | 0 | 0 | 0 | 0 | 0 | 0 | 0 | 0 | 0 | 0 | 0 | 0 | 0 | 0 | 0 | 0 | 0 | 0 | 0 | 0 | 0 | 0 | 0 | 0 | 0 | 0 | 0 | 0 | 0 | 0 | 0 | 0 | 0 | 0 | 0 | 0 | 0 | 0 | 0 | 0 | 671.4802 | 671.0466 | 670.6996 | 670.4149 | 670.2385 | 670.1113 | 670.0151 | 669.9399 | 669.8794 | 669.8298 | 669.7537 | 669.6784 | 669.6117 | 669.5567 | 669.5143 | 669.4808 | 669.4543 | 669.3896 | 669.3605 | 669.3469 | 669.3421 | 669.3432 | 669.3432 | 669.3432 | 669.3432 | 348.1183 | 347.8935 | 347.7136 | 347.566 | 347.4746 | 347.4086 | 347.3587 | 347.3197 | 347.2884 | 347.2626 | 347.2232 | 347.1841 | 347.1496 | 347.1211 | 347.0991 | 347.0817 | 347.068 | 347.0344 | 347.0194 | 347.0123 | 347.0098 | 347.0104 | 347.0104 | 347.0104 | 347.0104 | 429
OR_Residential_LI - Single Family_Existing_Space Heating_Natural Gas_Furnace | OR | Residential | LI - Mobile Home | New | Water Heating | Natural Gas | Clothes Washer - ENERGY STAR (8.0) | A | ORM382 | MEF 1.87 | Energy Star Washer | 14.2 | 5.3271 | 0 | 0 | 63.39 | 0 | 0 | 0 | 0.30173 | 0.45 | household | 55% | 99% | Retrofit | Retro12Med | 75.44% | TBD | 0% | 1744.379 |  | 904.3457 |  | 0.0096141 | RTF Workbook - ResClothesWashers_v8_0 | RTF Workbook - ResClothesWashers_v8_0 | RTF Workbook - ResClothesWashers_v8_0 | MEF 1.87 | MEF 1.87 | MEF 1.87 | MEF 1.87 | MEF 1.87 | MEF 1.87 | MEF 1.87 | MEF 1.87 | MEF 1.87 | MEF 1.87 | MEF 1.87 | MEF 1.87 | MEF 1.87 | MEF 1.87 | MEF 1.87 | MEF 1.87 | MEF 1.87 | MEF 1.87 | MEF 1.87 | MEF 1.87 | MEF 1.87 | MEF 1.87 | MEF 1.87 | MEF 1.87 | MEF 1.87 | MEF 1.87 | MEF 1.87 | Energy Star Washer | Energy Star Washer | Energy Star Washer | Energy Star Washer | Energy Star Washer | Energy Star Washer | Energy Star Washer | Energy Star Washer | Energy Star Washer | Energy Star Washer | Energy Star Washer | Energy Star Washer | Energy Star Washer | Energy Star Washer | Energy Star Washer | Energy Star Washer | Energy Star Washer | Energy Star Washer | Energy Star Washer | Energy Star Washer | Energy Star Washer | Energy Star Washer | Energy Star Washer | Energy Star Washer | Energy Star Washer | Energy Star Washer | Energy Star Washer | 63.39 | 63.39 | 63.39 | 63.39 | 63.39 | 63.39 | 63.39 | 63.39 | 63.39 | 63.39 | 63.39 | 63.39 | 63.39 | 63.39 | 63.39 | 63.39 | 63.39 | 63.39 | 63.39 | 63.39 | 63.39 | 63.39 | 63.39 | 63.39 | 63.39 | 63.39 | 63.39 | 0 | 0 | 5.3293 | 5.331 | 5.3301 | 5.3256 | 5.316 | 5.301 | 5.2804 | 5.2546 | 5.2245 | 5.1916 | 5.1578 | 5.1241 | 5.0916 | 5.0613 | 5.0335 | 5.0084 | 4.9832 | 4.9583 | 4.9332 | 4.9081 | 4.8831 | 4.8584 | 4.8342 | 4.8105 | 4.7876 | 0.01131 | 0.016716 | 0.022293 | 0.027788 | 0.033193 | 0.034718 | 0.031622 | 0.028345 | 0.025086 | 0.021976 | 0.019094 | 0.016479 | 0.014143 | 0.012083 | 0.010283 | 0 | 0 | 0 | 0 | 0 | 0 | 0 | 0 | 0 | 0 | 0.01131 | 0.02803 | 0.050318 | 0.078064 | 0.11112 | 0.14552 | 0.17658 | 0.20406 | 0.22798 | 0.24852 | 0.26599 | 0.28073 | 0.2931 | 0.30343 | 0.31205 | 0.31049 | 0.30893 | 0.30739 | 0.30583 | 0.30428 | 0.30273 | 0.3012 | 0.2997 | 0.29823 | 0.29681 | 2.1223 | 3.1356 | 4.1825 | 5.2179 | 6.2439 | 6.5493 | 5.9885 | 5.3943 | 4.8016 | 4.233 | 3.702 | 3.216 | 2.7777 | 2.3873 | 2.0429 | 0 | 0 | 0 | 0 | 0 | 0 | 0 | 0 | 0 | 0 | 2.1223 | 5.2579 | 9.4404 | 14.6582 | 20.9021 | 27.4515 | 33.44 | 38.8343 | 43.636 | 47.869 | 51.571 | 54.787 | 57.5647 | 59.952 | 61.9949 | 61.9949 | 61.9949 | 61.9949 | 61.9949 | 61.9949 | 61.9949 | 61.9949 | 61.9949 | 61.9949 | 61.9949 | 0.0096141 | 0.01421 | 0.018953 | 0.023629 | 0.028233 | 0.029544 | 0.026926 | 0.024153 | 0.021396 | 0.018761 | 0.016318 | 0.014097 | 0.012111 | 0.010356 | 0.008821 | 0 | 0 | 0 | 0 | 0 | 0 | 0 | 0 | 0 | 0 | 0.0096141 | 0.023827 | 0.042778 | 0.066379 | 0.094514 | 0.12383 | 0.15035 | 0.17388 | 0.19444 | 0.21216 | 0.22731 | 0.24015 | 0.25098 | 0.26007 | 0.26769 | 0.26656 | 0.26544 | 0.26432 | 0.2632 | 0.26207 | 0.26095 | 0.25985 | 0.25876 | 0.2577 | 0.25668 | 1.8039 | 2.6653 | 3.5551 | 4.4352 | 5.3073 | 5.5669 | 5.0903 | 4.5852 | 4.0814 | 3.5981 | 3.1467 | 2.7336 | 2.361 | 2.0292 | 1.7365 | 0 | 0 | 0 | 0 | 0 | 0 | 0 | 0 | 0 | 0 | 1.8039 | 4.4692 | 8.0243 | 12.4595 | 17.7668 | 23.3338 | 28.424 | 33.0092 | 37.0906 | 40.6886 | 43.8354 | 46.5689 | 48.93 | 50.9592 | 52.6956 | 52.6956 | 52.6956 | 52.6956 | 52.6956 | 52.6956 | 52.6956 | 52.6956 | 52.6956 | 52.6956 | 52.6956 | 0 | 0 | 0 | 0 | 0 | 0 | 0 | 0 | 0 | 0 | 0 | 0 | 0 | 0 | 0 | 0 | 0 | 0 | 0 | 0 | 0 | 0 | 0 | 0 | 0 | 0 | 0 | 0 | 0 | 0 | 0 | 0 | 0 | 0 | 0 | 0 | 0 | 0 | 0 | 0 | 0 | 0 | 0 | 0 | 0 | 0 | 0 | 0 | 0 | 0 | 0 | 0 | 0 | 0 | 0 | 0 | 0 | 0 | 0 | 0 | 0 | 0 | 0 | 0 | 0 | 0 | 0 | 0 | 0 | 0 | 0 | 0 | 0 | 0 | 0 | 0 | 0 | 0 | 0 | 0 | 0 | 0 | 0 | 0 | 0 | 0 | 0 | 0 | 0 | 0 | 0 | 0 | 0 | 0 | 0 | 0 | 0 | 0 | 0 | 0 | 0.0096141 | 0.01421 | 0.018953 | 0.023629 | 0.028233 | 0.029544 | 0.026926 | 0.024153 | 0.021396 | 0.018761 | 0.016318 | 0.014097 | 0.012111 | 0.010356 | 0.008821 | 0 | 0 | 0 | 0 | 0 | 0 | 0 | 0 | 0 | 0 | 0.0096141 | 0.023827 | 0.042778 | 0.066379 | 0.094514 | 0.12383 | 0.15035 | 0.17388 | 0.19444 | 0.21216 | 0.22731 | 0.24015 | 0.25098 | 0.26007 | 0.26769 | 0.26656 | 0.26544 | 0.26432 | 0.2632 | 0.26207 | 0.26095 | 0.25985 | 0.25876 | 0.2577 | 0.25668 | 1.8039 | 2.6653 | 3.5551 | 4.4352 | 5.3073 | 5.5669 | 5.0903 | 4.5852 | 4.0814 | 3.5981 | 3.1467 | 2.7336 | 2.361 | 2.0292 | 1.7365 | 0 | 0 | 0 | 0 | 0 | 0 | 0 | 0 | 0 | 0 | 1.8039 | 4.4692 | 8.0243 | 12.4595 | 17.7668 | 23.3338 | 28.424 | 33.0092 | 37.0906 | 40.6886 | 43.8354 | 46.5689 | 48.93 | 50.9592 | 52.6956 | 52.6956 | 52.6956 | 52.6956 | 52.6956 | 52.6956 | 52.6956 | 52.6956 | 52.6956 | 52.6956 | 52.6956 | 1748.3904 | 1747.2613 | 1746.3578 | 1745.6164 | 1745.1573 | 1744.8259 | 1744.5755 | 1744.3796 | 1744.2222 | 1744.0929 | 1743.8949 | 1743.6987 | 1743.5252 | 1743.382 | 1743.2715 | 1743.1844 | 1743.1152 | 1742.9467 | 1742.8711 | 1742.8356 | 1742.8231 | 1742.8261 | 1742.8261 | 1742.8261 | 1742.8261 | 906.4253 | 905.84 | 905.3715 | 904.9872 | 904.7492 | 904.5774 | 904.4476 | 904.346 | 904.2644 | 904.1974 | 904.0947 | 903.993 | 903.9031 | 903.8288 | 903.7715 | 903.7264 | 903.6905 | 903.6032 | 903.564 | 903.5455 | 903.5391 | 903.5406 | 903.5406 | 903.5406 | 903.5406 | 430
OR_Residential_LI - Single Family_Existing_Space Heating_Natural Gas_Furnace | OR | Residential | LI - Mobile Home | New | Appliances | Natural Gas | Clothes Washer - ENERGY STAR (8.0) | A | ORM383 | MEF 1.87 | Energy Star Washer | 14.2 | 2.4017 | 0 | 0 | 63.39 | 0 | 0 | 0 | 0.30173 | 0.45 | household | 55% | 99% | Retrofit | Retro12Med | 75.44% | TBD | 0% | 1744.379 |  | 904.3457 |  | 0 | RTF Workbook - ResClothesWashers_v8_0 | RTF Workbook - ResClothesWashers_v8_0 | RTF Workbook - ResClothesWashers_v8_0 | MEF 1.87 | MEF 1.87 | MEF 1.87 | MEF 1.87 | MEF 1.87 | MEF 1.87 | MEF 1.87 | MEF 1.87 | MEF 1.87 | MEF 1.87 | MEF 1.87 | MEF 1.87 | MEF 1.87 | MEF 1.87 | MEF 1.87 | MEF 1.87 | MEF 1.87 | MEF 1.87 | MEF 1.87 | MEF 1.87 | MEF 1.87 | MEF 1.87 | MEF 1.87 | MEF 1.87 | MEF 1.87 | MEF 1.87 | MEF 1.87 | Energy Star Washer | Energy Star Washer | Energy Star Washer | Energy Star Washer | Energy Star Washer | Energy Star Washer | Energy Star Washer | Energy Star Washer | Energy Star Washer | Energy Star Washer | Energy Star Washer | Energy Star Washer | Energy Star Washer | Energy Star Washer | Energy Star Washer | Energy Star Washer | Energy Star Washer | Energy Star Washer | Energy Star Washer | Energy Star Washer | Energy Star Washer | Energy Star Washer | Energy Star Washer | Energy Star Washer | Energy Star Washer | Energy Star Washer | Energy Star Washer | 63.39 | 63.39 | 63.39 | 63.39 | 63.39 | 63.39 | 63.39 | 63.39 | 63.39 | 63.39 | 63.39 | 63.39 | 63.39 | 63.39 | 63.39 | 63.39 | 63.39 | 63.39 | 63.39 | 63.39 | 63.39 | 63.39 | 63.39 | 63.39 | 63.39 | 63.39 | 63.39 | 0 | 0 | 0 | 0 | 0 | 0 | 0 | 0 | 0 | 0 | 0 | 0 | 0 | 0 | 0 | 0 | 0 | 0 | 0 | 0 | 0 | 0 | 0 | 0 | 0 | 0 | 0 | 0 | 0 | 0 | 0 | 0 | 0 | 0 | 0 | 0 | 0 | 0 | 0 | 0 | 0 | 0 | 0 | 0 | 0 | 0 | 0 | 0 | 0 | 0 | 0 | 0 | 0 | 0 | 0 | 0 | 0 | 0 | 0 | 0 | 0 | 0 | 0 | 0 | 0 | 0 | 0 | 0 | 0 | 0 | 0 | 0 | 0 | 0 | 0 | 0 | 0 | 0.048125 | 0.048125 | 0.048125 | 0.048125 | 0.048125 | 0.043312 | 0.03465 | 0.02772 | 0.022176 | 0.017741 | 0.014193 | 0.011354 | 0.0090833 | 0.0072666 | 0.0058133 | 0 | 0 | 0 | 0 | 0 | 0 | 0 | 0 | 0 | 0 | 0.048125 | 0.09625 | 0.14437 | 0.1925 | 0.24062 | 0.28394 | 0.31859 | 0.34631 | 0.36848 | 0.38622 | 0.40042 | 0.41177 | 0.42085 | 0.42812 | 0.43393 | 0.43393 | 0.43393 | 0.43393 | 0.43393 | 0.43393 | 0.43393 | 0.43393 | 0.43393 | 0.43393 | 0.43393 | 0 | 0 | 0 | 0 | 0 | 0 | 0 | 0 | 0 | 0 | 0 | 0 | 0 | 0 | 0 | 0 | 0 | 0 | 0 | 0 | 0 | 0 | 0 | 0 | 0 | 0 | 0 | 0 | 0 | 0 | 0 | 0 | 0 | 0 | 0 | 0 | 0 | 0 | 0 | 0 | 0 | 0 | 0 | 0 | 0 | 0 | 0 | 0 | 0 | 0 | 0.040906 | 0.040906 | 0.040906 | 0.040906 | 0.040906 | 0.036815 | 0.029452 | 0.023562 | 0.01885 | 0.01508 | 0.012064 | 0.009651 | 0.0077208 | 0.0061766 | 0.0049413 | 0 | 0 | 0 | 0 | 0 | 0 | 0 | 0 | 0 | 0 | 0.040906 | 0.081812 | 0.12272 | 0.16362 | 0.20453 | 0.24135 | 0.2708 | 0.29436 | 0.31321 | 0.32829 | 0.34035 | 0.35 | 0.35772 | 0.3639 | 0.36884 | 0.36884 | 0.36884 | 0.36884 | 0.36884 | 0.36884 | 0.36884 | 0.36884 | 0.36884 | 0.36884 | 0.36884 | 0 | 0 | 0 | 0 | 0 | 0 | 0 | 0 | 0 | 0 | 0 | 0 | 0 | 0 | 0 | 0 | 0 | 0 | 0 | 0 | 0 | 0 | 0 | 0 | 0 | 0 | 0 | 0 | 0 | 0 | 0 | 0 | 0 | 0 | 0 | 0 | 0 | 0 | 0 | 0 | 0 | 0 | 0 | 0 | 0 | 0 | 0 | 0 | 0 | 0 | 0 | 0 | 0 | 0 | 0 | 0 | 0 | 0 | 0 | 0 | 0 | 0 | 0 | 0 | 0 | 0 | 0 | 0 | 0 | 0 | 0 | 0 | 0 | 0 | 0 | 0 | 0 | 0 | 0 | 0 | 0 | 0 | 0 | 0 | 0 | 0 | 0 | 0 | 0 | 0 | 0 | 0 | 0 | 0 | 0 | 0 | 0 | 0 | 0 | 0 | 0 | 0 | 0 | 0 | 0 | 0 | 0 | 0 | 0 | 0 | 0 | 0 | 0 | 0 | 0 | 0 | 0 | 0 | 0 | 0 | 0 | 0 | 0 | 0 | 0 | 0 | 0 | 0 | 0 | 0 | 0 | 0 | 0 | 0 | 0 | 0 | 0 | 0 | 0 | 0 | 0 | 0 | 0 | 0 | 0 | 0 | 0 | 0 | 0 | 0 | 0.040906 | 0.040906 | 0.040906 | 0.040906 | 0.040906 | 0.036815 | 0.029452 | 0.023562 | 0.01885 | 0.01508 | 0.012064 | 0.009651 | 0.0077208 | 0.0061766 | 0.0049413 | 0 | 0 | 0 | 0 | 0 | 0 | 0 | 0 | 0 | 0 | 0.040906 | 0.081812 | 0.12272 | 0.16362 | 0.20453 | 0.24135 | 0.2708 | 0.29436 | 0.31321 | 0.32829 | 0.34035 | 0.35 | 0.35772 | 0.3639 | 0.36884 | 0.36884 | 0.36884 | 0.36884 | 0.36884 | 0.36884 | 0.36884 | 0.36884 | 0.36884 | 0.36884 | 0.36884 | 1748.3904 | 1747.2613 | 1746.3578 | 1745.6164 | 1745.1573 | 1744.8259 | 1744.5755 | 1744.3796 | 1744.2222 | 1744.0929 | 1743.8949 | 1743.6987 | 1743.5252 | 1743.382 | 1743.2715 | 1743.1844 | 1743.1152 | 1742.9467 | 1742.8711 | 1742.8356 | 1742.8231 | 1742.8261 | 1742.8261 | 1742.8261 | 1742.8261 | 906.4253 | 905.84 | 905.3715 | 904.9872 | 904.7492 | 904.5774 | 904.4476 | 904.346 | 904.2644 | 904.1974 | 904.0947 | 903.993 | 903.9031 | 903.8288 | 903.7715 | 903.7264 | 903.6905 | 903.6032 | 903.564 | 903.5455 | 903.5391 | 903.5406 | 903.5406 | 903.5406 | 903.5406 | 431
OR_Residential_LI - Single Family_Existing_Space Heating_Natural Gas_Furnace | OR | Residential | LI - Mobile Home | New | Water Heating | Natural Gas | Dishwasher ENERGY STAR (6.0) | A | ORM384 | Standard efficiency dishwasher | Dishwasher meeting ENERGY STAR (6.0) specification | 11 | 0.89078 | 0 | 0 | 80.44 | 0 | 0 | 0 | 0.30173 | 0.45 | household | 55% | 99% | Retrofit | Retro12Med | 75.44% | TBD | 0% | 15891.1912 |  | 8238.5367 |  | 0.0016008 | IL TRM - 5.1.4 - RS-APL-ESDI-V07-220101 | IL TRM - 5.1.4 - RS-APL-ESDI-V07-220101 | IL TRM - 5.1.4 - RS-APL-ESDI-V07-220101 | Standard efficiency dishwasher | Standard efficiency dishwasher | Standard efficiency dishwasher | Standard efficiency dishwasher | Standard efficiency dishwasher | Standard efficiency dishwasher | Standard efficiency dishwasher | Standard efficiency dishwasher | Standard efficiency dishwasher | Standard efficiency dishwasher | Standard efficiency dishwasher | Standard efficiency dishwasher | Standard efficiency dishwasher | Standard efficiency dishwasher | Standard efficiency dishwasher | Standard efficiency dishwasher | Standard efficiency dishwasher | Standard efficiency dishwasher | Standard efficiency dishwasher | Standard efficiency dishwasher | Standard efficiency dishwasher | Standard efficiency dishwasher | Standard efficiency dishwasher | Standard efficiency dishwasher | Standard efficiency dishwasher | Standard efficiency dishwasher | Standard efficiency dishwasher | Dishwasher meeting ENERGY STAR (6.0) specification | Dishwasher meeting ENERGY STAR (6.0) specification | Dishwasher meeting ENERGY STAR (6.0) specification | Dishwasher meeting ENERGY STAR (6.0) specification | Dishwasher meeting ENERGY STAR (6.0) specification | Dishwasher meeting ENERGY STAR (6.0) specification | Dishwasher meeting ENERGY STAR (6.0) specification | Dishwasher meeting ENERGY STAR (6.0) specification | Dishwasher meeting ENERGY STAR (6.0) specification | Dishwasher meeting ENERGY STAR (6.0) specification | Dishwasher meeting ENERGY STAR (6.0) specification | Dishwasher meeting ENERGY STAR (6.0) specification | Dishwasher meeting ENERGY STAR (6.0) specification | Dishwasher meeting ENERGY STAR (6.0) specification | Dishwasher meeting ENERGY STAR (6.0) specification | Dishwasher meeting ENERGY STAR (6.0) specification | Dishwasher meeting ENERGY STAR (6.0) specification | Dishwasher meeting ENERGY STAR (6.0) specification | Dishwasher meeting ENERGY STAR (6.0) specification | Dishwasher meeting ENERGY STAR (6.0) specification | Dishwasher meeting ENERGY STAR (6.0) specification | Dishwasher meeting ENERGY STAR (6.0) specification | Dishwasher meeting ENERGY STAR (6.0) specification | Dishwasher meeting ENERGY STAR (6.0) specification | Dishwasher meeting ENERGY STAR (6.0) specification | Dishwasher meeting ENERGY STAR (6.0) specification | Dishwasher meeting ENERGY STAR (6.0) specification | 80.44 | 80.44 | 80.44 | 80.44 | 80.44 | 80.44 | 80.44 | 80.44 | 80.44 | 80.44 | 80.44 | 80.44 | 80.44 | 80.44 | 80.44 | 80.44 | 80.44 | 80.44 | 80.44 | 80.44 | 80.44 | 80.44 | 80.44 | 80.44 | 80.44 | 80.44 | 80.44 | 0 | 0 | 0.8867 | 0.88261 | 0.87815 | 0.87316 | 0.86738 | 0.86092 | 0.85397 | 0.84659 | 0.83881 | 0.83088 | 0.82305 | 0.81548 | 0.80833 | 0.8017 | 0.7956 | 0.79012 | 0.78466 | 0.77927 | 0.77389 | 0.76853 | 0.76333 | 0.7583 | 0.75344 | 0.74877 | 0.7443 | 0.0018818 | 0.0027675 | 0.0036728 | 0.0045561 | 0.0054158 | 0.0056384 | 0.005114 | 0.0045667 | 0.0040277 | 0.0035171 | 0.003047 | 0.00089187 | 0 | 0 | 0 | 0 | 0 | 0 | 0 | 0 | 0 | 0 | 0 | 0 | 0 | 0.0018818 | 0.0046406 | 0.00829 | 0.012799 | 0.01813 | 0.023633 | 0.028557 | 0.032877 | 0.036602 | 0.039773 | 0.042445 | 0.042947 | 0.04257 | 0.042221 | 0.0419 | 0.041611 | 0.041324 | 0.04104 | 0.040757 | 0.040475 | 0.040201 | 0.039936 | 0.03968 | 0.039434 | 0.039198 | 2.1223 | 3.1356 | 4.1825 | 5.2179 | 6.2439 | 6.5493 | 5.9885 | 5.3943 | 4.8016 | 4.233 | 3.702 | 1.0937 | 0 | 0 | 0 | 0 | 0 | 0 | 0 | 0 | 0 | 0 | 0 | 0 | 0 | 2.1223 | 5.2579 | 9.4404 | 14.6582 | 20.9021 | 27.4515 | 33.44 | 38.8343 | 43.636 | 47.869 | 51.571 | 52.6647 | 52.6647 | 52.6647 | 52.6647 | 52.6647 | 52.6647 | 52.6647 | 52.6647 | 52.6647 | 52.6647 | 52.6647 | 52.6647 | 52.6647 | 52.6647 | 0.0016008 | 0.002356 | 0.0031292 | 0.0038852 | 0.0046231 | 0.0048186 | 0.0043759 | 0.0039128 | 0.0034559 | 0.0030222 | 0.0026221 | 0.0007686 | 0 | 0 | 0 | 0 | 0 | 0 | 0 | 0 | 0 | 0 | 0 | 0 | 0 | 0.0016008 | 0.0039506 | 0.0070631 | 0.010914 | 0.015476 | 0.020197 | 0.024435 | 0.028169 | 0.031406 | 0.034177 | 0.036526 | 0.037011 | 0.036737 | 0.036483 | 0.036248 | 0.036038 | 0.035828 | 0.035621 | 0.035414 | 0.035208 | 0.035008 | 0.034814 | 0.034627 | 0.034447 | 0.034275 | 1.8039 | 2.6653 | 3.5551 | 4.4352 | 5.3073 | 5.5669 | 5.0903 | 4.5852 | 4.0814 | 3.5981 | 3.1467 | 0.92963 | 0 | 0 | 0 | 0 | 0 | 0 | 0 | 0 | 0 | 0 | 0 | 0 | 0 | 1.8039 | 4.4692 | 8.0243 | 12.4595 | 17.7668 | 23.3338 | 28.424 | 33.0092 | 37.0906 | 40.6886 | 43.8354 | 44.765 | 44.765 | 44.765 | 44.765 | 44.765 | 44.765 | 44.765 | 44.765 | 44.765 | 44.765 | 44.765 | 44.765 | 44.765 | 44.765 | 0 | 0 | 0 | 0 | 0 | 0 | 0 | 0 | 0 | 0 | 0 | 0 | 0 | 0 | 0 | 0 | 0 | 0 | 0 | 0 | 0 | 0 | 0 | 0 | 0 | 0 | 0 | 0 | 0 | 0 | 0 | 0 | 0 | 0 | 0 | 0 | 0 | 0 | 0 | 0 | 0 | 0 | 0 | 0 | 0 | 0 | 0 | 0 | 0 | 0 | 0 | 0 | 0 | 0 | 0 | 0 | 0 | 0 | 0 | 0 | 0 | 0 | 0 | 0 | 0 | 0 | 0 | 0 | 0 | 0 | 0 | 0 | 0 | 0 | 0 | 0 | 0 | 0 | 0 | 0 | 0 | 0 | 0 | 0 | 0 | 0 | 0 | 0 | 0 | 0 | 0 | 0 | 0 | 0 | 0 | 0 | 0 | 0 | 0 | 0 | 0 | 0 | 0 | 0 | 0 | 0 | 0 | 0 | 0 | 0 | 0 | 0 | 0 | 0 | 0 | 0 | 0 | 0 | 0 | 0 | 0 | 0 | 0 | 0 | 0 | 0 | 0 | 0 | 0 | 0 | 0 | 0 | 0 | 0 | 0 | 0 | 0 | 0 | 0 | 0 | 0 | 0 | 0 | 0 | 0 | 0 | 0 | 0 | 0 | 0 | 0 | 0 | 0 | 0 | 0 | 0 | 0 | 0 | 0 | 0 | 0 | 0 | 0 | 0 | 0 | 0 | 0 | 0 | 0 | 0 | 0 | 0 | 0 | 0 | 0 | 0 | 0 | 0 | 0 | 0 | 0 | 0 | 0 | 0 | 0 | 0 | 0 | 0 | 0 | 0 | 0 | 0 | 0 | 0 | 0 | 0 | 0 | 0 | 0 | 0 | 15927.7349 | 15917.4491 | 15909.2178 | 15902.464 | 15898.2815 | 15895.2629 | 15892.9818 | 15891.1972 | 15889.763 | 15888.5852 | 15886.7819 | 15884.994 | 15883.4138 | 15882.109 | 15881.1024 | 15880.3084 | 15879.6786 | 15878.1435 | 15877.4548 | 15877.131 | 15877.0176 | 15877.0444 | 15877.0444 | 15877.0444 | 15877.0444 | 8257.4822 | 8252.1497 | 8247.8823 | 8244.3809 | 8242.2125 | 8240.6476 | 8239.465 | 8238.5398 | 8237.7963 | 8237.1856 | 8236.2507 | 8235.3239 | 8234.5046 | 8233.8281 | 8233.3063 | 8232.8947 | 8232.5681 | 8231.7723 | 8231.4152 | 8231.2474 | 8231.1886 | 8231.2025 | 8231.2025 | 8231.2025 | 8231.2025 | 432
OR_Residential_LI - Single Family_Existing_Space Heating_Natural Gas_Furnace | OR | Residential | LI - Mobile Home | New | Miscellaneous | Natural Gas | Pool Heater - Solar System | A | ORM385 | Standard hpool heater | Solar thermal system installed on top of existing solar pool heater | 30 | 42.3096 | 0 | 0 | 3564.17 | 0 | 0 | 0 | 0.30173 | 0.45 | household | 0.5564% | 30% | Retrofit | Retro3Slow | 84.16% | TBD | 0% | 0 |  | 0 |  | 0 | EIA 2018 Tech Forecast | DOE - Solar Swimming Pool Heaters | PLHT_SOL-Miscellaneous-AEG-2 | Standard hpool heater | Standard hpool heater | Standard hpool heater | Standard hpool heater | Standard hpool heater | Standard hpool heater | Standard hpool heater | Standard hpool heater | Standard hpool heater | Standard hpool heater | Standard hpool heater | Standard hpool heater | Standard hpool heater | Standard hpool heater | Standard hpool heater | Standard hpool heater | Standard hpool heater | Standard hpool heater | Standard hpool heater | Standard hpool heater | Standard hpool heater | Standard hpool heater | Standard hpool heater | Standard hpool heater | Standard hpool heater | Standard hpool heater | Standard hpool heater | Solar thermal system installed on top of existing solar pool heater | Solar thermal system installed on top of existing solar pool heater | Solar thermal system installed on top of existing solar pool heater | Solar thermal system installed on top of existing solar pool heater | Solar thermal system installed on top of existing solar pool heater | Solar thermal system installed on top of existing solar pool heater | Solar thermal system installed on top of existing solar pool heater | Solar thermal system installed on top of existing solar pool heater | Solar thermal system installed on top of existing solar pool heater | Solar thermal system installed on top of existing solar pool heater | Solar thermal system installed on top of existing solar pool heater | Solar thermal system installed on top of existing solar pool heater | Solar thermal system installed on top of existing solar pool heater | Solar thermal system installed on top of existing solar pool heater | Solar thermal system installed on top of existing solar pool heater | Solar thermal system installed on top of existing solar pool heater | Solar thermal system installed on top of existing solar pool heater | Solar thermal system installed on top of existing solar pool heater | Solar thermal system installed on top of existing solar pool heater | Solar thermal system installed on top of existing solar pool heater | Solar thermal system installed on top of existing solar pool heater | Solar thermal system installed on top of existing solar pool heater | Solar thermal system installed on top of existing solar pool heater | Solar thermal system installed on top of existing solar pool heater | Solar thermal system installed on top of existing solar pool heater | Solar thermal system installed on top of existing solar pool heater | Solar thermal system installed on top of existing solar pool heater | 3564.17 | 3564.17 | 3564.17 | 3564.17 | 3564.17 | 3564.17 | 3564.17 | 3564.17 | 3564.17 | 3564.17 | 3564.17 | 3564.17 | 3564.17 | 3564.17 | 3564.17 | 3564.17 | 3564.17 | 3564.17 | 3564.17 | 3564.17 | 3564.17 | 3564.17 | 3564.17 | 3564.17 | 3564.17 | 3564.17 | 3564.17 | 0 | 0 | 0 | 0 | 0 | 0 | 0 | 0 | 0 | 0 | 0 | 0 | 0 | 0 | 0 | 0 | 0 | 0 | 0 | 0 | 0 | 0 | 0 | 0 | 0 | 0 | 0 | 0 | 0 | 0 | 0 | 0 | 0 | 0 | 0 | 0 | 0 | 0 | 0 | 0 | 0 | 0 | 0 | 0 | 0 | 0 | 0 | 0 | 0 | 0 | 0 | 0 | 0 | 0 | 0 | 0 | 0 | 0 | 0 | 0 | 0 | 0 | 0 | 0 | 0 | 0 | 0 | 0 | 0 | 0 | 0 | 0 | 0 | 0 | 0 | 0 | 0 | 0 | 0 | 0 | 0 | 0 | 0 | 0 | 0 | 0 | 0 | 0 | 0 | 0 | 0 | 0 | 0 | 0 | 0 | 0 | 0 | 0 | 0 | 0 | 0 | 0 | 0 | 0 | 0 | 0 | 0 | 0 | 0 | 0 | 0 | 0 | 0 | 0 | 0 | 0 | 0 | 0 | 0 | 0 | 0 | 0 | 0 | 0 | 0 | 0 | 0 | 0 | 0 | 0 | 0 | 0 | 0 | 0 | 0 | 0 | 0 | 0 | 0 | 0 | 0 | 0 | 0 | 0 | 0 | 0 | 0 | 0 | 0 | 0 | 0 | 0 | 0 | 0 | 0 | 0 | 0 | 0 | 0 | 0 | 0 | 0 | 0 | 0 | 0 | 0 | 0 | 0 | 0 | 0 | 0 | 0 | 0 | 0 | 0 | 0 | 0 | 0 | 0 | 0 | 0 | 0 | 0 | 0 | 0 | 0 | 0 | 0 | 0 | 0 | 0 | 0 | 0 | 0 | 0 | 0 | 0 | 0 | 0 | 0 | 0 | 0 | 0 | 0 | 0 | 0 | 0 | 0 | 0 | 0 | 0 | 0 | 0 | 0 | 0 | 0 | 0 | 0 | 0 | 0 | 0 | 0 | 0 | 0 | 0 | 0 | 0 | 0 | 0 | 0 | 0 | 0 | 0 | 0 | 0 | 0 | 0 | 0 | 0 | 0 | 0 | 0 | 0 | 0 | 0 | 0 | 0 | 0 | 0 | 0 | 0 | 0 | 0 | 0 | 0 | 0 | 0 | 0 | 0 | 0 | 0 | 0 | 0 | 0 | 0 | 0 | 0 | 0 | 0 | 0 | 0 | 0 | 0 | 0 | 0 | 0 | 0 | 0 | 0 | 0 | 0 | 0 | 0 | 0 | 0 | 0 | 0 | 0 | 0 | 0 | 0 | 0 | 0 | 0 | 0 | 0 | 0 | 0 | 0 | 0 | 0 | 0 | 0 | 0 | 0 | 0 | 0 | 0 | 0 | 0 | 0 | 0 | 0 | 0 | 0 | 0 | 0 | 0 | 0 | 0 | 0 | 0 | 0 | 0 | 0 | 0 | 0 | 0 | 0 | 0 | 0 | 0 | 0 | 0 | 0 | 0 | 0 | 0 | 0 | 0 | 0 | 0 | 0 | 0 | 0 | 0 | 0 | 0 | 0 | 0 | 0 | 0 | 0 | 0 | 0 | 0 | 0 | 0 | 0 | 0 | 0 | 0 | 0 | 0 | 0 | 0 | 0 | 0 | 0 | 0 | 0 | 0 | 0 | 0 | 0 | 0 | 0 | 0 | 0 | 0 | 0 | 0 | 0 | 0 | 0 | 0 | 0 | 0 | 0 | 0 | 0 | 0 | 0 | 0 | 0 | 0 | 0 | 0 | 0 | 0 | 0 | 0 | 0 | 0 | 0 | 0 | 0 | 0 | 0 | 0 | 0 | 0 | 0 | 0 | 0 | 0 | 0 | 0 | 0 | 0 | 0 | 0 | 0 | 0 | 0 | 0 | 0 | 0 | 0 | 0 | 0 | 0 | 0 | 0 | 0 | 0 | 0 | 0 | 0 | 0 | 0 | 0 | 0 | 0 | 0 | 0 | 0 | 0 | 0 | 0 | 0 | 0 | 0 | 0 | 0 | 0 | 0 | 0 | 0 | 0 | 0 | 0 | 0 | 0 | 0 | 0 | 0 | 0 | 0 | 0 | 0 | 0 | 0 | 0 | 0 | 0 | 0 | 433
OR_Residential_LI - Single Family_Existing_Space Heating_Natural Gas_Furnace | OR | Residential | LI - Mobile Home | New | Miscellaneous | Natural Gas | Pool Covers | A | ORM386 | None | Installed | 6 | 0 | 0 | 0 | 422.21 | 0 | 0 | 0 | 0.30173 | 0.45 | household | 50% | 100% | Retrofit | Retro12Med | 75.44% | TBD | 0% | 0 |  | 0 |  | 0 | IL TRM - 5.4.10 - RS-HWE-PLCV-V01-200101 | IL TRM - 5.4.10 - RS-HWE-PLCV-V01-200101 | IL TRM - 5.4.10 - RS-HWE-PLCV-V01-200101 | None | None | None | None | None | None | None | None | None | None | None | None | None | None | None | None | None | None | None | None | None | None | None | None | None | None | None | Installed | Installed | Installed | Installed | Installed | Installed | Installed | Installed | Installed | Installed | Installed | Installed | Installed | Installed | Installed | Installed | Installed | Installed | Installed | Installed | Installed | Installed | Installed | Installed | Installed | Installed | Installed | 422.21 | 422.21 | 422.21 | 422.21 | 422.21 | 422.21 | 422.21 | 422.21 | 422.21 | 422.21 | 422.21 | 422.21 | 422.21 | 422.21 | 422.21 | 422.21 | 422.21 | 422.21 | 422.21 | 422.21 | 422.21 | 422.21 | 422.21 | 422.21 | 422.21 | 422.21 | 422.21 | 0 | 0 | 0 | 0 | 0 | 0 | 0 | 0 | 0 | 0 | 0 | 0 | 0 | 0 | 0 | 0 | 0 | 0 | 0 | 0 | 0 | 0 | 0 | 0 | 0 | 0 | 0 | 0 | 0 | 0 | 0 | 0 | 0 | 0 | 0 | 0 | 0 | 0 | 0 | 0 | 0 | 0 | 0 | 0 | 0 | 0 | 0 | 0 | 0 | 0 | 0 | 0 | 0 | 0 | 0 | 0 | 0 | 0 | 0 | 0 | 0 | 0 | 0 | 0 | 0 | 0 | 0 | 0 | 0 | 0 | 0 | 0 | 0 | 0 | 0 | 0 | 0 | 0.054687 | 0.054687 | 0.054687 | 0.054687 | 0.054687 | 0.049219 | 0 | 0 | 0 | 0 | 0 | 0 | 0 | 0 | 0 | 0 | 0 | 0 | 0 | 0 | 0 | 0 | 0 | 0 | 0 | 0.054687 | 0.10937 | 0.16406 | 0.21875 | 0.27344 | 0.32266 | 0.32266 | 0.32266 | 0.32266 | 0.32266 | 0.32266 | 0.32266 | 0.32266 | 0.32266 | 0.32266 | 0.32266 | 0.32266 | 0.32266 | 0.32266 | 0.32266 | 0.32266 | 0.32266 | 0.32266 | 0.32266 | 0.32266 | 0 | 0 | 0 | 0 | 0 | 0 | 0 | 0 | 0 | 0 | 0 | 0 | 0 | 0 | 0 | 0 | 0 | 0 | 0 | 0 | 0 | 0 | 0 | 0 | 0 | 0 | 0 | 0 | 0 | 0 | 0 | 0 | 0 | 0 | 0 | 0 | 0 | 0 | 0 | 0 | 0 | 0 | 0 | 0 | 0 | 0 | 0 | 0 | 0 | 0 | 0.046484 | 0.046484 | 0.046484 | 0.046484 | 0.046484 | 0.041836 | 0 | 0 | 0 | 0 | 0 | 0 | 0 | 0 | 0 | 0 | 0 | 0 | 0 | 0 | 0 | 0 | 0 | 0 | 0 | 0.046484 | 0.092968 | 0.13945 | 0.18594 | 0.23242 | 0.27426 | 0.27426 | 0.27426 | 0.27426 | 0.27426 | 0.27426 | 0.27426 | 0.27426 | 0.27426 | 0.27426 | 0.27426 | 0.27426 | 0.27426 | 0.27426 | 0.27426 | 0.27426 | 0.27426 | 0.27426 | 0.27426 | 0.27426 | 0 | 0 | 0 | 0 | 0 | 0 | 0 | 0 | 0 | 0 | 0 | 0 | 0 | 0 | 0 | 0 | 0 | 0 | 0 | 0 | 0 | 0 | 0 | 0 | 0 | 0 | 0 | 0 | 0 | 0 | 0 | 0 | 0 | 0 | 0 | 0 | 0 | 0 | 0 | 0 | 0 | 0 | 0 | 0 | 0 | 0 | 0 | 0 | 0 | 0 | 0 | 0 | 0 | 0 | 0 | 0 | 0 | 0 | 0 | 0 | 0 | 0 | 0 | 0 | 0 | 0 | 0 | 0 | 0 | 0 | 0 | 0 | 0 | 0 | 0 | 0 | 0 | 0 | 0 | 0 | 0 | 0 | 0 | 0 | 0 | 0 | 0 | 0 | 0 | 0 | 0 | 0 | 0 | 0 | 0 | 0 | 0 | 0 | 0 | 0 | 0 | 0 | 0 | 0 | 0 | 0 | 0 | 0 | 0 | 0 | 0 | 0 | 0 | 0 | 0 | 0 | 0 | 0 | 0 | 0 | 0 | 0 | 0 | 0 | 0 | 0 | 0 | 0 | 0 | 0 | 0 | 0 | 0 | 0 | 0 | 0 | 0 | 0 | 0 | 0 | 0 | 0 | 0 | 0 | 0 | 0 | 0 | 0 | 0 | 0 | 0 | 0 | 0 | 0 | 0 | 0 | 0 | 0 | 0 | 0 | 0 | 0 | 0 | 0 | 0 | 0 | 0 | 0 | 0 | 0 | 0 | 0 | 0 | 0 | 0 | 0 | 0 | 0 | 0 | 0 | 0 | 0 | 0 | 0 | 0 | 0 | 0 | 0 | 0 | 0 | 0 | 0 | 0 | 0 | 0 | 0 | 0 | 0 | 0 | 0 | 0 | 0 | 0 | 0 | 0 | 0 | 0 | 0 | 0 | 0 | 0 | 0 | 0 | 0 | 0 | 0 | 0 | 0 | 0 | 0 | 0 | 0 | 0 | 0 | 0 | 0 | 0 | 0 | 0 | 0 | 0 | 0 | 0 | 0 | 0 | 0 | 0 | 0 | 0 | 0 | 0 | 0 | 0 | 0 | 0 | 0 | 0 | 0 | 0 | 0 | 434
OR_Residential_LI - Single Family_Existing_Space Heating_Natural Gas_Furnace | OR | Residential | LI - Mobile Home | New | Space Heating | Natural Gas | ENERGY STAR Home Design | A | ORM387 | Code-Compliant Home Design | ENERGY STAR Home Design | 25 | 108.0176 | 0 | 0 | 2117 | 0 | 3.39 | 0 | 0 | 0.45 | household | 20% | 50% | Lost Opportunity | LOEven20 | 85% | TBD | 0% | 1309.0406 |  | 400.1496 |  | 0.042746 | Avista TRM - 07.01.21 - E STAR HOME - GAS ONLY | Avista TRM - 07.01.21 - E STAR HOME - GAS ONLY | ENERGY STAR - Expert Home Improvements | Code-Compliant Home Design | Code-Compliant Home Design | Code-Compliant Home Design | Code-Compliant Home Design | Code-Compliant Home Design | Code-Compliant Home Design | Code-Compliant Home Design | Code-Compliant Home Design | Code-Compliant Home Design | Code-Compliant Home Design | Code-Compliant Home Design | Code-Compliant Home Design | Code-Compliant Home Design | Code-Compliant Home Design | Code-Compliant Home Design | Code-Compliant Home Design | Code-Compliant Home Design | Code-Compliant Home Design | Code-Compliant Home Design | Code-Compliant Home Design | Code-Compliant Home Design | Code-Compliant Home Design | Code-Compliant Home Design | Code-Compliant Home Design | Code-Compliant Home Design | Code-Compliant Home Design | Code-Compliant Home Design | ENERGY STAR Home Design | ENERGY STAR Home Design | ENERGY STAR Home Design | ENERGY STAR Home Design | ENERGY STAR Home Design | ENERGY STAR Home Design | ENERGY STAR Home Design | ENERGY STAR Home Design | ENERGY STAR Home Design | ENERGY STAR Home Design | ENERGY STAR Home Design | ENERGY STAR Home Design | ENERGY STAR Home Design | ENERGY STAR Home Design | ENERGY STAR Home Design | ENERGY STAR Home Design | ENERGY STAR Home Design | ENERGY STAR Home Design | ENERGY STAR Home Design | ENERGY STAR Home Design | ENERGY STAR Home Design | ENERGY STAR Home Design | ENERGY STAR Home Design | ENERGY STAR Home Design | ENERGY STAR Home Design | ENERGY STAR Home Design | ENERGY STAR Home Design | 2117 | 2117 | 2117 | 2117 | 2117 | 2117 | 2117 | 2117 | 2117 | 2117 | 2117 | 2117 | 2117 | 2117 | 2117 | 2117 | 2117 | 2117 | 2117 | 2117 | 2117 | 2117 | 2117 | 2117 | 2117 | 2117 | 2117 | 0 | 0 | 109.5752 | 126.3214 | 135.2427 | 140.6586 | 144.3392 | 147.0541 | 149.159 | 150.8645 | 152.307 | 153.579 | 154.9751 | 156.4133 | 157.7288 | 158.9407 | 160.0584 | 161.092 | 162.0519 | 162.9488 | 163.7917 | 164.5887 | 165.3465 | 166.0707 | 166.7658 | 167.4358 | 168.084 | 0.050284 | 0.12514 | 0.20761 | 0.28471 | 0.36187 | 0.44546 | 0.5308 | 0.61784 | 0.70664 | 0.7973 | 0.89129 | 0.98834 | 1.0875 | 1.1886 | 1.2918 | 1.3969 | 1.504 | 1.6131 | 1.7242 | 1.8373 | 1.8596 | 1.8818 | 1.9039 | 1.9261 | 1.9483 | 0.050284 | 0.1831 | 0.40364 | 0.70452 | 1.0848 | 1.5507 | 2.1037 | 2.7456 | 3.4785 | 4.3048 | 5.2352 | 6.2722 | 7.4124 | 8.6579 | 10.0106 | 11.4722 | 13.0445 | 14.7298 | 16.5302 | 18.4479 | 20.3924 | 22.3635 | 24.361 | 26.385 | 28.4354 | 0.4589 | 0.99061 | 1.5351 | 2.0241 | 2.5071 | 3.0292 | 3.5586 | 4.0953 | 4.6396 | 5.1915 | 5.7512 | 6.3188 | 6.8945 | 7.4784 | 8.0707 | 8.6715 | 9.281 | 9.8993 | 10.5266 | 11.1631 | 11.2466 | 11.3311 | 11.4167 | 11.5033 | 11.591 | 0.4589 | 1.4495 | 2.9846 | 5.0087 | 7.5158 | 10.545 | 14.1036 | 18.199 | 22.8386 | 28.03 | 33.7812 | 40.1 | 46.9944 | 54.4728 | 62.5435 | 71.2149 | 80.4959 | 90.3952 | 100.9218 | 112.0849 | 123.3315 | 134.6626 | 146.0792 | 157.5825 | 169.1735 | 0.042746 | 0.10638 | 0.17651 | 0.2421 | 0.30774 | 0.37889 | 0.45154 | 0.52567 | 0.6013 | 0.67851 | 0.75853 | 0.84113 | 0.92545 | 1.0115 | 1.0992 | 1.1886 | 1.2796 | 1.3723 | 1.4668 | 1.563 | 1.5819 | 1.6007 | 1.6194 | 1.6382 | 1.6571 | 0.042746 | 0.15567 | 0.34319 | 0.59907 | 0.92256 | 1.3189 | 1.7896 | 2.336 | 2.9599 | 3.6635 | 4.4555 | 5.338 | 6.3081 | 7.3677 | 8.5182 | 9.7612 | 11.0984 | 12.5316 | 14.0626 | 15.6933 | 17.3468 | 19.0228 | 20.7212 | 22.442 | 24.1853 | 0.39007 | 0.84202 | 1.3048 | 1.7205 | 2.131 | 2.5748 | 3.0248 | 3.481 | 3.9437 | 4.4128 | 4.8885 | 5.371 | 5.8603 | 6.3566 | 6.8601 | 7.3707 | 7.8888 | 8.4144 | 8.9476 | 9.4886 | 9.5596 | 9.6314 | 9.7042 | 9.7778 | 9.8523 | 0.39007 | 1.2321 | 2.5369 | 4.2574 | 6.3884 | 8.9633 | 11.9881 | 15.4691 | 19.4128 | 23.8255 | 28.714 | 34.085 | 39.9453 | 46.3019 | 53.1619 | 60.5327 | 68.4215 | 76.8359 | 85.7835 | 95.2722 | 104.8318 | 114.4632 | 124.1674 | 133.9451 | 143.7974 | 0.042768 | 0.10642 | 0.17656 | 0.24215 | 0.3078 | 0.37894 | 0.4516 | 0.52573 | 0.60137 | 0.67858 | 0.7586 | 0.8412 | 0.92552 | 1.0116 | 1.0993 | 1.1886 | 1.2797 | 1.3724 | 1.4669 | 1.5631 | 1.5819 | 1.6007 | 1.6195 | 1.6383 | 1.6571 | 0.042768 | 0.15572 | 0.34328 | 0.5992 | 0.92273 | 1.3191 | 1.7898 | 2.3363 | 2.9602 | 3.6638 | 4.4559 | 5.3384 | 6.3086 | 7.3682 | 8.5188 | 9.7618 | 11.0991 | 12.5322 | 14.0633 | 15.6941 | 17.3476 | 19.0236 | 20.722 | 22.4429 | 24.1862 | 0.39007 | 0.84202 | 1.3048 | 1.7205 | 2.131 | 2.5748 | 3.0248 | 3.481 | 3.9437 | 4.4128 | 4.8885 | 5.371 | 5.8603 | 6.3566 | 6.8601 | 7.3707 | 7.8888 | 8.4144 | 8.9476 | 9.4886 | 9.5596 | 9.6314 | 9.7042 | 9.7778 | 9.8523 | 0.39007 | 1.2321 | 2.5369 | 4.2574 | 6.3884 | 8.9633 | 11.9881 | 15.4691 | 19.4128 | 23.8255 | 28.714 | 34.085 | 39.9453 | 46.3019 | 53.1619 | 60.5327 | 68.4215 | 76.8359 | 85.7835 | 95.2722 | 104.8318 | 114.4632 | 124.1674 | 133.9451 | 143.7974 | 0.042746 | 0.10638 | 0.17651 | 0.2421 | 0.30774 | 0.37889 | 0.45154 | 0.52567 | 0.6013 | 0.67851 | 0.75853 | 0.84113 | 0.92545 | 1.0115 | 1.0992 | 1.1886 | 1.2796 | 1.3723 | 1.4668 | 1.563 | 1.5819 | 1.6007 | 1.6194 | 1.6382 | 1.6571 | 0.042746 | 0.15567 | 0.34319 | 0.59907 | 0.92256 | 1.3189 | 1.7896 | 2.336 | 2.9599 | 3.6635 | 4.4555 | 5.338 | 6.3081 | 7.3677 | 8.5182 | 9.7612 | 11.0984 | 12.5316 | 14.0626 | 15.6933 | 17.3468 | 19.0228 | 20.7212 | 22.442 | 24.1853 | 0.39007 | 0.84202 | 1.3048 | 1.7205 | 2.131 | 2.5748 | 3.0248 | 3.481 | 3.9437 | 4.4128 | 4.8885 | 5.371 | 5.8603 | 6.3566 | 6.8601 | 7.3707 | 7.8888 | 8.4144 | 8.9476 | 9.4886 | 9.5596 | 9.6314 | 9.7042 | 9.7778 | 9.8523 | 0.39007 | 1.2321 | 2.5369 | 4.2574 | 6.3884 | 8.9633 | 11.9881 | 15.4691 | 19.4128 | 23.8255 | 28.714 | 34.085 | 39.9453 | 46.3019 | 53.1619 | 60.5327 | 68.4215 | 76.8359 | 85.7835 | 95.2722 | 104.8318 | 114.4632 | 124.1674 | 133.9451 | 143.7974 | 1728.1416 | 1530.8467 | 1442.5604 | 1393.2944 | 1361.2732 | 1338.1269 | 1320.3503 | 1306.0702 | 1294.1946 | 1284.0439 | 1273.4732 | 1263.1301 | 1254.0831 | 1246.0533 | 1238.8349 | 1232.2725 | 1226.2475 | 1220.6591 | 1215.4495 | 1210.5565 | 1205.932 | 1201.537 | 1197.3387 | 1193.3111 | 1189.4324 | 528.2611 | 467.9516 | 440.9641 | 425.9044 | 416.1161 | 409.0408 | 403.6068 | 399.2416 | 395.6115 | 392.5086 | 389.2773 | 386.1156 | 383.3501 | 380.8955 | 378.689 | 376.683 | 374.8413 | 373.133 | 371.5405 | 370.0448 | 368.6312 | 367.2877 | 366.0044 | 364.7732 | 363.5876 | 435
OR_Residential_LI - Single Family_Existing_Space Heating_Natural Gas_Furnace | OR | Residential | LI - Mobile Home | New | Water Heating | Natural Gas | ENERGY STAR Home Design | A | ORM388 | Code-Compliant Home Design | ENERGY STAR Home Design | 25 | 20.0666 | 0 | 0 | 2117 | 0 | 3.39 | 0 | 0 | 0.45 | household | 20% | 50% | Lost Opportunity | LOEven20 | 85% | TBD | 0% | 1309.0406 |  | 400.1496 |  | 0.0078199 | Avista TRM - 07.01.21 - E STAR HOME - GAS ONLY | Avista TRM - 07.01.21 - E STAR HOME - GAS ONLY | ENERGY STAR - Expert Home Improvements | Code-Compliant Home Design | Code-Compliant Home Design | Code-Compliant Home Design | Code-Compliant Home Design | Code-Compliant Home Design | Code-Compliant Home Design | Code-Compliant Home Design | Code-Compliant Home Design | Code-Compliant Home Design | Code-Compliant Home Design | Code-Compliant Home Design | Code-Compliant Home Design | Code-Compliant Home Design | Code-Compliant Home Design | Code-Compliant Home Design | Code-Compliant Home Design | Code-Compliant Home Design | Code-Compliant Home Design | Code-Compliant Home Design | Code-Compliant Home Design | Code-Compliant Home Design | Code-Compliant Home Design | Code-Compliant Home Design | Code-Compliant Home Design | Code-Compliant Home Design | Code-Compliant Home Design | Code-Compliant Home Design | ENERGY STAR Home Design | ENERGY STAR Home Design | ENERGY STAR Home Design | ENERGY STAR Home Design | ENERGY STAR Home Design | ENERGY STAR Home Design | ENERGY STAR Home Design | ENERGY STAR Home Design | ENERGY STAR Home Design | ENERGY STAR Home Design | ENERGY STAR Home Design | ENERGY STAR Home Design | ENERGY STAR Home Design | ENERGY STAR Home Design | ENERGY STAR Home Design | ENERGY STAR Home Design | ENERGY STAR Home Design | ENERGY STAR Home Design | ENERGY STAR Home Design | ENERGY STAR Home Design | ENERGY STAR Home Design | ENERGY STAR Home Design | ENERGY STAR Home Design | ENERGY STAR Home Design | ENERGY STAR Home Design | ENERGY STAR Home Design | ENERGY STAR Home Design | 2117 | 2117 | 2117 | 2117 | 2117 | 2117 | 2117 | 2117 | 2117 | 2117 | 2117 | 2117 | 2117 | 2117 | 2117 | 2117 | 2117 | 2117 | 2117 | 2117 | 2117 | 2117 | 2117 | 2117 | 2117 | 2117 | 2117 | 0 | 0 | 20.0418 | 20.026 | 20.0035 | 19.9686 | 19.9152 | 19.8454 | 19.7605 | 19.6602 | 19.5471 | 19.4253 | 19.3013 | 19.1786 | 19.0612 | 18.952 | 18.8524 | 18.7662 | 18.6788 | 18.5915 | 18.5032 | 18.4142 | 18.3252 | 18.2369 | 18.15 | 18.0647 | 17.9822 | 0.0091973 | 0.019838 | 0.030707 | 0.040419 | 0.049929 | 0.060116 | 0.07032 | 0.080515 | 0.09069 | 0.10085 | 0.111 | 0.12119 | 0.13142 | 0.14173 | 0.15215 | 0.16273 | 0.17336 | 0.18404 | 0.19478 | 0.20556 | 0.2061 | 0.20664 | 0.20721 | 0.2078 | 0.20843 | 0.0091973 | 0.029028 | 0.059702 | 0.10002 | 0.14968 | 0.20927 | 0.27869 | 0.3578 | 0.44643 | 0.54449 | 0.65202 | 0.76906 | 0.89577 | 1.0324 | 1.1791 | 1.3364 | 1.5036 | 1.6806 | 1.8674 | 2.064 | 2.2601 | 2.4558 | 2.6513 | 2.8467 | 3.0421 | 0.4589 | 0.99061 | 1.5351 | 2.0241 | 2.5071 | 3.0292 | 3.5586 | 4.0953 | 4.6396 | 5.1915 | 5.7512 | 6.3188 | 6.8945 | 7.4784 | 8.0707 | 8.6715 | 9.281 | 9.8993 | 10.5266 | 11.1631 | 11.2466 | 11.3311 | 11.4167 | 11.5033 | 11.591 | 0.4589 | 1.4495 | 2.9846 | 5.0087 | 7.5158 | 10.545 | 14.1036 | 18.199 | 22.8386 | 28.03 | 33.7812 | 40.1 | 46.9944 | 54.4728 | 62.5435 | 71.2149 | 80.4959 | 90.3952 | 100.9218 | 112.0849 | 123.3315 | 134.6626 | 146.0792 | 157.5825 | 169.1735 | 0.0078199 | 0.016871 | 0.02612 | 0.034394 | 0.042505 | 0.051206 | 0.059938 | 0.068682 | 0.077431 | 0.086184 | 0.094961 | 0.10377 | 0.11264 | 0.12159 | 0.13064 | 0.13983 | 0.14907 | 0.15838 | 0.16775 | 0.17717 | 0.17777 | 0.17839 | 0.17902 | 0.17967 | 0.18035 | 0.0078199 | 0.024686 | 0.050785 | 0.085107 | 0.12742 | 0.17825 | 0.23755 | 0.30521 | 0.38115 | 0.46533 | 0.55778 | 0.65856 | 0.7678 | 0.88568 | 1.0124 | 1.1483 | 1.2929 | 1.4462 | 1.6082 | 1.7789 | 1.9495 | 2.12 | 2.2906 | 2.4613 | 2.6322 | 0.39007 | 0.84202 | 1.3048 | 1.7205 | 2.131 | 2.5748 | 3.0248 | 3.481 | 3.9437 | 4.4128 | 4.8885 | 5.371 | 5.8603 | 6.3566 | 6.8601 | 7.3707 | 7.8888 | 8.4144 | 8.9476 | 9.4886 | 9.5596 | 9.6314 | 9.7042 | 9.7778 | 9.8523 | 0.39007 | 1.2321 | 2.5369 | 4.2574 | 6.3884 | 8.9633 | 11.9881 | 15.4691 | 19.4128 | 23.8255 | 28.714 | 34.085 | 39.9453 | 46.3019 | 53.1619 | 60.5327 | 68.4215 | 76.8359 | 85.7835 | 95.2722 | 104.8318 | 114.4632 | 124.1674 | 133.9451 | 143.7974 | 0.0078322 | 0.016913 | 0.026207 | 0.034534 | 0.042711 | 0.051486 | 0.060286 | 0.069094 | 0.077899 | 0.086703 | 0.095521 | 0.10437 | 0.11328 | 0.12225 | 0.13133 | 0.14052 | 0.14976 | 0.15908 | 0.16844 | 0.17787 | 0.17844 | 0.17903 | 0.17963 | 0.18026 | 0.18091 | 0.0078322 | 0.024748 | 0.050953 | 0.085455 | 0.12804 | 0.17923 | 0.23893 | 0.30704 | 0.38346 | 0.46813 | 0.56107 | 0.66236 | 0.77212 | 0.89051 | 1.0177 | 1.154 | 1.2989 | 1.4526 | 1.6149 | 1.7859 | 1.9568 | 2.1276 | 2.2984 | 2.4693 | 2.6405 | 0.39007 | 0.84202 | 1.3048 | 1.7205 | 2.131 | 2.5748 | 3.0248 | 3.481 | 3.9437 | 4.4128 | 4.8885 | 5.371 | 5.8603 | 6.3566 | 6.8601 | 7.3707 | 7.8888 | 8.4144 | 8.9476 | 9.4886 | 9.5596 | 9.6314 | 9.7042 | 9.7778 | 9.8523 | 0.39007 | 1.2321 | 2.5369 | 4.2574 | 6.3884 | 8.9633 | 11.9881 | 15.4691 | 19.4128 | 23.8255 | 28.714 | 34.085 | 39.9453 | 46.3019 | 53.1619 | 60.5327 | 68.4215 | 76.8359 | 85.7835 | 95.2722 | 104.8318 | 114.4632 | 124.1674 | 133.9451 | 143.7974 | 0.0078199 | 0.016871 | 0.02612 | 0.034394 | 0.042505 | 0.051206 | 0.059938 | 0.068682 | 0.077431 | 0.086184 | 0.094961 | 0.10377 | 0.11264 | 0.12159 | 0.13064 | 0.13983 | 0.14907 | 0.15838 | 0.16775 | 0.17717 | 0.17777 | 0.17839 | 0.17902 | 0.17967 | 0.18035 | 0.0078199 | 0.024686 | 0.050785 | 0.085107 | 0.12742 | 0.17825 | 0.23755 | 0.30521 | 0.38115 | 0.46533 | 0.55778 | 0.65856 | 0.7678 | 0.88568 | 1.0124 | 1.1483 | 1.2929 | 1.4462 | 1.6082 | 1.7789 | 1.9495 | 2.12 | 2.2906 | 2.4613 | 2.6322 | 0.39007 | 0.84202 | 1.3048 | 1.7205 | 2.131 | 2.5748 | 3.0248 | 3.481 | 3.9437 | 4.4128 | 4.8885 | 5.371 | 5.8603 | 6.3566 | 6.8601 | 7.3707 | 7.8888 | 8.4144 | 8.9476 | 9.4886 | 9.5596 | 9.6314 | 9.7042 | 9.7778 | 9.8523 | 0.39007 | 1.2321 | 2.5369 | 4.2574 | 6.3884 | 8.9633 | 11.9881 | 15.4691 | 19.4128 | 23.8255 | 28.714 | 34.085 | 39.9453 | 46.3019 | 53.1619 | 60.5327 | 68.4215 | 76.8359 | 85.7835 | 95.2722 | 104.8318 | 114.4632 | 124.1674 | 133.9451 | 143.7974 | 1728.1416 | 1530.8467 | 1442.5604 | 1393.2944 | 1361.2732 | 1338.1269 | 1320.3503 | 1306.0702 | 1294.1946 | 1284.0439 | 1273.4732 | 1263.1301 | 1254.0831 | 1246.0533 | 1238.8349 | 1232.2725 | 1226.2475 | 1220.6591 | 1215.4495 | 1210.5565 | 1205.932 | 1201.537 | 1197.3387 | 1193.3111 | 1189.4324 | 528.2611 | 467.9516 | 440.9641 | 425.9044 | 416.1161 | 409.0408 | 403.6068 | 399.2416 | 395.6115 | 392.5086 | 389.2773 | 386.1156 | 383.3501 | 380.8955 | 378.689 | 376.683 | 374.8413 | 373.133 | 371.5405 | 370.0448 | 368.6312 | 367.2877 | 366.0044 | 364.7732 | 363.5876 | 436
OR_Residential_LI - Single Family_Existing_Space Heating_Natural Gas_Furnace | OR | Residential | LI - Mobile Home | New | Appliances | Natural Gas | ENERGY STAR Home Design | A | ORM389 | Code-Compliant Home Design | ENERGY STAR Home Design | 25 | 0.93828 | 0 | 0 | 2117 | 0 | 3.39 | 0 | 0 | 0.45 | household | 20% | 50% | Lost Opportunity | LOEven20 | 85% | TBD | 0% | 1309.0406 |  | 400.1496 |  | 0.0003652 | Avista TRM - 07.01.21 - E STAR HOME - GAS ONLY | Avista TRM - 07.01.21 - E STAR HOME - GAS ONLY | ENERGY STAR - Expert Home Improvements | Code-Compliant Home Design | Code-Compliant Home Design | Code-Compliant Home Design | Code-Compliant Home Design | Code-Compliant Home Design | Code-Compliant Home Design | Code-Compliant Home Design | Code-Compliant Home Design | Code-Compliant Home Design | Code-Compliant Home Design | Code-Compliant Home Design | Code-Compliant Home Design | Code-Compliant Home Design | Code-Compliant Home Design | Code-Compliant Home Design | Code-Compliant Home Design | Code-Compliant Home Design | Code-Compliant Home Design | Code-Compliant Home Design | Code-Compliant Home Design | Code-Compliant Home Design | Code-Compliant Home Design | Code-Compliant Home Design | Code-Compliant Home Design | Code-Compliant Home Design | Code-Compliant Home Design | Code-Compliant Home Design | ENERGY STAR Home Design | ENERGY STAR Home Design | ENERGY STAR Home Design | ENERGY STAR Home Design | ENERGY STAR Home Design | ENERGY STAR Home Design | ENERGY STAR Home Design | ENERGY STAR Home Design | ENERGY STAR Home Design | ENERGY STAR Home Design | ENERGY STAR Home Design | ENERGY STAR Home Design | ENERGY STAR Home Design | ENERGY STAR Home Design | ENERGY STAR Home Design | ENERGY STAR Home Design | ENERGY STAR Home Design | ENERGY STAR Home Design | ENERGY STAR Home Design | ENERGY STAR Home Design | ENERGY STAR Home Design | ENERGY STAR Home Design | ENERGY STAR Home Design | ENERGY STAR Home Design | ENERGY STAR Home Design | ENERGY STAR Home Design | ENERGY STAR Home Design | 2117 | 2117 | 2117 | 2117 | 2117 | 2117 | 2117 | 2117 | 2117 | 2117 | 2117 | 2117 | 2117 | 2117 | 2117 | 2117 | 2117 | 2117 | 2117 | 2117 | 2117 | 2117 | 2117 | 2117 | 2117 | 2117 | 2117 | 0 | 0 | 0.93625 | 0.93423 | 0.93214 | 0.93003 | 0.92791 | 0.92579 | 0.92368 | 0.92158 | 0.9195 | 0.91745 | 0.91541 | 0.91338 | 0.91137 | 0.90938 | 0.9074 | 0.90543 | 0.9035 | 0.90157 | 0.89965 | 0.89775 | 0.89587 | 0.894 | 0.89215 | 0.89032 | 0.88851 | 0.00042965 | 0.00092545 | 0.0014309 | 0.0018825 | 0.0023263 | 0.0028044 | 0.003287 | 0.0037742 | 0.0042661 | 0.0047629 | 0.0052647 | 0.0057715 | 0.0062834 | 0.0068007 | 0.0073233 | 0.0078514 | 0.0083853 | 0.0089249 | 0.0094703 | 0.010022 | 0.010075 | 0.01013 | 0.010185 | 0.010242 | 0.010299 | 0.00042965 | 0.0013542 | 0.002782 | 0.0046583 | 0.006974 | 0.0097625 | 0.013027 | 0.016772 | 0.021 | 0.025716 | 0.030924 | 0.036627 | 0.042829 | 0.049536 | 0.056752 | 0.06448 | 0.072728 | 0.081498 | 0.090795 | 0.10062 | 0.11049 | 0.12039 | 0.13033 | 0.1403 | 0.15031 | 0.4589 | 0.99061 | 1.5351 | 2.0241 | 2.5071 | 3.0292 | 3.5586 | 4.0953 | 4.6396 | 5.1915 | 5.7512 | 6.3188 | 6.8945 | 7.4784 | 8.0707 | 8.6715 | 9.281 | 9.8993 | 10.5266 | 11.1631 | 11.2466 | 11.3311 | 11.4167 | 11.5033 | 11.591 | 0.4589 | 1.4495 | 2.9846 | 5.0087 | 7.5158 | 10.545 | 14.1036 | 18.199 | 22.8386 | 28.03 | 33.7812 | 40.1 | 46.9944 | 54.4728 | 62.5435 | 71.2149 | 80.4959 | 90.3952 | 100.9218 | 112.0849 | 123.3315 | 134.6626 | 146.0792 | 157.5825 | 169.1735 | 0.0003652 | 0.00078664 | 0.0012163 | 0.0016001 | 0.0019774 | 0.0023838 | 0.002794 | 0.0032081 | 0.0036262 | 0.0040485 | 0.004475 | 0.0049057 | 0.0053409 | 0.0057806 | 0.0062248 | 0.0066737 | 0.0071275 | 0.0075862 | 0.0080498 | 0.0085184 | 0.0085641 | 0.0086105 | 0.0086576 | 0.0087054 | 0.0087539 | 0.0003652 | 0.001151 | 0.0023647 | 0.0039595 | 0.0059279 | 0.0082981 | 0.011073 | 0.014256 | 0.01785 | 0.021859 | 0.026285 | 0.031133 | 0.036405 | 0.042106 | 0.048239 | 0.054808 | 0.061819 | 0.069273 | 0.077175 | 0.085531 | 0.093915 | 0.10233 | 0.11078 | 0.11925 | 0.12777 | 0.39007 | 0.84202 | 1.3048 | 1.7205 | 2.131 | 2.5748 | 3.0248 | 3.481 | 3.9437 | 4.4128 | 4.8885 | 5.371 | 5.8603 | 6.3566 | 6.8601 | 7.3707 | 7.8888 | 8.4144 | 8.9476 | 9.4886 | 9.5596 | 9.6314 | 9.7042 | 9.7778 | 9.8523 | 0.39007 | 1.2321 | 2.5369 | 4.2574 | 6.3884 | 8.9633 | 11.9881 | 15.4691 | 19.4128 | 23.8255 | 28.714 | 34.085 | 39.9453 | 46.3019 | 53.1619 | 60.5327 | 68.4215 | 76.8359 | 85.7835 | 95.2722 | 104.8318 | 114.4632 | 124.1674 | 133.9451 | 143.7974 | 0.0003652 | 0.00078664 | 0.0012163 | 0.0016001 | 0.0019774 | 0.0023838 | 0.002794 | 0.0032081 | 0.0036262 | 0.0040485 | 0.004475 | 0.0049057 | 0.0053409 | 0.0057806 | 0.0062248 | 0.0066737 | 0.0071275 | 0.0075862 | 0.0080498 | 0.0085184 | 0.0085641 | 0.0086105 | 0.0086576 | 0.0087054 | 0.0087539 | 0.0003652 | 0.001151 | 0.0023647 | 0.0039595 | 0.0059279 | 0.0082981 | 0.011073 | 0.014256 | 0.01785 | 0.021859 | 0.026285 | 0.031133 | 0.036405 | 0.042106 | 0.048239 | 0.054808 | 0.061819 | 0.069273 | 0.077175 | 0.085531 | 0.093915 | 0.10233 | 0.11078 | 0.11925 | 0.12777 | 0.39007 | 0.84202 | 1.3048 | 1.7205 | 2.131 | 2.5748 | 3.0248 | 3.481 | 3.9437 | 4.4128 | 4.8885 | 5.371 | 5.8603 | 6.3566 | 6.8601 | 7.3707 | 7.8888 | 8.4144 | 8.9476 | 9.4886 | 9.5596 | 9.6314 | 9.7042 | 9.7778 | 9.8523 | 0.39007 | 1.2321 | 2.5369 | 4.2574 | 6.3884 | 8.9633 | 11.9881 | 15.4691 | 19.4128 | 23.8255 | 28.714 | 34.085 | 39.9453 | 46.3019 | 53.1619 | 60.5327 | 68.4215 | 76.8359 | 85.7835 | 95.2722 | 104.8318 | 114.4632 | 124.1674 | 133.9451 | 143.7974 | 0.0003652 | 0.00078664 | 0.0012163 | 0.0016001 | 0.0019774 | 0.0023838 | 0.002794 | 0.0032081 | 0.0036262 | 0.0040485 | 0.004475 | 0.0049057 | 0.0053409 | 0.0057806 | 0.0062248 | 0.0066737 | 0.0071275 | 0.0075862 | 0.0080498 | 0.0085184 | 0.0085641 | 0.0086105 | 0.0086576 | 0.0087054 | 0.0087539 | 0.0003652 | 0.001151 | 0.0023647 | 0.0039595 | 0.0059279 | 0.0082981 | 0.011073 | 0.014256 | 0.01785 | 0.021859 | 0.026285 | 0.031133 | 0.036405 | 0.042106 | 0.048239 | 0.054808 | 0.061819 | 0.069273 | 0.077175 | 0.085531 | 0.093915 | 0.10233 | 0.11078 | 0.11925 | 0.12777 | 0.39007 | 0.84202 | 1.3048 | 1.7205 | 2.131 | 2.5748 | 3.0248 | 3.481 | 3.9437 | 4.4128 | 4.8885 | 5.371 | 5.8603 | 6.3566 | 6.8601 | 7.3707 | 7.8888 | 8.4144 | 8.9476 | 9.4886 | 9.5596 | 9.6314 | 9.7042 | 9.7778 | 9.8523 | 0.39007 | 1.2321 | 2.5369 | 4.2574 | 6.3884 | 8.9633 | 11.9881 | 15.4691 | 19.4128 | 23.8255 | 28.714 | 34.085 | 39.9453 | 46.3019 | 53.1619 | 60.5327 | 68.4215 | 76.8359 | 85.7835 | 95.2722 | 104.8318 | 114.4632 | 124.1674 | 133.9451 | 143.7974 | 1728.1416 | 1530.8467 | 1442.5604 | 1393.2944 | 1361.2732 | 1338.1269 | 1320.3503 | 1306.0702 | 1294.1946 | 1284.0439 | 1273.4732 | 1263.1301 | 1254.0831 | 1246.0533 | 1238.8349 | 1232.2725 | 1226.2475 | 1220.6591 | 1215.4495 | 1210.5565 | 1205.932 | 1201.537 | 1197.3387 | 1193.3111 | 1189.4324 | 528.2611 | 467.9516 | 440.9641 | 425.9044 | 416.1161 | 409.0408 | 403.6068 | 399.2416 | 395.6115 | 392.5086 | 389.2773 | 386.1156 | 383.3501 | 380.8955 | 378.689 | 376.683 | 374.8413 | 373.133 | 371.5405 | 370.0448 | 368.6312 | 367.2877 | 366.0044 | 364.7732 | 363.5876 | 437
OR_Residential_LI - Single Family_Existing_Space Heating_Natural Gas_Furnace | OR | Residential | LI - Mobile Home | New | Space Heating | Natural Gas | Advanced New Construction Design - Zero Net Energy | A | ORM390 | Standard New Construction Home | ZNE-Ready Home | 20 | 0.12119 | 0 | 0 | 2.29 | 0 | 0 | 0 | 0.30173 | 0.45 | sqft home | 0% | 0% | Lost Opportunity | LO3Slow | 85% | TBD | 0% | 1347.1883 |  | 688.7616 |  | 0 | RES_ADVNC_ZNE-All-PGE-2 | RES_ADVNC_ZNE-All-PGE-2 | RES_ADVNC_ZNE-All-PGE-2 | Standard New Construction Home | Standard New Construction Home | Standard New Construction Home | Standard New Construction Home | Standard New Construction Home | Standard New Construction Home | Standard New Construction Home | Standard New Construction Home | Standard New Construction Home | Standard New Construction Home | Standard New Construction Home | Standard New Construction Home | Standard New Construction Home | Standard New Construction Home | Standard New Construction Home | Standard New Construction Home | Standard New Construction Home | Standard New Construction Home | Standard New Construction Home | Standard New Construction Home | Standard New Construction Home | Standard New Construction Home | Standard New Construction Home | Standard New Construction Home | Standard New Construction Home | Standard New Construction Home | Standard New Construction Home | ZNE-Ready Home | ZNE-Ready Home | ZNE-Ready Home | ZNE-Ready Home | ZNE-Ready Home | ZNE-Ready Home | ZNE-Ready Home | ZNE-Ready Home | ZNE-Ready Home | ZNE-Ready Home | ZNE-Ready Home | ZNE-Ready Home | ZNE-Ready Home | ZNE-Ready Home | ZNE-Ready Home | ZNE-Ready Home | ZNE-Ready Home | ZNE-Ready Home | ZNE-Ready Home | ZNE-Ready Home | ZNE-Ready Home | ZNE-Ready Home | ZNE-Ready Home | ZNE-Ready Home | ZNE-Ready Home | ZNE-Ready Home | ZNE-Ready Home | 2.29 | 2.29 | 2.29 | 2.29 | 2.29 | 2.29 | 2.29 | 2.29 | 2.29 | 2.29 | 2.29 | 2.29 | 2.29 | 2.29 | 2.29 | 2.29 | 2.29 | 2.29 | 2.29 | 2.29 | 2.29 | 2.29 | 2.29 | 2.29 | 2.29 | 2.29 | 2.29 | 0 | 0 | 0.12223 | 0.14004 | 0.14899 | 0.15399 | 0.15704 | 0.159 | 0.16026 | 0.16107 | 0.16159 | 0.1619 | 0.16233 | 0.16279 | 0.16311 | 0.1633 | 0.16338 | 0.16337 | 0.16327 | 0.1631 | 0.16286 | 0.16257 | 0.1623 | 0.16204 | 0.1618 | 0.16156 | 0.16134 | 0 | 0 | 0 | 0 | 0 | 0 | 0 | 0 | 0 | 0 | 0 | 0 | 0 | 0 | 0 | 0 | 0 | 0 | 0 | 0 | 0 | 0 | 0 | 0 | 0 | 0 | 0 | 0 | 0 | 0 | 0 | 0 | 0 | 0 | 0 | 0 | 0 | 0 | 0 | 0 | 0 | 0 | 0 | 0 | 0 | 0 | 0 | 0 | 0 | 0 | 0 | 0 | 0 | 0 | 0 | 0 | 0 | 0 | 0 | 0 | 0 | 0 | 0 | 0 | 0 | 0 | 0 | 0 | 0 | 0 | 0 | 0 | 0 | 0 | 0 | 0 | 0 | 0 | 0 | 0 | 0 | 0 | 0 | 0 | 0 | 0 | 0 | 0 | 0 | 0 | 0 | 0 | 0 | 0 | 0 | 0 | 0 | 0 | 0 | 0 | 0 | 0 | 0 | 0 | 0 | 0 | 0 | 0 | 0 | 0 | 0 | 0 | 0 | 0 | 0 | 0 | 0 | 0 | 0 | 0 | 0 | 0 | 0 | 0 | 0 | 0 | 0 | 0 | 0 | 0 | 0 | 0 | 0 | 0 | 0 | 0 | 0 | 0 | 0 | 0 | 0 | 0 | 0 | 0 | 0 | 0 | 0 | 0 | 0 | 0 | 0 | 0 | 0 | 0 | 0 | 0 | 0 | 0 | 0 | 0 | 0 | 0 | 0 | 0 | 0 | 0 | 0 | 0 | 0 | 0 | 0 | 0 | 0 | 0 | 0 | 0 | 0 | 0 | 0 | 0 | 0 | 0 | 0 | 0 | 0 | 0 | 0 | 0 | 0 | 0 | 0 | 0 | 0 | 0 | 0 | 0 | 0 | 0 | 0 | 0 | 0 | 0 | 0 | 0 | 0 | 0 | 0 | 0 | 0 | 0 | 0 | 0 | 0 | 0 | 0 | 0 | 0 | 0 | 0 | 0 | 0 | 0 | 0 | 0 | 0 | 0 | 0 | 0 | 0 | 0 | 0 | 0 | 0 | 0 | 0 | 0 | 0 | 0 | 0 | 0 | 0 | 0 | 0 | 0 | 0 | 0 | 0 | 0 | 0 | 0 | 0 | 0 | 0 | 0 | 0 | 0 | 0 | 0 | 0 | 0 | 0 | 0 | 0 | 0 | 0 | 0 | 0 | 0 | 0 | 0 | 0 | 0 | 0 | 0 | 0 | 0 | 0 | 0 | 0 | 0 | 0 | 0 | 0 | 0 | 0 | 0 | 0 | 0 | 0 | 0 | 0 | 0 | 0 | 0 | 0 | 0 | 0 | 0 | 0 | 0 | 0 | 0 | 0 | 0 | 0 | 0 | 0 | 0 | 0 | 0 | 0 | 0 | 0 | 0 | 0 | 0 | 0 | 0 | 0 | 0 | 0 | 0 | 0 | 0 | 0 | 0 | 0 | 0 | 0 | 0 | 0 | 0 | 0 | 0 | 0 | 0 | 0 | 0 | 0 | 0 | 0 | 0 | 0 | 0 | 0 | 0 | 0 | 0 | 0 | 0 | 0 | 0 | 0 | 0 | 0 | 0 | 0 | 0 | 0 | 0 | 0 | 0 | 0 | 0 | 0 | 0 | 0 | 0 | 0 | 0 | 0 | 0 | 0 | 0 | 0 | 0 | 0 | 0 | 0 | 0 | 0 | 0 | 0 | 0 | 0 | 0 | 0 | 0 | 0 | 0 | 0 | 0 | 0 | 0 | 0 | 0 | 0 | 0 | 0 | 0 | 1701.9666 | 1527.2264 | 1449.2171 | 1406.5037 | 1379.5376 | 1360.7085 | 1346.8184 | 1336.1507 | 1327.7019 | 1320.8458 | 1313.5474 | 1306.4257 | 1300.5072 | 1295.534 | 1291.3158 | 1287.7077 | 1284.599 | 1281.8891 | 1279.5355 | 1277.4771 | 1275.6679 | 1274.0711 | 1272.6548 | 1271.3951 | 1270.2713 | 870.145 | 780.8076 | 740.9246 | 719.0871 | 705.3004 | 695.6739 | 688.5724 | 683.1185 | 678.799 | 675.2937 | 671.5624 | 667.9213 | 664.8954 | 662.3529 | 660.1963 | 658.3516 | 656.7622 | 655.3768 | 654.1735 | 653.1211 | 652.1961 | 651.3797 | 650.6557 | 650.0116 | 649.4371 | 438
OR_Residential_LI - Single Family_Existing_Space Heating_Natural Gas_Furnace | OR | Residential | LI - Mobile Home | New | Water Heating | Natural Gas | Advanced New Construction Design - Zero Net Energy | A | ORM391 | Standard New Construction Home | ZNE-Ready Home | 20 | 0.037819 | 0 | 0 | 2.29 | 0 | 0 | 0 | 0.30173 | 0.45 | sqft home | 0% | 0% | Lost Opportunity | LO3Slow | 85% | TBD | 0% | 1347.1883 |  | 688.7616 |  | 0 | RES_ADVNC_ZNE-All-PGE-2 | RES_ADVNC_ZNE-All-PGE-2 | RES_ADVNC_ZNE-All-PGE-2 | Standard New Construction Home | Standard New Construction Home | Standard New Construction Home | Standard New Construction Home | Standard New Construction Home | Standard New Construction Home | Standard New Construction Home | Standard New Construction Home | Standard New Construction Home | Standard New Construction Home | Standard New Construction Home | Standard New Construction Home | Standard New Construction Home | Standard New Construction Home | Standard New Construction Home | Standard New Construction Home | Standard New Construction Home | Standard New Construction Home | Standard New Construction Home | Standard New Construction Home | Standard New Construction Home | Standard New Construction Home | Standard New Construction Home | Standard New Construction Home | Standard New Construction Home | Standard New Construction Home | Standard New Construction Home | ZNE-Ready Home | ZNE-Ready Home | ZNE-Ready Home | ZNE-Ready Home | ZNE-Ready Home | ZNE-Ready Home | ZNE-Ready Home | ZNE-Ready Home | ZNE-Ready Home | ZNE-Ready Home | ZNE-Ready Home | ZNE-Ready Home | ZNE-Ready Home | ZNE-Ready Home | ZNE-Ready Home | ZNE-Ready Home | ZNE-Ready Home | ZNE-Ready Home | ZNE-Ready Home | ZNE-Ready Home | ZNE-Ready Home | ZNE-Ready Home | ZNE-Ready Home | ZNE-Ready Home | ZNE-Ready Home | ZNE-Ready Home | ZNE-Ready Home | 2.29 | 2.29 | 2.29 | 2.29 | 2.29 | 2.29 | 2.29 | 2.29 | 2.29 | 2.29 | 2.29 | 2.29 | 2.29 | 2.29 | 2.29 | 2.29 | 2.29 | 2.29 | 2.29 | 2.29 | 2.29 | 2.29 | 2.29 | 2.29 | 2.29 | 2.29 | 2.29 | 0 | 0 | 0.037771 | 0.03774 | 0.037697 | 0.03763 | 0.037528 | 0.037395 | 0.037234 | 0.037044 | 0.03683 | 0.036599 | 0.036364 | 0.036132 | 0.03591 | 0.035703 | 0.035514 | 0.035351 | 0.035185 | 0.03502 | 0.034852 | 0.034683 | 0.034515 | 0.034347 | 0.034183 | 0.034021 | 0.033864 | 0 | 0 | 0 | 0 | 0 | 0 | 0 | 0 | 0 | 0 | 0 | 0 | 0 | 0 | 0 | 0 | 0 | 0 | 0 | 0 | 0 | 0 | 0 | 0 | 0 | 0 | 0 | 0 | 0 | 0 | 0 | 0 | 0 | 0 | 0 | 0 | 0 | 0 | 0 | 0 | 0 | 0 | 0 | 0 | 0 | 0 | 0 | 0 | 0 | 0 | 0 | 0 | 0 | 0 | 0 | 0 | 0 | 0 | 0 | 0 | 0 | 0 | 0 | 0 | 0 | 0 | 0 | 0 | 0 | 0 | 0 | 0 | 0 | 0 | 0 | 0 | 0 | 0 | 0 | 0 | 0 | 0 | 0 | 0 | 0 | 0 | 0 | 0 | 0 | 0 | 0 | 0 | 0 | 0 | 0 | 0 | 0 | 0 | 0 | 0 | 0 | 0 | 0 | 0 | 0 | 0 | 0 | 0 | 0 | 0 | 0 | 0 | 0 | 0 | 0 | 0 | 0 | 0 | 0 | 0 | 0 | 0 | 0 | 0 | 0 | 0 | 0 | 0 | 0 | 0 | 0 | 0 | 0 | 0 | 0 | 0 | 0 | 0 | 0 | 0 | 0 | 0 | 0 | 0 | 0 | 0 | 0 | 0 | 0 | 0 | 0 | 0 | 0 | 0 | 0 | 0 | 0 | 0 | 0 | 0 | 0 | 0 | 0 | 0 | 0 | 0 | 0 | 0 | 0 | 0 | 0 | 0 | 0 | 0 | 0 | 0 | 0 | 0 | 0 | 0 | 0 | 0 | 0 | 0 | 0 | 0 | 0 | 0 | 0 | 0 | 0 | 0 | 0 | 0 | 0 | 0 | 0 | 0 | 0 | 0 | 0 | 0 | 0 | 0 | 0 | 0 | 0 | 0 | 0 | 0 | 0 | 0 | 0 | 0 | 0 | 0 | 0 | 0 | 0 | 0 | 0 | 0 | 0 | 0 | 0 | 0 | 0 | 0 | 0 | 0 | 0 | 0 | 0 | 0 | 0 | 0 | 0 | 0 | 0 | 0 | 0 | 0 | 0 | 0 | 0 | 0 | 0 | 0 | 0 | 0 | 0 | 0 | 0 | 0 | 0 | 0 | 0 | 0 | 0 | 0 | 0 | 0 | 0 | 0 | 0 | 0 | 0 | 0 | 0 | 0 | 0 | 0 | 0 | 0 | 0 | 0 | 0 | 0 | 0 | 0 | 0 | 0 | 0 | 0 | 0 | 0 | 0 | 0 | 0 | 0 | 0 | 0 | 0 | 0 | 0 | 0 | 0 | 0 | 0 | 0 | 0 | 0 | 0 | 0 | 0 | 0 | 0 | 0 | 0 | 0 | 0 | 0 | 0 | 0 | 0 | 0 | 0 | 0 | 0 | 0 | 0 | 0 | 0 | 0 | 0 | 0 | 0 | 0 | 0 | 0 | 0 | 0 | 0 | 0 | 0 | 0 | 0 | 0 | 0 | 0 | 0 | 0 | 0 | 0 | 0 | 0 | 0 | 0 | 0 | 0 | 0 | 0 | 0 | 0 | 0 | 0 | 0 | 0 | 0 | 0 | 0 | 0 | 0 | 0 | 0 | 0 | 0 | 0 | 0 | 0 | 0 | 0 | 0 | 0 | 0 | 0 | 0 | 0 | 0 | 0 | 0 | 0 | 0 | 0 | 0 | 0 | 0 | 0 | 0 | 0 | 0 | 0 | 0 | 0 | 0 | 0 | 0 | 0 | 0 | 0 | 1701.9666 | 1527.2264 | 1449.2171 | 1406.5037 | 1379.5376 | 1360.7085 | 1346.8184 | 1336.1507 | 1327.7019 | 1320.8458 | 1313.5474 | 1306.4257 | 1300.5072 | 1295.534 | 1291.3158 | 1287.7077 | 1284.599 | 1281.8891 | 1279.5355 | 1277.4771 | 1275.6679 | 1274.0711 | 1272.6548 | 1271.3951 | 1270.2713 | 870.145 | 780.8076 | 740.9246 | 719.0871 | 705.3004 | 695.6739 | 688.5724 | 683.1185 | 678.799 | 675.2937 | 671.5624 | 667.9213 | 664.8954 | 662.3529 | 660.1963 | 658.3516 | 656.7622 | 655.3768 | 654.1735 | 653.1211 | 652.1961 | 651.3797 | 650.6557 | 650.0116 | 649.4371 | 439
OR_Residential_LI - Single Family_Existing_Space Heating_Natural Gas_Furnace | OR | Residential | LI - Mobile Home | New | Appliances | Natural Gas | Advanced New Construction Design - Zero Net Energy | A | ORM392 | Standard New Construction Home | ZNE-Ready Home | 20 | 0.0010527 | 0 | 0 | 2.29 | 0 | 0 | 0 | 0.30173 | 0.45 | sqft home | 0% | 0% | Lost Opportunity | LO3Slow | 85% | TBD | 0% | 1347.1883 |  | 688.7616 |  | 0 | RES_ADVNC_ZNE-All-PGE-2 | RES_ADVNC_ZNE-All-PGE-2 | RES_ADVNC_ZNE-All-PGE-2 | Standard New Construction Home | Standard New Construction Home | Standard New Construction Home | Standard New Construction Home | Standard New Construction Home | Standard New Construction Home | Standard New Construction Home | Standard New Construction Home | Standard New Construction Home | Standard New Construction Home | Standard New Construction Home | Standard New Construction Home | Standard New Construction Home | Standard New Construction Home | Standard New Construction Home | Standard New Construction Home | Standard New Construction Home | Standard New Construction Home | Standard New Construction Home | Standard New Construction Home | Standard New Construction Home | Standard New Construction Home | Standard New Construction Home | Standard New Construction Home | Standard New Construction Home | Standard New Construction Home | Standard New Construction Home | ZNE-Ready Home | ZNE-Ready Home | ZNE-Ready Home | ZNE-Ready Home | ZNE-Ready Home | ZNE-Ready Home | ZNE-Ready Home | ZNE-Ready Home | ZNE-Ready Home | ZNE-Ready Home | ZNE-Ready Home | ZNE-Ready Home | ZNE-Ready Home | ZNE-Ready Home | ZNE-Ready Home | ZNE-Ready Home | ZNE-Ready Home | ZNE-Ready Home | ZNE-Ready Home | ZNE-Ready Home | ZNE-Ready Home | ZNE-Ready Home | ZNE-Ready Home | ZNE-Ready Home | ZNE-Ready Home | ZNE-Ready Home | ZNE-Ready Home | 2.29 | 2.29 | 2.29 | 2.29 | 2.29 | 2.29 | 2.29 | 2.29 | 2.29 | 2.29 | 2.29 | 2.29 | 2.29 | 2.29 | 2.29 | 2.29 | 2.29 | 2.29 | 2.29 | 2.29 | 2.29 | 2.29 | 2.29 | 2.29 | 2.29 | 2.29 | 2.29 | 0 | 0 | 0.0010504 | 0.0010481 | 0.0010458 | 0.0010434 | 0.001041 | 0.0010387 | 0.0010363 | 0.0010339 | 0.0010316 | 0.0010293 | 0.001027 | 0.0010247 | 0.0010225 | 0.0010202 | 0.001018 | 0.0010158 | 0.0010136 | 0.0010115 | 0.0010093 | 0.0010072 | 0.0010051 | 0.001003 | 0.0010009 | 0.00099887 | 0.00099684 | 0 | 0 | 0 | 0 | 0 | 0 | 0 | 0 | 0 | 0 | 0 | 0 | 0 | 0 | 0 | 0 | 0 | 0 | 0 | 0 | 0 | 0 | 0 | 0 | 0 | 0 | 0 | 0 | 0 | 0 | 0 | 0 | 0 | 0 | 0 | 0 | 0 | 0 | 0 | 0 | 0 | 0 | 0 | 0 | 0 | 0 | 0 | 0 | 0 | 0 | 0 | 0 | 0 | 0 | 0 | 0 | 0 | 0 | 0 | 0 | 0 | 0 | 0 | 0 | 0 | 0 | 0 | 0 | 0 | 0 | 0 | 0 | 0 | 0 | 0 | 0 | 0 | 0 | 0 | 0 | 0 | 0 | 0 | 0 | 0 | 0 | 0 | 0 | 0 | 0 | 0 | 0 | 0 | 0 | 0 | 0 | 0 | 0 | 0 | 0 | 0 | 0 | 0 | 0 | 0 | 0 | 0 | 0 | 0 | 0 | 0 | 0 | 0 | 0 | 0 | 0 | 0 | 0 | 0 | 0 | 0 | 0 | 0 | 0 | 0 | 0 | 0 | 0 | 0 | 0 | 0 | 0 | 0 | 0 | 0 | 0 | 0 | 0 | 0 | 0 | 0 | 0 | 0 | 0 | 0 | 0 | 0 | 0 | 0 | 0 | 0 | 0 | 0 | 0 | 0 | 0 | 0 | 0 | 0 | 0 | 0 | 0 | 0 | 0 | 0 | 0 | 0 | 0 | 0 | 0 | 0 | 0 | 0 | 0 | 0 | 0 | 0 | 0 | 0 | 0 | 0 | 0 | 0 | 0 | 0 | 0 | 0 | 0 | 0 | 0 | 0 | 0 | 0 | 0 | 0 | 0 | 0 | 0 | 0 | 0 | 0 | 0 | 0 | 0 | 0 | 0 | 0 | 0 | 0 | 0 | 0 | 0 | 0 | 0 | 0 | 0 | 0 | 0 | 0 | 0 | 0 | 0 | 0 | 0 | 0 | 0 | 0 | 0 | 0 | 0 | 0 | 0 | 0 | 0 | 0 | 0 | 0 | 0 | 0 | 0 | 0 | 0 | 0 | 0 | 0 | 0 | 0 | 0 | 0 | 0 | 0 | 0 | 0 | 0 | 0 | 0 | 0 | 0 | 0 | 0 | 0 | 0 | 0 | 0 | 0 | 0 | 0 | 0 | 0 | 0 | 0 | 0 | 0 | 0 | 0 | 0 | 0 | 0 | 0 | 0 | 0 | 0 | 0 | 0 | 0 | 0 | 0 | 0 | 0 | 0 | 0 | 0 | 0 | 0 | 0 | 0 | 0 | 0 | 0 | 0 | 0 | 0 | 0 | 0 | 0 | 0 | 0 | 0 | 0 | 0 | 0 | 0 | 0 | 0 | 0 | 0 | 0 | 0 | 0 | 0 | 0 | 0 | 0 | 0 | 0 | 0 | 0 | 0 | 0 | 0 | 0 | 0 | 0 | 0 | 0 | 0 | 0 | 0 | 0 | 0 | 0 | 0 | 0 | 0 | 0 | 0 | 0 | 0 | 0 | 0 | 0 | 0 | 0 | 0 | 0 | 0 | 0 | 0 | 0 | 0 | 0 | 0 | 0 | 0 | 0 | 0 | 0 | 0 | 0 | 0 | 0 | 0 | 0 | 0 | 0 | 0 | 0 | 0 | 0 | 0 | 0 | 0 | 0 | 0 | 0 | 0 | 0 | 0 | 0 | 0 | 0 | 0 | 0 | 0 | 0 | 0 | 0 | 0 | 0 | 0 | 1701.9666 | 1527.2264 | 1449.2171 | 1406.5037 | 1379.5376 | 1360.7085 | 1346.8184 | 1336.1507 | 1327.7019 | 1320.8458 | 1313.5474 | 1306.4257 | 1300.5072 | 1295.534 | 1291.3158 | 1287.7077 | 1284.599 | 1281.8891 | 1279.5355 | 1277.4771 | 1275.6679 | 1274.0711 | 1272.6548 | 1271.3951 | 1270.2713 | 870.145 | 780.8076 | 740.9246 | 719.0871 | 705.3004 | 695.6739 | 688.5724 | 683.1185 | 678.799 | 675.2937 | 671.5624 | 667.9213 | 664.8954 | 662.3529 | 660.1963 | 658.3516 | 656.7622 | 655.3768 | 654.1735 | 653.1211 | 652.1961 | 651.3797 | 650.6557 | 650.0116 | 649.4371 | 440
OR_Residential_LI - Single Family_Existing_Space Heating_Natural Gas_Furnace | OR | Residential | LI - Mobile Home | New | Space Heating | Natural Gas | Behavioral Programs | A | ORM393 | None | Program Participation | 2 | 3.2104 | 0 | 0 | 4.42 | 0 | 0 | 0 | 0.30173 | 0.45 | household | 0% | 75% | Retrofit | Retro3Slow | 93.36% | TBD | 0% | 639.1597 |  | 331.3622 |  | 0.0040563 | BEHAV_HER-All-CPUC-2018_PG-3 | BEHAV_HER-All-CPUC-2018_PG-3 | BEHAV_HER-All-CPUC-2018_PG-3 | None | None | None | None | None | None | None | None | None | None | None | None | None | None | None | None | None | None | None | None | None | None | None | None | None | None | None | Program Participation | Program Participation | Program Participation | Program Participation | Program Participation | Program Participation | Program Participation | Program Participation | Program Participation | Program Participation | Program Participation | Program Participation | Program Participation | Program Participation | Program Participation | Program Participation | Program Participation | Program Participation | Program Participation | Program Participation | Program Participation | Program Participation | Program Participation | Program Participation | Program Participation | Program Participation | Program Participation | 4.42 | 4.42 | 4.42 | 4.42 | 4.42 | 4.42 | 4.42 | 4.42 | 4.42 | 4.42 | 4.42 | 4.42 | 4.42 | 4.42 | 4.42 | 4.42 | 4.42 | 4.42 | 4.42 | 4.42 | 4.42 | 4.42 | 4.42 | 4.42 | 4.42 | 4.42 | 4.42 | 0 | 0 | 3.238 | 3.7097 | 3.9468 | 4.0793 | 4.1601 | 4.2119 | 4.2455 | 4.267 | 4.2806 | 4.2889 | 4.3003 | 4.3125 | 4.3208 | 4.3259 | 4.3282 | 4.3278 | 4.3252 | 4.3206 | 4.3144 | 4.3068 | 4.2995 | 4.2926 | 4.2861 | 4.2799 | 4.274 | 0.004054 | 0.010702 | 0.016375 | 0.023304 | 0.027592 | 0.027564 | 0.017259 | 0.0010828 | 0 | 0 | 0 | 0 | 0 | 0 | 0 | 0 | 0 | 0 | 0 | 0 | 0 | 0 | 0 | 0 | 0 | 0.004054 | 0.015347 | 0.032702 | 0.057104 | 0.085827 | 0.11446 | 0.13263 | 0.13439 | 0.13481 | 0.13508 | 0.13544 | 0.13582 | 0.13608 | 0.13624 | 0.13631 | 0.1363 | 0.13622 | 0.13607 | 0.13588 | 0.13564 | 0.13541 | 0.13519 | 0.13499 | 0.13479 | 0.13461 | 1.252 | 2.8848 | 4.1489 | 5.7127 | 6.6324 | 6.5443 | 4.0654 | 0.25377 | 0 | 0 | 0 | 0 | 0 | 0 | 0 | 0 | 0 | 0 | 0 | 0 | 0 | 0 | 0 | 0 | 0 | 1.252 | 4.1368 | 8.2858 | 13.9985 | 20.6309 | 27.1752 | 31.2405 | 31.4943 | 31.4943 | 31.4943 | 31.4943 | 31.4943 | 31.4943 | 31.4943 | 31.4943 | 31.4943 | 31.4943 | 31.4943 | 31.4943 | 31.4943 | 31.4943 | 31.4943 | 31.4943 | 31.4943 | 31.4943 | 0.0040563 | 0.010715 | 0.016405 | 0.023363 | 0.02768 | 0.027672 | 0.017339 | 0.0010887 | 0 | 0 | 0 | 0 | 0 | 0 | 0 | 0 | 0 | 0 | 0 | 0 | 0 | 0 | 0 | 0 | 0 | 0.0040563 | 0.015365 | 0.032763 | 0.057248 | 0.086102 | 0.11491 | 0.13325 | 0.13511 | 0.13563 | 0.13599 | 0.13644 | 0.13691 | 0.13725 | 0.13749 | 0.13763 | 0.1377 | 0.13769 | 0.13763 | 0.13751 | 0.13735 | 0.13719 | 0.13704 | 0.1369 | 0.13676 | 0.13663 | 1.252 | 2.8848 | 4.1489 | 5.7127 | 6.6324 | 6.5443 | 4.0654 | 0.25377 | 0 | 0 | 0 | 0 | 0 | 0 | 0 | 0 | 0 | 0 | 0 | 0 | 0 | 0 | 0 | 0 | 0 | 1.252 | 4.1368 | 8.2858 | 13.9985 | 20.6309 | 27.1752 | 31.2405 | 31.4943 | 31.4943 | 31.4943 | 31.4943 | 31.4943 | 31.4943 | 31.4943 | 31.4943 | 31.4943 | 31.4943 | 31.4943 | 31.4943 | 31.4943 | 31.4943 | 31.4943 | 31.4943 | 31.4943 | 31.4943 | 0.0040584 | 0.010719 | 0.01641 | 0.023368 | 0.027685 | 0.027676 | 0.017342 | 0.0010888 | 0 | 0 | 0 | 0 | 0 | 0 | 0 | 0 | 0 | 0 | 0 | 0 | 0 | 0 | 0 | 0 | 0 | 0.0040584 | 0.01537 | 0.032772 | 0.05726 | 0.086117 | 0.11493 | 0.13326 | 0.13512 | 0.13565 | 0.136 | 0.13645 | 0.13692 | 0.13726 | 0.1375 | 0.13764 | 0.13771 | 0.1377 | 0.13764 | 0.13752 | 0.13736 | 0.1372 | 0.13705 | 0.13691 | 0.13677 | 0.13663 | 1.252 | 2.8848 | 4.1489 | 5.7127 | 6.6324 | 6.5443 | 4.0654 | 0.25377 | 0 | 0 | 0 | 0 | 0 | 0 | 0 | 0 | 0 | 0 | 0 | 0 | 0 | 0 | 0 | 0 | 0 | 1.252 | 4.1368 | 8.2858 | 13.9985 | 20.6309 | 27.1752 | 31.2405 | 31.4943 | 31.4943 | 31.4943 | 31.4943 | 31.4943 | 31.4943 | 31.4943 | 31.4943 | 31.4943 | 31.4943 | 31.4943 | 31.4943 | 31.4943 | 31.4943 | 31.4943 | 31.4943 | 31.4943 | 31.4943 | 0.0040563 | 0.010715 | 0.016405 | 0.023363 | 0.02768 | 0.027672 | 0.017339 | 0.0010887 | 0 | 0 | 0 | 0 | 0 | 0 | 0 | 0 | 0 | 0 | 0 | 0 | 0 | 0 | 0 | 0 | 0 | 0.0040563 | 0.015365 | 0.032763 | 0.057248 | 0.086102 | 0.11491 | 0.13325 | 0.13511 | 0.13563 | 0.13599 | 0.13644 | 0.13691 | 0.13725 | 0.13749 | 0.13763 | 0.1377 | 0.13769 | 0.13763 | 0.13751 | 0.13735 | 0.13719 | 0.13704 | 0.1369 | 0.13676 | 0.13663 | 1.252 | 2.8848 | 4.1489 | 5.7127 | 6.6324 | 6.5443 | 4.0654 | 0.25377 | 0 | 0 | 0 | 0 | 0 | 0 | 0 | 0 | 0 | 0 | 0 | 0 | 0 | 0 | 0 | 0 | 0 | 1.252 | 4.1368 | 8.2858 | 13.9985 | 20.6309 | 27.1752 | 31.2405 | 31.4943 | 31.4943 | 31.4943 | 31.4943 | 31.4943 | 31.4943 | 31.4943 | 31.4943 | 31.4943 | 31.4943 | 31.4943 | 31.4943 | 31.4943 | 31.4943 | 31.4943 | 31.4943 | 31.4943 | 31.4943 | 807.4475 | 724.5618 | 687.5581 | 667.2967 | 654.505 | 645.5732 | 638.9842 | 633.9238 | 629.9159 | 626.6636 | 623.2015 | 619.8232 | 617.0156 | 614.6565 | 612.6555 | 610.9439 | 609.4692 | 608.1837 | 607.0672 | 606.0908 | 605.2325 | 604.475 | 603.8032 | 603.2056 | 602.6725 | 418.6084 | 375.6376 | 356.4536 | 345.9494 | 339.3178 | 334.6872 | 331.2712 | 328.6478 | 326.57 | 324.8838 | 323.089 | 321.3375 | 319.882 | 318.6589 | 317.6215 | 316.7342 | 315.9697 | 315.3032 | 314.7244 | 314.2182 | 313.7732 | 313.3805 | 313.0322 | 312.7224 | 312.446 | 441
OR_Residential_LI - Single Family_Existing_Space Heating_Natural Gas_Furnace | OR | Residential | LI - Mobile Home | New | Water Heating | Natural Gas | Behavioral Programs | A | ORM394 | None | Program Participation | 2 | 1.0019 | 0 | 0 | 4.42 | 0 | 0 | 0 | 0.30173 | 0.45 | household | 0% | 75% | Retrofit | Retro3Slow | 93.36% | TBD | 0% | 639.1597 |  | 331.3622 |  | 0.0010064 | BEHAV_HER-All-CPUC-2018_PG-3 | BEHAV_HER-All-CPUC-2018_PG-3 | BEHAV_HER-All-CPUC-2018_PG-3 | None | None | None | None | None | None | None | None | None | None | None | None | None | None | None | None | None | None | None | None | None | None | None | None | None | None | None | Program Participation | Program Participation | Program Participation | Program Participation | Program Participation | Program Participation | Program Participation | Program Participation | Program Participation | Program Participation | Program Participation | Program Participation | Program Participation | Program Participation | Program Participation | Program Participation | Program Participation | Program Participation | Program Participation | Program Participation | Program Participation | Program Participation | Program Participation | Program Participation | Program Participation | Program Participation | Program Participation | 4.42 | 4.42 | 4.42 | 4.42 | 4.42 | 4.42 | 4.42 | 4.42 | 4.42 | 4.42 | 4.42 | 4.42 | 4.42 | 4.42 | 4.42 | 4.42 | 4.42 | 4.42 | 4.42 | 4.42 | 4.42 | 4.42 | 4.42 | 4.42 | 4.42 | 4.42 | 4.42 | 0 | 0 | 0.99923 | 0.99685 | 0.99411 | 0.99079 | 0.98658 | 0.98155 | 0.97578 | 0.96926 | 0.96211 | 0.95456 | 0.94691 | 0.93934 | 0.93205 | 0.92516 | 0.91877 | 0.91303 | 0.90725 | 0.90149 | 0.89568 | 0.88985 | 0.88417 | 0.87866 | 0.87332 | 0.86816 | 0.86322 | 0.0010059 | 0.0023063 | 0.0032942 | 0.0045045 | 0.005186 | 0.005065 | 0.0030786 | 0.00010101 | 0 | 0 | 0 | 0 | 0 | 0 | 0 | 0 | 0 | 0 | 0 | 0 | 0 | 0 | 0 | 0 | 0 | 0.0010059 | 0.0033097 | 0.0065949 | 0.011077 | 0.016216 | 0.021198 | 0.024152 | 0.024092 | 0.023914 | 0.023727 | 0.023537 | 0.023348 | 0.023167 | 0.022996 | 0.022837 | 0.022695 | 0.022551 | 0.022408 | 0.022263 | 0.022118 | 0.021977 | 0.02184 | 0.021707 | 0.021579 | 0.021456 | 1.0066 | 2.3135 | 3.3137 | 4.5463 | 5.2565 | 5.1602 | 3.155 | 0.10422 | 0 | 0 | 0 | 0 | 0 | 0 | 0 | 0 | 0 | 0 | 0 | 0 | 0 | 0 | 0 | 0 | 0 | 1.0066 | 3.3202 | 6.6339 | 11.1803 | 16.4368 | 21.597 | 24.752 | 24.8563 | 24.8563 | 24.8563 | 24.8563 | 24.8563 | 24.8563 | 24.8563 | 24.8563 | 24.8563 | 24.8563 | 24.8563 | 24.8563 | 24.8563 | 24.8563 | 24.8563 | 24.8563 | 24.8563 | 24.8563 | 0.0010064 | 0.0023084 | 0.003299 | 0.0045135 | 0.0051999 | 0.0050827 | 0.0030922 | 0.00010156 | 0 | 0 | 0 | 0 | 0 | 0 | 0 | 0 | 0 | 0 | 0 | 0 | 0 | 0 | 0 | 0 | 0 | 0.0010064 | 0.0033129 | 0.0066043 | 0.0111 | 0.01626 | 0.021272 | 0.024259 | 0.024223 | 0.024072 | 0.023912 | 0.02375 | 0.023589 | 0.023434 | 0.023288 | 0.023152 | 0.02303 | 0.022907 | 0.022785 | 0.022662 | 0.022538 | 0.022417 | 0.022299 | 0.022185 | 0.022076 | 0.02197 | 1.0066 | 2.3135 | 3.3137 | 4.5463 | 5.2565 | 5.1602 | 3.155 | 0.10422 | 0 | 0 | 0 | 0 | 0 | 0 | 0 | 0 | 0 | 0 | 0 | 0 | 0 | 0 | 0 | 0 | 0 | 1.0066 | 3.3202 | 6.6339 | 11.1803 | 16.4368 | 21.597 | 24.752 | 24.8563 | 24.8563 | 24.8563 | 24.8563 | 24.8563 | 24.8563 | 24.8563 | 24.8563 | 24.8563 | 24.8563 | 24.8563 | 24.8563 | 24.8563 | 24.8563 | 24.8563 | 24.8563 | 24.8563 | 24.8563 | 0.0010079 | 0.0023142 | 0.0033099 | 0.004532 | 0.0052252 | 0.0051104 | 0.0031102 | 0.00010217 | 0 | 0 | 0 | 0 | 0 | 0 | 0 | 0 | 0 | 0 | 0 | 0 | 0 | 0 | 0 | 0 | 0 | 0.0010079 | 0.0033211 | 0.0066262 | 0.011145 | 0.016339 | 0.021389 | 0.0244 | 0.024368 | 0.024217 | 0.024056 | 0.02389 | 0.023725 | 0.023566 | 0.023415 | 0.023274 | 0.023144 | 0.023014 | 0.022885 | 0.022756 | 0.022626 | 0.022501 | 0.022379 | 0.022261 | 0.022148 | 0.022039 | 1.0066 | 2.3135 | 3.3137 | 4.5463 | 5.2565 | 5.1602 | 3.155 | 0.10422 | 0 | 0 | 0 | 0 | 0 | 0 | 0 | 0 | 0 | 0 | 0 | 0 | 0 | 0 | 0 | 0 | 0 | 1.0066 | 3.3202 | 6.6339 | 11.1803 | 16.4368 | 21.597 | 24.752 | 24.8563 | 24.8563 | 24.8563 | 24.8563 | 24.8563 | 24.8563 | 24.8563 | 24.8563 | 24.8563 | 24.8563 | 24.8563 | 24.8563 | 24.8563 | 24.8563 | 24.8563 | 24.8563 | 24.8563 | 24.8563 | 0.0010064 | 0.0023084 | 0.003299 | 0.0045135 | 0.0051999 | 0.0050827 | 0.0030922 | 0.00010156 | 0 | 0 | 0 | 0 | 0 | 0 | 0 | 0 | 0 | 0 | 0 | 0 | 0 | 0 | 0 | 0 | 0 | 0.0010064 | 0.0033129 | 0.0066043 | 0.0111 | 0.01626 | 0.021272 | 0.024259 | 0.024223 | 0.024072 | 0.023912 | 0.02375 | 0.023589 | 0.023434 | 0.023288 | 0.023152 | 0.02303 | 0.022907 | 0.022785 | 0.022662 | 0.022538 | 0.022417 | 0.022299 | 0.022185 | 0.022076 | 0.02197 | 1.0066 | 2.3135 | 3.3137 | 4.5463 | 5.2565 | 5.1602 | 3.155 | 0.10422 | 0 | 0 | 0 | 0 | 0 | 0 | 0 | 0 | 0 | 0 | 0 | 0 | 0 | 0 | 0 | 0 | 0 | 1.0066 | 3.3202 | 6.6339 | 11.1803 | 16.4368 | 21.597 | 24.752 | 24.8563 | 24.8563 | 24.8563 | 24.8563 | 24.8563 | 24.8563 | 24.8563 | 24.8563 | 24.8563 | 24.8563 | 24.8563 | 24.8563 | 24.8563 | 24.8563 | 24.8563 | 24.8563 | 24.8563 | 24.8563 | 807.4475 | 724.5618 | 687.5581 | 667.2967 | 654.505 | 645.5732 | 638.9842 | 633.9238 | 629.9159 | 626.6636 | 623.2015 | 619.8232 | 617.0156 | 614.6565 | 612.6555 | 610.9439 | 609.4692 | 608.1837 | 607.0672 | 606.0908 | 605.2325 | 604.475 | 603.8032 | 603.2056 | 602.6725 | 418.6084 | 375.6376 | 356.4536 | 345.9494 | 339.3178 | 334.6872 | 331.2712 | 328.6478 | 326.57 | 324.8838 | 323.089 | 321.3375 | 319.882 | 318.6589 | 317.6215 | 316.7342 | 315.9697 | 315.3032 | 314.7244 | 314.2182 | 313.7732 | 313.3805 | 313.0322 | 312.7224 | 312.446 | 442
OR_Residential_LI - Single Family_Existing_Space Heating_Natural Gas_Furnace | OR | Residential | LI - Mobile Home | New | Appliances | Natural Gas | Behavioral Programs | A | ORM395 | None | Program Participation | 2 | 0.027886 | 0 | 0 | 4.42 | 0 | 0 | 0 | 0.30173 | 0.45 | household | 0% | 75% | Retrofit | Retro3Slow | 93.36% | TBD | 0% | 639.1597 |  | 331.3622 |  | 4.392e-05 | BEHAV_HER-All-CPUC-2018_PG-3 | BEHAV_HER-All-CPUC-2018_PG-3 | BEHAV_HER-All-CPUC-2018_PG-3 | None | None | None | None | None | None | None | None | None | None | None | None | None | None | None | None | None | None | None | None | None | None | None | None | None | None | None | Program Participation | Program Participation | Program Participation | Program Participation | Program Participation | Program Participation | Program Participation | Program Participation | Program Participation | Program Participation | Program Participation | Program Participation | Program Participation | Program Participation | Program Participation | Program Participation | Program Participation | Program Participation | Program Participation | Program Participation | Program Participation | Program Participation | Program Participation | Program Participation | Program Participation | Program Participation | Program Participation | 4.42 | 4.42 | 4.42 | 4.42 | 4.42 | 4.42 | 4.42 | 4.42 | 4.42 | 4.42 | 4.42 | 4.42 | 4.42 | 4.42 | 4.42 | 4.42 | 4.42 | 4.42 | 4.42 | 4.42 | 4.42 | 4.42 | 4.42 | 4.42 | 4.42 | 4.42 | 4.42 | 0 | 0 | 0.027818 | 0.027748 | 0.027676 | 0.027604 | 0.027532 | 0.02746 | 0.027388 | 0.027317 | 0.027245 | 0.027175 | 0.027105 | 0.027036 | 0.026967 | 0.026899 | 0.026831 | 0.026763 | 0.026697 | 0.02663 | 0.026564 | 0.026499 | 0.026434 | 0.026372 | 0.02631 | 0.026249 | 0.02619 | 4.3918e-05 | 0.00010068 | 0.00014383 | 0.0001968 | 0.00022694 | 0.00022218 | 0.00013546 | 4.4134e-06 | 0 | 0 | 0 | 0 | 0 | 0 | 0 | 0 | 0 | 0 | 0 | 0 | 0 | 0 | 0 | 0 | 0 | 4.3918e-05 | 0.00014449 | 0.00028794 | 0.000484 | 0.00070967 | 0.00092999 | 0.001063 | 0.0010647 | 0.0010619 | 0.0010591 | 0.0010564 | 0.0010537 | 0.001051 | 0.0010484 | 0.0010457 | 0.0010431 | 0.0010405 | 0.0010379 | 0.0010353 | 0.0010328 | 0.0010303 | 0.0010278 | 0.0010254 | 0.0010231 | 0.0010207 | 1.5788 | 3.6284 | 5.1967 | 7.1294 | 8.2427 | 8.0912 | 4.9461 | 0.16156 | 0 | 0 | 0 | 0 | 0 | 0 | 0 | 0 | 0 | 0 | 0 | 0 | 0 | 0 | 0 | 0 | 0 | 1.5788 | 5.2071 | 10.4038 | 17.5333 | 25.7759 | 33.8671 | 38.8132 | 38.9747 | 38.9747 | 38.9747 | 38.9747 | 38.9747 | 38.9747 | 38.9747 | 38.9747 | 38.9747 | 38.9747 | 38.9747 | 38.9747 | 38.9747 | 38.9747 | 38.9747 | 38.9747 | 38.9747 | 38.9747 | 4.392e-05 | 0.00010069 | 0.00014385 | 0.00019684 | 0.000227 | 0.00022225 | 0.00013551 | 4.4152e-06 | 0 | 0 | 0 | 0 | 0 | 0 | 0 | 0 | 0 | 0 | 0 | 0 | 0 | 0 | 0 | 0 | 0 | 4.392e-05 | 0.0001445 | 0.00028798 | 0.00048409 | 0.00070985 | 0.00093027 | 0.0010634 | 0.0010651 | 0.0010624 | 0.0010597 | 0.001057 | 0.0010544 | 0.0010517 | 0.0010491 | 0.0010465 | 0.0010439 | 0.0010414 | 0.0010389 | 0.0010364 | 0.0010338 | 0.0010314 | 0.001029 | 0.0010266 | 0.0010243 | 0.001022 | 1.5788 | 3.6284 | 5.1967 | 7.1294 | 8.2427 | 8.0912 | 4.9461 | 0.16156 | 0 | 0 | 0 | 0 | 0 | 0 | 0 | 0 | 0 | 0 | 0 | 0 | 0 | 0 | 0 | 0 | 0 | 1.5788 | 5.2071 | 10.4038 | 17.5333 | 25.7759 | 33.8671 | 38.8132 | 38.9747 | 38.9747 | 38.9747 | 38.9747 | 38.9747 | 38.9747 | 38.9747 | 38.9747 | 38.9747 | 38.9747 | 38.9747 | 38.9747 | 38.9747 | 38.9747 | 38.9747 | 38.9747 | 38.9747 | 38.9747 | 4.392e-05 | 0.00010069 | 0.00014385 | 0.00019684 | 0.000227 | 0.00022225 | 0.00013551 | 4.4152e-06 | 0 | 0 | 0 | 0 | 0 | 0 | 0 | 0 | 0 | 0 | 0 | 0 | 0 | 0 | 0 | 0 | 0 | 4.392e-05 | 0.0001445 | 0.00028798 | 0.00048409 | 0.00070985 | 0.00093027 | 0.0010634 | 0.0010651 | 0.0010624 | 0.0010597 | 0.001057 | 0.0010544 | 0.0010517 | 0.0010491 | 0.0010465 | 0.0010439 | 0.0010414 | 0.0010389 | 0.0010364 | 0.0010338 | 0.0010314 | 0.001029 | 0.0010266 | 0.0010243 | 0.001022 | 1.5788 | 3.6284 | 5.1967 | 7.1294 | 8.2427 | 8.0912 | 4.9461 | 0.16156 | 0 | 0 | 0 | 0 | 0 | 0 | 0 | 0 | 0 | 0 | 0 | 0 | 0 | 0 | 0 | 0 | 0 | 1.5788 | 5.2071 | 10.4038 | 17.5333 | 25.7759 | 33.8671 | 38.8132 | 38.9747 | 38.9747 | 38.9747 | 38.9747 | 38.9747 | 38.9747 | 38.9747 | 38.9747 | 38.9747 | 38.9747 | 38.9747 | 38.9747 | 38.9747 | 38.9747 | 38.9747 | 38.9747 | 38.9747 | 38.9747 | 4.392e-05 | 0.00010069 | 0.00014385 | 0.00019684 | 0.000227 | 0.00022225 | 0.00013551 | 4.4152e-06 | 0 | 0 | 0 | 0 | 0 | 0 | 0 | 0 | 0 | 0 | 0 | 0 | 0 | 0 | 0 | 0 | 0 | 4.392e-05 | 0.0001445 | 0.00028798 | 0.00048409 | 0.00070985 | 0.00093027 | 0.0010634 | 0.0010651 | 0.0010624 | 0.0010597 | 0.001057 | 0.0010544 | 0.0010517 | 0.0010491 | 0.0010465 | 0.0010439 | 0.0010414 | 0.0010389 | 0.0010364 | 0.0010338 | 0.0010314 | 0.001029 | 0.0010266 | 0.0010243 | 0.001022 | 1.5788 | 3.6284 | 5.1967 | 7.1294 | 8.2427 | 8.0912 | 4.9461 | 0.16156 | 0 | 0 | 0 | 0 | 0 | 0 | 0 | 0 | 0 | 0 | 0 | 0 | 0 | 0 | 0 | 0 | 0 | 1.5788 | 5.2071 | 10.4038 | 17.5333 | 25.7759 | 33.8671 | 38.8132 | 38.9747 | 38.9747 | 38.9747 | 38.9747 | 38.9747 | 38.9747 | 38.9747 | 38.9747 | 38.9747 | 38.9747 | 38.9747 | 38.9747 | 38.9747 | 38.9747 | 38.9747 | 38.9747 | 38.9747 | 38.9747 | 807.4475 | 724.5618 | 687.5581 | 667.2967 | 654.505 | 645.5732 | 638.9842 | 633.9238 | 629.9159 | 626.6636 | 623.2015 | 619.8232 | 617.0156 | 614.6565 | 612.6555 | 610.9439 | 609.4692 | 608.1837 | 607.0672 | 606.0908 | 605.2325 | 604.475 | 603.8032 | 603.2056 | 602.6725 | 418.6084 | 375.6376 | 356.4536 | 345.9494 | 339.3178 | 334.6872 | 331.2712 | 328.6478 | 326.57 | 324.8838 | 323.089 | 321.3375 | 319.882 | 318.6589 | 317.6215 | 316.7342 | 315.9697 | 315.3032 | 314.7244 | 314.2182 | 313.7732 | 313.3805 | 313.0322 | 312.7224 | 312.446 | 443
OR_Residential_LI - Single Family_Existing_Space Heating_Natural Gas_Furnace | OR | Residential | LI - Mobile Home | New | Miscellaneous | Natural Gas | Behavioral Programs | A | ORM396 | None | Program Participation | 2 | 0.00084107 | 0 | 0 | 4.42 | 0 | 0 | 0 | 0.30173 | 0.45 | household | 0% | 75% | Retrofit | Retro3Slow | 93.36% | TBD | 0% | 639.1597 |  | 331.3622 |  | 1.3279e-06 | BEHAV_HER-All-CPUC-2018_PG-3 | BEHAV_HER-All-CPUC-2018_PG-3 | BEHAV_HER-All-CPUC-2018_PG-3 | None | None | None | None | None | None | None | None | None | None | None | None | None | None | None | None | None | None | None | None | None | None | None | None | None | None | None | Program Participation | Program Participation | Program Participation | Program Participation | Program Participation | Program Participation | Program Participation | Program Participation | Program Participation | Program Participation | Program Participation | Program Participation | Program Participation | Program Participation | Program Participation | Program Participation | Program Participation | Program Participation | Program Participation | Program Participation | Program Participation | Program Participation | Program Participation | Program Participation | Program Participation | Program Participation | Program Participation | 4.42 | 4.42 | 4.42 | 4.42 | 4.42 | 4.42 | 4.42 | 4.42 | 4.42 | 4.42 | 4.42 | 4.42 | 4.42 | 4.42 | 4.42 | 4.42 | 4.42 | 4.42 | 4.42 | 4.42 | 4.42 | 4.42 | 4.42 | 4.42 | 4.42 | 4.42 | 4.42 | 0 | 0 | 0.00084107 | 0.00084107 | 0.00084107 | 0.00084107 | 0.00084107 | 0.00084107 | 0.00084107 | 0.00084107 | 0.00084107 | 0.00084107 | 0.00084107 | 0.00084107 | 0.00084107 | 0.00084107 | 0.00084107 | 0.00084107 | 0.00084107 | 0.00084107 | 0.00084107 | 0.00084107 | 0.00084107 | 0.00084107 | 0.00084107 | 0.00084107 | 0.00084107 | 1.3279e-06 | 3.0517e-06 | 4.3708e-06 | 5.9963e-06 | 6.9326e-06 | 6.8052e-06 | 4.16e-06 | 1.3589e-07 | 0 | 0 | 0 | 0 | 0 | 0 | 0 | 0 | 0 | 0 | 0 | 0 | 0 | 0 | 0 | 0 | 0 | 1.3279e-06 | 4.3796e-06 | 8.7504e-06 | 1.4747e-05 | 2.1679e-05 | 2.8485e-05 | 3.2645e-05 | 3.278e-05 | 3.278e-05 | 3.278e-05 | 3.278e-05 | 3.278e-05 | 3.278e-05 | 3.278e-05 | 3.278e-05 | 3.278e-05 | 3.278e-05 | 3.278e-05 | 3.278e-05 | 3.278e-05 | 3.278e-05 | 3.278e-05 | 3.278e-05 | 3.278e-05 | 3.278e-05 | 1.5788 | 3.6284 | 5.1967 | 7.1294 | 8.2427 | 8.0912 | 4.9461 | 0.16156 | 0 | 0 | 0 | 0 | 0 | 0 | 0 | 0 | 0 | 0 | 0 | 0 | 0 | 0 | 0 | 0 | 0 | 1.5788 | 5.2071 | 10.4038 | 17.5333 | 25.7759 | 33.8671 | 38.8132 | 38.9747 | 38.9747 | 38.9747 | 38.9747 | 38.9747 | 38.9747 | 38.9747 | 38.9747 | 38.9747 | 38.9747 | 38.9747 | 38.9747 | 38.9747 | 38.9747 | 38.9747 | 38.9747 | 38.9747 | 38.9747 | 1.3279e-06 | 3.0517e-06 | 4.3708e-06 | 5.9963e-06 | 6.9326e-06 | 6.8052e-06 | 4.16e-06 | 1.3589e-07 | 0 | 0 | 0 | 0 | 0 | 0 | 0 | 0 | 0 | 0 | 0 | 0 | 0 | 0 | 0 | 0 | 0 | 1.3279e-06 | 4.3796e-06 | 8.7504e-06 | 1.4747e-05 | 2.1679e-05 | 2.8485e-05 | 3.2645e-05 | 3.278e-05 | 3.278e-05 | 3.278e-05 | 3.278e-05 | 3.278e-05 | 3.278e-05 | 3.278e-05 | 3.278e-05 | 3.278e-05 | 3.278e-05 | 3.278e-05 | 3.278e-05 | 3.278e-05 | 3.278e-05 | 3.278e-05 | 3.278e-05 | 3.278e-05 | 3.278e-05 | 1.5788 | 3.6284 | 5.1967 | 7.1294 | 8.2427 | 8.0912 | 4.9461 | 0.16156 | 0 | 0 | 0 | 0 | 0 | 0 | 0 | 0 | 0 | 0 | 0 | 0 | 0 | 0 | 0 | 0 | 0 | 1.5788 | 5.2071 | 10.4038 | 17.5333 | 25.7759 | 33.8671 | 38.8132 | 38.9747 | 38.9747 | 38.9747 | 38.9747 | 38.9747 | 38.9747 | 38.9747 | 38.9747 | 38.9747 | 38.9747 | 38.9747 | 38.9747 | 38.9747 | 38.9747 | 38.9747 | 38.9747 | 38.9747 | 38.9747 | 1.3279e-06 | 3.0517e-06 | 4.3708e-06 | 5.9963e-06 | 6.9326e-06 | 6.8052e-06 | 4.16e-06 | 1.3589e-07 | 0 | 0 | 0 | 0 | 0 | 0 | 0 | 0 | 0 | 0 | 0 | 0 | 0 | 0 | 0 | 0 | 0 | 1.3279e-06 | 4.3796e-06 | 8.7504e-06 | 1.4747e-05 | 2.1679e-05 | 2.8485e-05 | 3.2645e-05 | 3.278e-05 | 3.278e-05 | 3.278e-05 | 3.278e-05 | 3.278e-05 | 3.278e-05 | 3.278e-05 | 3.278e-05 | 3.278e-05 | 3.278e-05 | 3.278e-05 | 3.278e-05 | 3.278e-05 | 3.278e-05 | 3.278e-05 | 3.278e-05 | 3.278e-05 | 3.278e-05 | 1.5788 | 3.6284 | 5.1967 | 7.1294 | 8.2427 | 8.0912 | 4.9461 | 0.16156 | 0 | 0 | 0 | 0 | 0 | 0 | 0 | 0 | 0 | 0 | 0 | 0 | 0 | 0 | 0 | 0 | 0 | 1.5788 | 5.2071 | 10.4038 | 17.5333 | 25.7759 | 33.8671 | 38.8132 | 38.9747 | 38.9747 | 38.9747 | 38.9747 | 38.9747 | 38.9747 | 38.9747 | 38.9747 | 38.9747 | 38.9747 | 38.9747 | 38.9747 | 38.9747 | 38.9747 | 38.9747 | 38.9747 | 38.9747 | 38.9747 | 1.3279e-06 | 3.0517e-06 | 4.3708e-06 | 5.9963e-06 | 6.9326e-06 | 6.8052e-06 | 4.16e-06 | 1.3589e-07 | 0 | 0 | 0 | 0 | 0 | 0 | 0 | 0 | 0 | 0 | 0 | 0 | 0 | 0 | 0 | 0 | 0 | 1.3279e-06 | 4.3796e-06 | 8.7504e-06 | 1.4747e-05 | 2.1679e-05 | 2.8485e-05 | 3.2645e-05 | 3.278e-05 | 3.278e-05 | 3.278e-05 | 3.278e-05 | 3.278e-05 | 3.278e-05 | 3.278e-05 | 3.278e-05 | 3.278e-05 | 3.278e-05 | 3.278e-05 | 3.278e-05 | 3.278e-05 | 3.278e-05 | 3.278e-05 | 3.278e-05 | 3.278e-05 | 3.278e-05 | 1.5788 | 3.6284 | 5.1967 | 7.1294 | 8.2427 | 8.0912 | 4.9461 | 0.16156 | 0 | 0 | 0 | 0 | 0 | 0 | 0 | 0 | 0 | 0 | 0 | 0 | 0 | 0 | 0 | 0 | 0 | 1.5788 | 5.2071 | 10.4038 | 17.5333 | 25.7759 | 33.8671 | 38.8132 | 38.9747 | 38.9747 | 38.9747 | 38.9747 | 38.9747 | 38.9747 | 38.9747 | 38.9747 | 38.9747 | 38.9747 | 38.9747 | 38.9747 | 38.9747 | 38.9747 | 38.9747 | 38.9747 | 38.9747 | 38.9747 | 807.4475 | 724.5618 | 687.5581 | 667.2967 | 654.505 | 645.5732 | 638.9842 | 633.9238 | 629.9159 | 626.6636 | 623.2015 | 619.8232 | 617.0156 | 614.6565 | 612.6555 | 610.9439 | 609.4692 | 608.1837 | 607.0672 | 606.0908 | 605.2325 | 604.475 | 603.8032 | 603.2056 | 602.6725 | 418.6084 | 375.6376 | 356.4536 | 345.9494 | 339.3178 | 334.6872 | 331.2712 | 328.6478 | 326.57 | 324.8838 | 323.089 | 321.3375 | 319.882 | 318.6589 | 317.6215 | 316.7342 | 315.9697 | 315.3032 | 314.7244 | 314.2182 | 313.7732 | 313.3805 | 313.0322 | 312.7224 | 312.446 | 444

## Sheet1
State
Sector
Segment
Vintage
End Use
Fuel
Measure
Option
Measure Identifier
Baseline Definition
Efficient Definition
Measure Life (Years)
Unit Energy Savings (Annual kWh or therm)
Unit Summer Peak Savings (kW or n/a)
Unit Winter Peak Savings (kW or n/a)
Unit Incremental Cost (2021$)
Non-Energy Impacts (2021$)
Incr. O&M (2021$)
RVT-Only NEIs (2021$)
Incentive (2021$)
Admin Cost (2021$)
Unit of Measure
Base Saturation
Applicability
Discretionary/Lost Opportunity
Ramp Rate Name
20 Year Technical Achievable %
Assigned Loadshape
T&D Losses
TRC LCOE ($/MWh or $/mtherm)
TRC LCOE Bundle
UCT LCOE ($/MWh or $/mtherm)
UCT LCOE Bundle
Cumulative Achievable Technical Potential in 2023 (MWh or mTherms)
Lifetime Source
Costs Source
Savings Source
2021 Baseline Definition
2022 Baseline Definition
2023 Baseline Definition
2024 Baseline Definition
2025 Baseline Definition
2026 Baseline Definition
2027 Baseline Definition
2028 Baseline Definition
2029 Baseline Definition
2030 Baseline Definition
2031 Baseline Definition
2032 Baseline Definition
2033 Baseline Definition
2034 Baseline Definition
2035 Baseline Definition
2036 Baseline Definition
2037 Baseline Definition
2038 Baseline Definition
2039 Baseline Definition
2040 Baseline Definition
2041 Baseline Definition
2042 Baseline Definition
2043 Baseline Definition
2044 Baseline Definition
2045 Baseline Definition
2046 Baseline Definition
2047 Baseline Definition
2021 Efficient Definition
2022 Efficient Definition
2023 Efficient Definition
2024 Efficient Definition
2025 Efficient Definition
2026 Efficient Definition
2027 Efficient Definition
2028 Efficient Definition
2029 Efficient Definition
2030 Efficient Definition
2031 Efficient Definition
2032 Efficient Definition
2033 Efficient Definition
2034 Efficient Definition
2035 Efficient Definition
2036 Efficient Definition
2037 Efficient Definition
2038 Efficient Definition
2039 Efficient Definition
2040 Efficient Definition
2041 Efficient Definition
2042 Efficient Definition
2043 Efficient Definition
2044 Efficient Definition
2045 Efficient Definition
2046 Efficient Definition
2047 Efficient Definition
2021 Inc. Cost/Unit ($)
2022 Inc. Cost/Unit ($)
2023 Inc. Cost/Unit ($)
2024 Inc. Cost/Unit ($)
2025 Inc. Cost/Unit ($)
2026 Inc. Cost/Unit ($)
2027 Inc. Cost/Unit ($)
2028 Inc. Cost/Unit ($)
2029 Inc. Cost/Unit ($)
2030 Inc. Cost/Unit ($)
2031 Inc. Cost/Unit ($)
2032 Inc. Cost/Unit ($)
2033 Inc. Cost/Unit ($)
2034 Inc. Cost/Unit ($)
2035 Inc. Cost/Unit ($)
2036 Inc. Cost/Unit ($)
2037 Inc. Cost/Unit ($)
2038 Inc. Cost/Unit ($)
2039 Inc. Cost/Unit ($)
2040 Inc. Cost/Unit ($)
2041 Inc. Cost/Unit ($)
2042 Inc. Cost/Unit ($)
2043 Inc. Cost/Unit ($)
2044 Inc. Cost/Unit ($)
2045 Inc. Cost/Unit ($)
2046 Inc. Cost/Unit ($)
2047 Inc. Cost/Unit ($)
2021 Savings/Unit (kWh or therm)
2022 Savings/Unit (kWh or therm)
2023 Savings/Unit (kWh or therm)
2024 Savings/Unit (kWh or therm)
2025 Savings/Unit (kWh or therm)
2026 Savings/Unit (kWh or therm)
2027 Savings/Unit (kWh or therm)
2028 Savings/Unit (kWh or therm)
2029 Savings/Unit (kWh or therm)
2030 Savings/Unit (kWh or therm)
2031 Savings/Unit (kWh or therm)
2032 Savings/Unit (kWh or therm)
2033 Savings/Unit (kWh or therm)
2034 Savings/Unit (kWh or therm)
2035 Savings/Unit (kWh or therm)
2036 Savings/Unit (kWh or therm)
2037 Savings/Unit (kWh or therm)
2038 Savings/Unit (kWh or therm)
2039 Savings/Unit (kWh or therm)
2040 Savings/Unit (kWh or therm)
2041 Savings/Unit (kWh or therm)
2042 Savings/Unit (kWh or therm)
2043 Savings/Unit (kWh or therm)
2044 Savings/Unit (kWh or therm)
2045 Savings/Unit (kWh or therm)
2046 Savings/Unit (kWh or therm)
2047 Savings/Unit (kWh or therm)
2023 TP Incr. Savings (MWh or mTherms)
2024 TP Incr. Savings (MWh or mTherms)
2025 TP Incr. Savings (MWh or mTherms)
2026 TP Incr. Savings (MWh or mTherms)
2027 TP Incr. Savings (MWh or mTherms)
2028 TP Incr. Savings (MWh or mTherms)
2029 TP Incr. Savings (MWh or mTherms)
2030 TP Incr. Savings (MWh or mTherms)
2031 TP Incr. Savings (MWh or mTherms)
2032 TP Incr. Savings (MWh or mTherms)
2033 TP Incr. Savings (MWh or mTherms)
2034 TP Incr. Savings (MWh or mTherms)
2035 TP Incr. Savings (MWh or mTherms)
2036 TP Incr. Savings (MWh or mTherms)
2037 TP Incr. Savings (MWh or mTherms)
2038 TP Incr. Savings (MWh or mTherms)
2039 TP Incr. Savings (MWh or mTherms)
2040 TP Incr. Savings (MWh or mTherms)
2041 TP Incr. Savings (MWh or mTherms)
2042 TP Incr. Savings (MWh or mTherms)
2043 TP Incr. Savings (MWh or mTherms)
2044 TP Incr. Savings (MWh or mTherms)
2045 TP Incr. Savings (MWh or mTherms)
2046 TP Incr. Savings (MWh or mTherms)
2047 TP Incr. Savings (MWh or mTherms)
2023 TP Cumul. Savings (MWh or mTherms)
2024 TP Cumul. Savings (MWh or mTherms)
2025 TP Cumul. Savings (MWh or mTherms)
2026 TP Cumul. Savings (MWh or mTherms)
2027 TP Cumul. Savings (MWh or mTherms)
2028 TP Cumul. Savings (MWh or mTherms)
2029 TP Cumul. Savings (MWh or mTherms)
2030 TP Cumul. Savings (MWh or mTherms)
2031 TP Cumul. Savings (MWh or mTherms)
2032 TP Cumul. Savings (MWh or mTherms)
2033 TP Cumul. Savings (MWh or mTherms)
2034 TP Cumul. Savings (MWh or mTherms)
2035 TP Cumul. Savings (MWh or mTherms)
2036 TP Cumul. Savings (MWh or mTherms)
2037 TP Cumul. Savings (MWh or mTherms)
2038 TP Cumul. Savings (MWh or mTherms)
2039 TP Cumul. Savings (MWh or mTherms)
2040 TP Cumul. Savings (MWh or mTherms)
2041 TP Cumul. Savings (MWh or mTherms)
2042 TP Cumul. Savings (MWh or mTherms)
2043 TP Cumul. Savings (MWh or mTherms)
2044 TP Cumul. Savings (MWh or mTherms)
2045 TP Cumul. Savings (MWh or mTherms)
2046 TP Cumul. Savings (MWh or mTherms)
2047 TP Cumul. Savings (MWh or mTherms)
2023 TP Incr. Purchases
2024 TP Incr. Purchases
2025 TP Incr. Purchases
2026 TP Incr. Purchases
2027 TP Incr. Purchases
2028 TP Incr. Purchases
2029 TP Incr. Purchases
2030 TP Incr. Purchases
2031 TP Incr. Purchases
2032 TP Incr. Purchases
2033 TP Incr. Purchases
2034 TP Incr. Purchases
2035 TP Incr. Purchases
2036 TP Incr. Purchases
2037 TP Incr. Purchases
2038 TP Incr. Purchases
2039 TP Incr. Purchases
2040 TP Incr. Purchases
2041 TP Incr. Purchases
2042 TP Incr. Purchases
2043 TP Incr. Purchases
2044 TP Incr. Purchases
2045 TP Incr. Purchases
2046 TP Incr. Purchases
2047 TP Incr. Purchases
2023 TP Cumul. Purchases
2024 TP Cumul. Purchases
2025 TP Cumul. Purchases
2026 TP Cumul. Purchases
2027 TP Cumul. Purchases
2028 TP Cumul. Purchases
2029 TP Cumul. Purchases
2030 TP Cumul. Purchases
2031 TP Cumul. Purchases
2032 TP Cumul. Purchases
2033 TP Cumul. Purchases
2034 TP Cumul. Purchases
2035 TP Cumul. Purchases
2036 TP Cumul. Purchases
2037 TP Cumul. Purchases
2038 TP Cumul. Purchases
2039 TP Cumul. Purchases
2040 TP Cumul. Purchases
2041 TP Cumul. Purchases
2042 TP Cumul. Purchases
2043 TP Cumul. Purchases
2044 TP Cumul. Purchases
2045 TP Cumul. Purchases
2046 TP Cumul. Purchases
2047 TP Cumul. Purchases
2023 ATP Incr. Savings (MWh or mTherms)
2024 ATP Incr. Savings (MWh or mTherms)
2025 ATP Incr. Savings (MWh or mTherms)
2026 ATP Incr. Savings (MWh or mTherms)
2027 ATP Incr. Savings (MWh or mTherms)
2028 ATP Incr. Savings (MWh or mTherms)
2029 ATP Incr. Savings (MWh or mTherms)
2030 ATP Incr. Savings (MWh or mTherms)
2031 ATP Incr. Savings (MWh or mTherms)
2032 ATP Incr. Savings (MWh or mTherms)
2033 ATP Incr. Savings (MWh or mTherms)
2034 ATP Incr. Savings (MWh or mTherms)
2035 ATP Incr. Savings (MWh or mTherms)
2036 ATP Incr. Savings (MWh or mTherms)
2037 ATP Incr. Savings (MWh or mTherms)
2038 ATP Incr. Savings (MWh or mTherms)
2039 ATP Incr. Savings (MWh or mTherms)
2040 ATP Incr. Savings (MWh or mTherms)
2041 ATP Incr. Savings (MWh or mTherms)
2042 ATP Incr. Savings (MWh or mTherms)
2043 ATP Incr. Savings (MWh or mTherms)
2044 ATP Incr. Savings (MWh or mTherms)
2045 ATP Incr. Savings (MWh or mTherms)
2046 ATP Incr. Savings (MWh or mTherms)
2047 ATP Incr. Savings (MWh or mTherms)
2023 ATP Cumul. Savings (MWh or mTherms)
2024 ATP Cumul. Savings (MWh or mTherms)
2025 ATP Cumul. Savings (MWh or mTherms)
2026 ATP Cumul. Savings (MWh or mTherms)
2027 ATP Cumul. Savings (MWh or mTherms)
2028 ATP Cumul. Savings (MWh or mTherms)
2029 ATP Cumul. Savings (MWh or mTherms)
2030 ATP Cumul. Savings (MWh or mTherms)
2031 ATP Cumul. Savings (MWh or mTherms)
2032 ATP Cumul. Savings (MWh or mTherms)
2033 ATP Cumul. Savings (MWh or mTherms)
2034 ATP Cumul. Savings (MWh or mTherms)
2035 ATP Cumul. Savings (MWh or mTherms)
2036 ATP Cumul. Savings (MWh or mTherms)
2037 ATP Cumul. Savings (MWh or mTherms)
2038 ATP Cumul. Savings (MWh or mTherms)
2039 ATP Cumul. Savings (MWh or mTherms)
2040 ATP Cumul. Savings (MWh or mTherms)
2041 ATP Cumul. Savings (MWh or mTherms)
2042 ATP Cumul. Savings (MWh or mTherms)
2043 ATP Cumul. Savings (MWh or mTherms)
2044 ATP Cumul. Savings (MWh or mTherms)
2045 ATP Cumul. Savings (MWh or mTherms)
2046 ATP Cumul. Savings (MWh or mTherms)
2047 ATP Cumul. Savings (MWh or mTherms)
2023 ATP Incr. Purchases
2024 ATP Incr. Purchases
2025 ATP Incr. Purchases
2026 ATP Incr. Purchases
2027 ATP Incr. Purchases
2028 ATP Incr. Purchases
2029 ATP Incr. Purchases
2030 ATP Incr. Purchases
2031 ATP Incr. Purchases
2032 ATP Incr. Purchases
2033 ATP Incr. Purchases
2034 ATP Incr. Purchases
2035 ATP Incr. Purchases
2036 ATP Incr. Purchases
2037 ATP Incr. Purchases
2038 ATP Incr. Purchases
2039 ATP Incr. Purchases
2040 ATP Incr. Purchases
2041 ATP Incr. Purchases
2042 ATP Incr. Purchases
2043 ATP Incr. Purchases
2044 ATP Incr. Purchases
2045 ATP Incr. Purchases
2046 ATP Incr. Purchases
2047 ATP Incr. Purchases
2023 ATP Cumul. Purchases
2024 ATP Cumul. Purchases
2025 ATP Cumul. Purchases
2026 ATP Cumul. Purchases
2027 ATP Cumul. Purchases
2028 ATP Cumul. Purchases
2029 ATP Cumul. Purchases
2030 ATP Cumul. Purchases
2031 ATP Cumul. Purchases
2032 ATP Cumul. Purchases
2033 ATP Cumul. Purchases
2034 ATP Cumul. Purchases
2035 ATP Cumul. Purchases
2036 ATP Cumul. Purchases
2037 ATP Cumul. Purchases
2038 ATP Cumul. Purchases
2039 ATP Cumul. Purchases
2040 ATP Cumul. Purchases
2041 ATP Cumul. Purchases
2042 ATP Cumul. Purchases
2043 ATP Cumul. Purchases
2044 ATP Cumul. Purchases
2045 ATP Cumul. Purchases
2046 ATP Cumul. Purchases
2047 ATP Cumul. Purchases
2023 TRC Incr. Savings (MWh or mTherms)
2024 TRC Incr. Savings (MWh or mTherms)
2025 TRC Incr. Savings (MWh or mTherms)
2026 TRC Incr. Savings (MWh or mTherms)
2027 TRC Incr. Savings (MWh or mTherms)
2028 TRC Incr. Savings (MWh or mTherms)
2029 TRC Incr. Savings (MWh or mTherms)
2030 TRC Incr. Savings (MWh or mTherms)
2031 TRC Incr. Savings (MWh or mTherms)
2032 TRC Incr. Savings (MWh or mTherms)
2033 TRC Incr. Savings (MWh or mTherms)
2034 TRC Incr. Savings (MWh or mTherms)
2035 TRC Incr. Savings (MWh or mTherms)
2036 TRC Incr. Savings (MWh or mTherms)
2037 TRC Incr. Savings (MWh or mTherms)
2038 TRC Incr. Savings (MWh or mTherms)
2039 TRC Incr. Savings (MWh or mTherms)
2040 TRC Incr. Savings (MWh or mTherms)
2041 TRC Incr. Savings (MWh or mTherms)
2042 TRC Incr. Savings (MWh or mTherms)
2043 TRC Incr. Savings (MWh or mTherms)
2044 TRC Incr. Savings (MWh or mTherms)
2045 TRC Incr. Savings (MWh or mTherms)
2046 TRC Incr. Savings (MWh or mTherms)
2047 TRC Incr. Savings (MWh or mTherms)
2023 TRC Cumul. Savings (MWh or mTherms)
2024 TRC Cumul. Savings (MWh or mTherms)
2025 TRC Cumul. Savings (MWh or mTherms)
2026 TRC Cumul. Savings (MWh or mTherms)
2027 TRC Cumul. Savings (MWh or mTherms)
2028 TRC Cumul. Savings (MWh or mTherms)
2029 TRC Cumul. Savings (MWh or mTherms)
2030 TRC Cumul. Savings (MWh or mTherms)
2031 TRC Cumul. Savings (MWh or mTherms)
2032 TRC Cumul. Savings (MWh or mTherms)
2033 TRC Cumul. Savings (MWh or mTherms)
2034 TRC Cumul. Savings (MWh or mTherms)
2035 TRC Cumul. Savings (MWh or mTherms)
2036 TRC Cumul. Savings (MWh or mTherms)
2037 TRC Cumul. Savings (MWh or mTherms)
2038 TRC Cumul. Savings (MWh or mTherms)
2039 TRC Cumul. Savings (MWh or mTherms)
2040 TRC Cumul. Savings (MWh or mTherms)
2041 TRC Cumul. Savings (MWh or mTherms)
2042 TRC Cumul. Savings (MWh or mTherms)
2043 TRC Cumul. Savings (MWh or mTherms)
2044 TRC Cumul. Savings (MWh or mTherms)
2045 TRC Cumul. Savings (MWh or mTherms)
2046 TRC Cumul. Savings (MWh or mTherms)
2047 TRC Cumul. Savings (MWh or mTherms)
2023 TRC Incr. Purchases
2024 TRC Incr. Purchases
2025 TRC Incr. Purchases
2026 TRC Incr. Purchases
2027 TRC Incr. Purchases
2028 TRC Incr. Purchases
2029 TRC Incr. Purchases
2030 TRC Incr. Purchases
2031 TRC Incr. Purchases
2032 TRC Incr. Purchases
2033 TRC Incr. Purchases
2034 TRC Incr. Purchases
2035 TRC Incr. Purchases
2036 TRC Incr. Purchases
2037 TRC Incr. Purchases
2038 TRC Incr. Purchases
2039 TRC Incr. Purchases
2040 TRC Incr. Purchases
2041 TRC Incr. Purchases
2042 TRC Incr. Purchases
2043 TRC Incr. Purchases
2044 TRC Incr. Purchases
2045 TRC Incr. Purchases
2046 TRC Incr. Purchases
2047 TRC Incr. Purchases
2023 TRC Cumul. Purchases
2024 TRC Cumul. Purchases
2025 TRC Cumul. Purchases
2026 TRC Cumul. Purchases
2027 TRC Cumul. Purchases
2028 TRC Cumul. Purchases
2029 TRC Cumul. Purchases
2030 TRC Cumul. Purchases
2031 TRC Cumul. Purchases
2032 TRC Cumul. Purchases
2033 TRC Cumul. Purchases
2034 TRC Cumul. Purchases
2035 TRC Cumul. Purchases
2036 TRC Cumul. Purchases
2037 TRC Cumul. Purchases
2038 TRC Cumul. Purchases
2039 TRC Cumul. Purchases
2040 TRC Cumul. Purchases
2041 TRC Cumul. Purchases
2042 TRC Cumul. Purchases
2043 TRC Cumul. Purchases
2044 TRC Cumul. Purchases
2045 TRC Cumul. Purchases
2046 TRC Cumul. Purchases
2047 TRC Cumul. Purchases
2023 UCT Incr. Savings (MWh or mTherms)
2024 UCT Incr. Savings (MWh or mTherms)
2025 UCT Incr. Savings (MWh or mTherms)
2026 UCT Incr. Savings (MWh or mTherms)
2027 UCT Incr. Savings (MWh or mTherms)
2028 UCT Incr. Savings (MWh or mTherms)
2029 UCT Incr. Savings (MWh or mTherms)
2030 UCT Incr. Savings (MWh or mTherms)
2031 UCT Incr. Savings (MWh or mTherms)
2032 UCT Incr. Savings (MWh or mTherms)
2033 UCT Incr. Savings (MWh or mTherms)
2034 UCT Incr. Savings (MWh or mTherms)
2035 UCT Incr. Savings (MWh or mTherms)
2036 UCT Incr. Savings (MWh or mTherms)
2037 UCT Incr. Savings (MWh or mTherms)
2038 UCT Incr. Savings (MWh or mTherms)
2039 UCT Incr. Savings (MWh or mTherms)
2040 UCT Incr. Savings (MWh or mTherms)
2041 UCT Incr. Savings (MWh or mTherms)
2042 UCT Incr. Savings (MWh or mTherms)
2043 UCT Incr. Savings (MWh or mTherms)
2044 UCT Incr. Savings (MWh or mTherms)
2045 UCT Incr. Savings (MWh or mTherms)
2046 UCT Incr. Savings (MWh or mTherms)
2047 UCT Incr. Savings (MWh or mTherms)
2023 UCT Cumul. Savings (MWh or mTherms)
2024 UCT Cumul. Savings (MWh or mTherms)
2025 UCT Cumul. Savings (MWh or mTherms)
2026 UCT Cumul. Savings (MWh or mTherms)
2027 UCT Cumul. Savings (MWh or mTherms)
2028 UCT Cumul. Savings (MWh or mTherms)
2029 UCT Cumul. Savings (MWh or mTherms)
2030 UCT Cumul. Savings (MWh or mTherms)
2031 UCT Cumul. Savings (MWh or mTherms)
2032 UCT Cumul. Savings (MWh or mTherms)
2033 UCT Cumul. Savings (MWh or mTherms)
2034 UCT Cumul. Savings (MWh or mTherms)
2035 UCT Cumul. Savings (MWh or mTherms)
2036 UCT Cumul. Savings (MWh or mTherms)
2037 UCT Cumul. Savings (MWh or mTherms)
2038 UCT Cumul. Savings (MWh or mTherms)
2039 UCT Cumul. Savings (MWh or mTherms)
2040 UCT Cumul. Savings (MWh or mTherms)
2041 UCT Cumul. Savings (MWh or mTherms)
2042 UCT Cumul. Savings (MWh or mTherms)
2043 UCT Cumul. Savings (MWh or mTherms)
2044 UCT Cumul. Savings (MWh or mTherms)
2045 UCT Cumul. Savings (MWh or mTherms)
2046 UCT Cumul. Savings (MWh or mTherms)
2047 UCT Cumul. Savings (MWh or mTherms)
2023 UCT Incr. Purchases
2024 UCT Incr. Purchases
2025 UCT Incr. Purchases
2026 UCT Incr. Purchases
2027 UCT Incr. Purchases
2028 UCT Incr. Purchases
2029 UCT Incr. Purchases
2030 UCT Incr. Purchases
2031 UCT Incr. Purchases
2032 UCT Incr. Purchases
2033 UCT Incr. Purchases
2034 UCT Incr. Purchases
2035 UCT Incr. Purchases
2036 UCT Incr. Purchases
2037 UCT Incr. Purchases
2038 UCT Incr. Purchases
2039 UCT Incr. Purchases
2040 UCT Incr. Purchases
2041 UCT Incr. Purchases
2042 UCT Incr. Purchases
2043 UCT Incr. Purchases
2044 UCT Incr. Purchases
2045 UCT Incr. Purchases
2046 UCT Incr. Purchases
2047 UCT Incr. Purchases
2023 UCT Cumul. Purchases
2024 UCT Cumul. Purchases
2025 UCT Cumul. Purchases
2026 UCT Cumul. Purchases
2027 UCT Cumul. Purchases
2028 UCT Cumul. Purchases
2029 UCT Cumul. Purchases
2030 UCT Cumul. Purchases
2031 UCT Cumul. Purchases
2032 UCT Cumul. Purchases
2033 UCT Cumul. Purchases
2034 UCT Cumul. Purchases
2035 UCT Cumul. Purchases
2036 UCT Cumul. Purchases
2037 UCT Cumul. Purchases
2038 UCT Cumul. Purchases
2039 UCT Cumul. Purchases
2040 UCT Cumul. Purchases
2041 UCT Cumul. Purchases
2042 UCT Cumul. Purchases
2043 UCT Cumul. Purchases
2044 UCT Cumul. Purchases
2045 UCT Cumul. Purchases
2046 UCT Cumul. Purchases
2047 UCT Cumul. Purchases
2023 TRC LCOE ($/MWh or $/mtherm)
2024 TRC LCOE ($/MWh or $/mtherm)
2025 TRC LCOE ($/MWh or $/mtherm)
2026 TRC LCOE ($/MWh or $/mtherm)
2027 TRC LCOE ($/MWh or $/mtherm)
2028 TRC LCOE ($/MWh or $/mtherm)
2029 TRC LCOE ($/MWh or $/mtherm)
2030 TRC LCOE ($/MWh or $/mtherm)
2031 TRC LCOE ($/MWh or $/mtherm)
2032 TRC LCOE ($/MWh or $/mtherm)
2033 TRC LCOE ($/MWh or $/mtherm)
2034 TRC LCOE ($/MWh or $/mtherm)
2035 TRC LCOE ($/MWh or $/mtherm)
2036 TRC LCOE ($/MWh or $/mtherm)
2037 TRC LCOE ($/MWh or $/mtherm)
2038 TRC LCOE ($/MWh or $/mtherm)
2039 TRC LCOE ($/MWh or $/mtherm)
2040 TRC LCOE ($/MWh or $/mtherm)
2041 TRC LCOE ($/MWh or $/mtherm)
2042 TRC LCOE ($/MWh or $/mtherm)
2043 TRC LCOE ($/MWh or $/mtherm)
2044 TRC LCOE ($/MWh or $/mtherm)
2045 TRC LCOE ($/MWh or $/mtherm)
2046 TRC LCOE ($/MWh or $/mtherm)
2047 TRC LCOE ($/MWh or $/mtherm)
2023 UCT LCOE ($/MWh or $/mtherm)
2024 UCT LCOE ($/MWh or $/mtherm)
2025 UCT LCOE ($/MWh or $/mtherm)
2026 UCT LCOE ($/MWh or $/mtherm)
2027 UCT LCOE ($/MWh or $/mtherm)
2028 UCT LCOE ($/MWh or $/mtherm)
2029 UCT LCOE ($/MWh or $/mtherm)
2030 UCT LCOE ($/MWh or $/mtherm)
2031 UCT LCOE ($/MWh or $/mtherm)
2032 UCT LCOE ($/MWh or $/mtherm)
2033 UCT LCOE ($/MWh or $/mtherm)
2034 UCT LCOE ($/MWh or $/mtherm)
2035 UCT LCOE ($/MWh or $/mtherm)
2036 UCT LCOE ($/MWh or $/mtherm)
2037 UCT LCOE ($/MWh or $/mtherm)
2038 UCT LCOE ($/MWh or $/mtherm)
2039 UCT LCOE ($/MWh or $/mtherm)
2040 UCT LCOE ($/MWh or $/mtherm)
2041 UCT LCOE ($/MWh or $/mtherm)
2042 UCT LCOE ($/MWh or $/mtherm)
2043 UCT LCOE ($/MWh or $/mtherm)
2044 UCT LCOE ($/MWh or $/mtherm)
2045 UCT LCOE ($/MWh or $/mtherm)
2046 UCT LCOE ($/MWh or $/mtherm)
2047 UCT LCOE ($/MWh or $/mtherm)

## Baseline Projection
Key | State | Field | Sector | Segment | Vintage | End Use | Fuel | Technology | Case | Label | 2021 | 2022 | 2023 | 2024 | 2025 | 2026 | 2027 | 2028 | 2029 | 2030 | 2031 | 2032 | 2033 | 2034 | 2035 | 2036 | 2037 | 2038 | 2039 | 2040 | 2041 | 2042 | 2043 | 2044 | 2045 | 2046 | 2047
RES_OR | OR | F1 | Residential | LI - Single Family | Existing | Space Heating | Natural Gas | Furnace | Baseline Forecast | Units | 10343.6407 | 10399.9019 | 10456.469 | 10513.3439 | 10570.5281 | 10628.0233 | 10685.8313 | 10743.9537 | 10802.3922 | 10861.1486 | 10920.2246 | 10979.6219 | 11039.3422 | 11099.3875 | 11159.7593 | 11220.4594 | 11281.4898 | 11342.8521 | 11404.5481 | 11466.5798 | 11528.9488 | 11591.6571 | 11654.7065 | 11718.0988 | 11781.8359 | 11806.3636 | 11787.4735
| OR | F2 | Residential | LI - Single Family | Existing | Space Heating | Natural Gas | Furnace | Baseline Forecast | Usage (MMtherm) | 4.8106 | 5.1769 | 5.1586 | 5.1491 | 5.1393 | 5.1295 | 5.1198 | 5.1104 | 5.1014 | 5.093 | 5.0853 | 5.0784 | 5.0727 | 5.0679 | 5.0647 | 5.063 | 5.0627 | 5.0637 | 5.066 | 5.0695 | 5.0741 | 5.08 | 5.0869 | 5.0949 | 5.1038 | 5.0977 | 5.0743
| OR | F3 | Residential | LI - Single Family | Existing | Space Heating | Natural Gas | Furnace | Baseline Forecast | Summer Peak Demand (MW) | 0 | 0 | 0 | 0 | 0 | 0 | 0 | 0 | 0 | 0 | 0 | 0 | 0 | 0 | 0 | 0 | 0 | 0 | 0 | 0 | 0 | 0 | 0 | 0 | 0 | 0 | 0
| OR | F4 | Residential | LI - Single Family | Existing | Space Heating | Natural Gas | Furnace | Baseline Forecast | Winter Peak Demand (MW) | 0 | 0 | 0 | 0 | 0 | 0 | 0 | 0 | 0 | 0 | 0 | 0 | 0 | 0 | 0 | 0 | 0 | 0 | 0 | 0 | 0 | 0 | 0 | 0 | 0 | 0 | 0
| OR | F5 | Residential | LI - Single Family | Existing | Space Heating | Natural Gas | Furnace | Baseline Forecast | Turnover | 0 | 302.5383 | 315.7446 | 328.3382 | 340.3484 | 351.8032 | 362.7289 | 373.151 | 383.0935 | 392.5793 | 401.6303 | 410.2672 | 408.2259 | 406.9243 | 406.4874 | 406.6507 | 407.3603 | 408.5645 | 410.2169 | 412.273 | 414.6933 | 417.8248 | 420.8158 | 423.565 | 426.1431 | 389.0408 | 365.9438
| OR | F6 | Residential | LI - Single Family | Existing | Space Heating | Natural Gas | Furnace | Baseline Forecast | Avg. Replacement Usage (kWh) | 407.5265 | 439.3937 | 438.4307 | 404.2096 | 404.2526 | 404.2931 | 404.3089 | 404.3222 | 404.342 | 404.3703 | 404.4086 | 404.3915 | 404.3755 | 404.3585 | 404.342 | 404.3596 | 404.375 | 404.389 | 404.389 | 404.389 | 404.389 | 404.389 | 404.389 | 404.389 | 404.389 | 404.389 | 404.389
| OR | F7 | Residential | LI - Single Family | Existing | Space Heating | Natural Gas | Furnace | Baseline Forecast | Avg. Replacement Summer Demand (kW) | 0 | 0 | 0 | 0 | 0 | 0 | 0 | 0 | 0 | 0 | 0 | 0 | 0 | 0 | 0 | 0 | 0 | 0 | 0 | 0 | 0 | 0 | 0 | 0 | 0 | 0 | 0
| OR | F8 | Residential | LI - Single Family | Existing | Space Heating | Natural Gas | Furnace | Baseline Forecast | Avg. Replacement Winter Demand (kW) | 0 | 0 | 0 | 0 | 0 | 0 | 0 | 0 | 0 | 0 | 0 | 0 | 0 | 0 | 0 | 0 | 0 | 0 | 0 | 0 | 0 | 0 | 0 | 0 | 0 | 0 | 0
| OR | F1 | Residential | LI - Single Family | Existing | Space Heating | Natural Gas | Boiler | Baseline Forecast | Units | 434.9569 | 430.7632 | 426.6099 | 422.4967 | 418.4231 | 414.3888 | 410.3934 | 406.4365 | 402.5177 | 398.6368 | 394.7932 | 390.9868 | 387.217 | 383.4836 | 379.7861 | 376.1243 | 372.4979 | 368.9063 | 365.3495 | 361.8269 | 358.3382 | 354.8833 | 351.4616 | 348.0729 | 344.7169 | 341.3932 | 338.1016
| OR | F2 | Residential | LI - Single Family | Existing | Space Heating | Natural Gas | Boiler | Baseline Forecast | Usage (MMtherm) | 0.19889 | 0.21097 | 0.20719 | 0.20426 | 0.20136 | 0.19852 | 0.19572 | 0.19298 | 0.1903 | 0.18768 | 0.18512 | 0.18263 | 0.18021 | 0.17785 | 0.17554 | 0.17329 | 0.1711 | 0.16895 | 0.16686 | 0.16481 | 0.16281 | 0.16085 | 0.15893 | 0.15705 | 0.15521 | 0.1534 | 0.15163
| OR | F3 | Residential | LI - Single Family | Existing | Space Heating | Natural Gas | Boiler | Baseline Forecast | Summer Peak Demand (MW) | 0 | 0 | 0 | 0 | 0 | 0 | 0 | 0 | 0 | 0 | 0 | 0 | 0 | 0 | 0 | 0 | 0 | 0 | 0 | 0 | 0 | 0 | 0 | 0 | 0 | 0 | 0
| OR | F4 | Residential | LI - Single Family | Existing | Space Heating | Natural Gas | Boiler | Baseline Forecast | Winter Peak Demand (MW) | 0 | 0 | 0 | 0 | 0 | 0 | 0 | 0 | 0 | 0 | 0 | 0 | 0 | 0 | 0 | 0 | 0 | 0 | 0 | 0 | 0 | 0 | 0 | 0 | 0 | 0 | 0
| OR | F5 | Residential | LI - Single Family | Existing | Space Heating | Natural Gas | Boiler | Baseline Forecast | Turnover | 0 | 10.2563 | 10.6894 | 11.0882 | 11.4546 | 11.7906 | 12.098 | 12.3785 | 12.6338 | 12.8653 | 13.0745 | 13.2628 | 12.9465 | 12.6667 | 12.4218 | 12.2066 | 12.018 | 11.8533 | 11.71 | 11.5858 | 11.4787 | 11.3867 | 11.3078 | 11.2196 | 11.1245 | 11.0244 | 10.9208
| OR | F6 | Residential | LI - Single Family | Existing | Space Heating | Natural Gas | Boiler | Baseline Forecast | Avg. Replacement Usage (kWh) | 401.1895 | 431.9243 | 430.5701 | 430.8276 | 430.9692 | 431.1004 | 431.1349 | 431.1508 | 431.1745 | 431.2082 | 431.254 | 431.2336 | 431.2144 | 431.1942 | 431.1745 | 431.1955 | 431.2139 | 431.2306 | 431.2306 | 431.2306 | 431.2306 | 431.2306 | 431.2306 | 431.2306 | 431.2306 | 431.2306 | 431.2306
| OR | F7 | Residential | LI - Single Family | Existing | Space Heating | Natural Gas | Boiler | Baseline Forecast | Avg. Replacement Summer Demand (kW) | 0 | 0 | 0 | 0 | 0 | 0 | 0 | 0 | 0 | 0 | 0 | 0 | 0 | 0 | 0 | 0 | 0 | 0 | 0 | 0 | 0 | 0 | 0 | 0 | 0 | 0 | 0
| OR | F8 | Residential | LI - Single Family | Existing | Space Heating | Natural Gas | Boiler | Baseline Forecast | Avg. Replacement Winter Demand (kW) | 0 | 0 | 0 | 0 | 0 | 0 | 0 | 0 | 0 | 0 | 0 | 0 | 0 | 0 | 0 | 0 | 0 | 0 | 0 | 0 | 0 | 0 | 0 | 0 | 0 | 0 | 0
| OR | F1 | Residential | LI - Single Family | Existing | Secondary Heating | Natural Gas | Fireplace | Baseline Forecast | Units | 591.8242 | 537.6738 | 488.478 | 443.7835 | 403.1784 | 366.2886 | 332.7741 | 302.3261 | 274.664 | 249.5329 | 226.7013 | 205.9587 | 187.114 | 169.9935 | 154.4395 | 140.3087 | 127.4708 | 115.8075 | 105.2114 | 95.5848 | 86.8391 | 78.8935 | 71.675 | 65.1169 | 59.1588 | 53.746 | 48.8283
| OR | F2 | Residential | LI - Single Family | Existing | Secondary Heating | Natural Gas | Fireplace | Baseline Forecast | Usage (MMtherm) | 0.13575 | 0.12792 | 0.11599 | 0.10538 | 0.095735 | 0.086976 | 0.079018 | 0.071788 | 0.065219 | 0.059252 | 0.053831 | 0.048905 | 0.04443 | 0.040365 | 0.036672 | 0.033317 | 0.030268 | 0.027499 | 0.024983 | 0.022697 | 0.02062 | 0.018733 | 0.017019 | 0.015462 | 0.014047 | 0.012762 | 0.011594
| OR | F3 | Residential | LI - Single Family | Existing | Secondary Heating | Natural Gas | Fireplace | Baseline Forecast | Summer Peak Demand (MW) | 0 | 0 | 0 | 0 | 0 | 0 | 0 | 0 | 0 | 0 | 0 | 0 | 0 | 0 | 0 | 0 | 0 | 0 | 0 | 0 | 0 | 0 | 0 | 0 | 0 | 0 | 0
| OR | F4 | Residential | LI - Single Family | Existing | Secondary Heating | Natural Gas | Fireplace | Baseline Forecast | Winter Peak Demand (MW) | 0 | 0 | 0 | 0 | 0 | 0 | 0 | 0 | 0 | 0 | 0 | 0 | 0 | 0 | 0 | 0 | 0 | 0 | 0 | 0 | 0 | 0 | 0 | 0 | 0 | 0 | 0
| OR | F5 | Residential | LI - Single Family | Existing | Secondary Heating | Natural Gas | Fireplace | Baseline Forecast | Turnover | 0 | 12.2199 | 12.3129 | 12.1865 | 11.8976 | 11.4913 | 11.0034 | 10.4621 | 9.8892 | 9.3019 | 8.713 | 8.1323 | 7.5671 | 7.0224 | 6.5019 | 6.0078 | 5.5413 | 4.8159 | 4.2186 | 3.7228 | 3.3077 | 2.9568 | 2.6575 | 2.3998 | 2.1756 | 1.979 | 1.8051
| OR | F6 | Residential | LI - Single Family | Existing | Secondary Heating | Natural Gas | Fireplace | Baseline Forecast | Avg. Replacement Usage (kWh) | 229.3779 | 237.9132 | 237.4515 | 237.4515 | 237.4515 | 237.4515 | 237.4515 | 237.4515 | 237.4515 | 237.4515 | 237.4515 | 237.4515 | 237.4515 | 237.4515 | 237.4515 | 237.4515 | 237.4515 | 237.4515 | 237.4515 | 237.4515 | 237.4515 | 237.4515 | 237.4515 | 237.4515 | 237.4515 | 237.4515 | 237.4515
| OR | F7 | Residential | LI - Single Family | Existing | Secondary Heating | Natural Gas | Fireplace | Baseline Forecast | Avg. Replacement Summer Demand (kW) | 0 | 0 | 0 | 0 | 0 | 0 | 0 | 0 | 0 | 0 | 0 | 0 | 0 | 0 | 0 | 0 | 0 | 0 | 0 | 0 | 0 | 0 | 0 | 0 | 0 | 0 | 0
| OR | F8 | Residential | LI - Single Family | Existing | Secondary Heating | Natural Gas | Fireplace | Baseline Forecast | Avg. Replacement Winter Demand (kW) | 0 | 0 | 0 | 0 | 0 | 0 | 0 | 0 | 0 | 0 | 0 | 0 | 0 | 0 | 0 | 0 | 0 | 0 | 0 | 0 | 0 | 0 | 0 | 0 | 0 | 0 | 0
| OR | F1 | Residential | LI - Single Family | Existing | Water Heating | Natural Gas | Water Heater (<= 55 Gal) | Baseline Forecast | Units | 8281.0159 | 8309.0159 | 8337.1106 | 8365.3003 | 8393.5853 | 8421.966 | 8450.4426 | 8479.0155 | 8507.685 | 8536.4515 | 8565.3152 | 8594.2765 | 8623.3357 | 8652.4932 | 8681.7493 | 8711.1043 | 8740.5585 | 8770.1124 | 8799.7662 | 8829.5202 | 8859.3749 | 8889.3305 | 8919.3873 | 8949.5459 | 8979.8063 | 9010.1691 | 9040.6346
| OR | F2 | Residential | LI - Single Family | Existing | Water Heating | Natural Gas | Water Heater (<= 55 Gal) | Baseline Forecast | Usage (MMtherm) | 0.96888 | 0.96553 | 0.96144 | 0.95691 | 0.95218 | 0.94749 | 0.943 | 0.93886 | 0.93522 | 0.9322 | 0.92991 | 0.92843 | 0.92762 | 0.92739 | 0.92765 | 0.92832 | 0.92934 | 0.93067 | 0.93227 | 0.93413 | 0.93616 | 0.93836 | 0.94069 | 0.94314 | 0.94571 | 0.94837 | 0.95112
| OR | F3 | Residential | LI - Single Family | Existing | Water Heating | Natural Gas | Water Heater (<= 55 Gal) | Baseline Forecast | Summer Peak Demand (MW) | 0 | 0 | 0 | 0 | 0 | 0 | 0 | 0 | 0 | 0 | 0 | 0 | 0 | 0 | 0 | 0 | 0 | 0 | 0 | 0 | 0 | 0 | 0 | 0 | 0 | 0 | 0
| OR | F4 | Residential | LI - Single Family | Existing | Water Heating | Natural Gas | Water Heater (<= 55 Gal) | Baseline Forecast | Winter Peak Demand (MW) | 0 | 0 | 0 | 0 | 0 | 0 | 0 | 0 | 0 | 0 | 0 | 0 | 0 | 0 | 0 | 0 | 0 | 0 | 0 | 0 | 0 | 0 | 0 | 0 | 0 | 0 | 0
| OR | F5 | Residential | LI - Single Family | Existing | Water Heating | Natural Gas | Water Heater (<= 55 Gal) | Baseline Forecast | Turnover | 0 | 301.0006 | 353.0953 | 397.7618 | 436.0613 | 468.9034 | 497.0677 | 521.2226 | 541.9408 | 559.7135 | 574.9613 | 588.0452 | 551.274 | 527.2124 | 512.9834 | 506.2729 | 505.2272 | 508.3689 | 514.527 | 610.4785 | 622.7557 | 633.3077 | 642.3811 | 643.3301 | 639.358 | 632.7675 | 625.1734
| OR | F6 | Residential | LI - Single Family | Existing | Water Heating | Natural Gas | Water Heater (<= 55 Gal) | Baseline Forecast | Avg. Replacement Usage (kWh) | 104.4448 | 104.4905 | 104.6452 | 104.7774 | 104.8509 | 104.9187 | 104.908 | 104.908 | 104.908 | 104.908 | 104.908 | 104.908 | 104.908 | 104.908 | 104.908 | 104.908 | 104.908 | 104.908 | 104.908 | 104.908 | 104.908 | 104.908 | 104.908 | 104.908 | 104.908 | 104.908 | 104.908
| OR | F7 | Residential | LI - Single Family | Existing | Water Heating | Natural Gas | Water Heater (<= 55 Gal) | Baseline Forecast | Avg. Replacement Summer Demand (kW) | 0 | 0 | 0 | 0 | 0 | 0 | 0 | 0 | 0 | 0 | 0 | 0 | 0 | 0 | 0 | 0 | 0 | 0 | 0 | 0 | 0 | 0 | 0 | 0 | 0 | 0 | 0
| OR | F8 | Residential | LI - Single Family | Existing | Water Heating | Natural Gas | Water Heater (<= 55 Gal) | Baseline Forecast | Avg. Replacement Winter Demand (kW) | 0 | 0 | 0 | 0 | 0 | 0 | 0 | 0 | 0 | 0 | 0 | 0 | 0 | 0 | 0 | 0 | 0 | 0 | 0 | 0 | 0 | 0 | 0 | 0 | 0 | 0 | 0
| OR | F1 | Residential | LI - Single Family | Existing | Water Heating | Natural Gas | Water Heater (> 55 Gal) | Baseline Forecast | Units | 1302.9467 | 1307.3522 | 1311.7727 | 1316.2081 | 1320.6585 | 1325.124 | 1329.6045 | 1334.1002 | 1338.6111 | 1343.1373 | 1347.6787 | 1352.2355 | 1356.8078 | 1361.3954 | 1365.9986 | 1370.6174 | 1375.2518 | 1379.9018 | 1384.5676 | 1389.2491 | 1393.9465 | 1398.6597 | 1403.3889 | 1408.1341 | 1412.8954 | 1417.6727 | 1422.4662
| OR | F2 | Residential | LI - Single Family | Existing | Water Heating | Natural Gas | Water Heater (> 55 Gal) | Baseline Forecast | Usage (MMtherm) | 0.15244 | 0.15016 | 0.14754 | 0.14471 | 0.14178 | 0.13884 | 0.13597 | 0.13325 | 0.13073 | 0.12847 | 0.12651 | 0.12488 | 0.12355 | 0.12246 | 0.12158 | 0.12089 | 0.12035 | 0.11994 | 0.11965 | 0.11946 | 0.11935 | 0.11931 | 0.11934 | 0.11942 | 0.11955 | 0.11972 | 0.11992
| OR | F3 | Residential | LI - Single Family | Existing | Water Heating | Natural Gas | Water Heater (> 55 Gal) | Baseline Forecast | Summer Peak Demand (MW) | 0 | 0 | 0 | 0 | 0 | 0 | 0 | 0 | 0 | 0 | 0 | 0 | 0 | 0 | 0 | 0 | 0 | 0 | 0 | 0 | 0 | 0 | 0 | 0 | 0 | 0 | 0
| OR | F4 | Residential | LI - Single Family | Existing | Water Heating | Natural Gas | Water Heater (> 55 Gal) | Baseline Forecast | Winter Peak Demand (MW) | 0 | 0 | 0 | 0 | 0 | 0 | 0 | 0 | 0 | 0 | 0 | 0 | 0 | 0 | 0 | 0 | 0 | 0 | 0 | 0 | 0 | 0 | 0 | 0 | 0 | 0 | 0
| OR | F5 | Residential | LI - Single Family | Existing | Water Heating | Natural Gas | Water Heater (> 55 Gal) | Baseline Forecast | Turnover | 0 | 47.3599 | 55.5565 | 62.5844 | 68.6105 | 73.7779 | 78.2093 | 82.0099 | 85.2697 | 88.0661 | 90.4652 | 92.5239 | 86.7382 | 82.9523 | 80.7135 | 79.6577 | 79.4932 | 79.9875 | 80.9564 | 96.0535 | 97.9853 | 99.6455 | 101.0732 | 101.2225 | 100.5975 | 99.5605 | 98.3657
| OR | F6 | Residential | LI - Single Family | Existing | Water Heating | Natural Gas | Water Heater (> 55 Gal) | Baseline Forecast | Avg. Replacement Usage (kWh) | 83.3676 | 83.3771 | 83.4094 | 83.437 | 83.4523 | 83.4665 | 83.4643 | 83.4643 | 83.4643 | 83.4643 | 83.4643 | 83.4643 | 83.4643 | 83.4643 | 83.4643 | 83.4643 | 83.4643 | 83.4643 | 83.4643 | 83.4643 | 83.4643 | 83.4643 | 83.4643 | 83.4643 | 83.4643 | 83.4643 | 83.4643
| OR | F7 | Residential | LI - Single Family | Existing | Water Heating | Natural Gas | Water Heater (> 55 Gal) | Baseline Forecast | Avg. Replacement Summer Demand (kW) | 0 | 0 | 0 | 0 | 0 | 0 | 0 | 0 | 0 | 0 | 0 | 0 | 0 | 0 | 0 | 0 | 0 | 0 | 0 | 0 | 0 | 0 | 0 | 0 | 0 | 0 | 0
| OR | F8 | Residential | LI - Single Family | Existing | Water Heating | Natural Gas | Water Heater (> 55 Gal) | Baseline Forecast | Avg. Replacement Winter Demand (kW) | 0 | 0 | 0 | 0 | 0 | 0 | 0 | 0 | 0 | 0 | 0 | 0 | 0 | 0 | 0 | 0 | 0 | 0 | 0 | 0 | 0 | 0 | 0 | 0 | 0 | 0 | 0
| OR | F1 | Residential | LI - Single Family | Existing | Appliances | Natural Gas | Clothes Dryer | Baseline Forecast | Units | 4092.5977 | 4120.6354 | 4148.8652 | 4177.2883 | 4205.9062 | 4234.7201 | 4263.7314 | 4292.9415 | 4322.3517 | 4351.9634 | 4381.7779 | 4411.7967 | 4442.0211 | 4472.4527 | 4503.0926 | 4533.9425 | 4565.0038 | 4596.2778 | 4627.7661 | 4659.4701 | 4691.3913 | 4723.5312 | 4755.8913 | 4788.4731 | 4821.2781 | 4854.3078 | 4887.5638
| OR | F2 | Residential | LI - Single Family | Existing | Appliances | Natural Gas | Clothes Dryer | Baseline Forecast | Usage (MMtherm) | 0.093369 | 0.095952 | 0.098758 | 0.1017 | 0.10469 | 0.10768 | 0.1106 | 0.11341 | 0.11607 | 0.11853 | 0.12077 | 0.12282 | 0.12471 | 0.12647 | 0.1281 | 0.12964 | 0.1311 | 0.13248 | 0.13381 | 0.13508 | 0.13631 | 0.13751 | 0.13867 | 0.13982 | 0.14094 | 0.14205 | 0.14314
| OR | F3 | Residential | LI - Single Family | Existing | Appliances | Natural Gas | Clothes Dryer | Baseline Forecast | Summer Peak Demand (MW) | 0 | 0 | 0 | 0 | 0 | 0 | 0 | 0 | 0 | 0 | 0 | 0 | 0 | 0 | 0 | 0 | 0 | 0 | 0 | 0 | 0 | 0 | 0 | 0 | 0 | 0 | 0
| OR | F4 | Residential | LI - Single Family | Existing | Appliances | Natural Gas | Clothes Dryer | Baseline Forecast | Winter Peak Demand (MW) | 0 | 0 | 0 | 0 | 0 | 0 | 0 | 0 | 0 | 0 | 0 | 0 | 0 | 0 | 0 | 0 | 0 | 0 | 0 | 0 | 0 | 0 | 0 | 0 | 0 | 0 | 0
| OR | F5 | Residential | LI - Single Family | Existing | Appliances | Natural Gas | Clothes Dryer | Baseline Forecast | Turnover | 0 | 174.2019 | 202.2348 | 226.2917 | 246.9409 | 264.6693 | 279.8945 | 292.9742 | 304.2151 | 313.8802 | 322.1947 | 305.5163 | 295.2558 | 289.9287 | 288.3434 | 289.5484 | 292.7878 | 297.4645 | 353.8658 | 361.0352 | 367.2421 | 369.2193 | 368.63 | 366.6674 | 364.1669 | 361.6934 | 359.6106
| OR | F6 | Residential | LI - Single Family | Existing | Appliances | Natural Gas | Clothes Dryer | Baseline Forecast | Avg. Replacement Usage (kWh) | 29.4288 | 29.4288 | 29.4288 | 29.4288 | 29.4288 | 29.4288 | 29.4288 | 29.4288 | 29.4288 | 29.4288 | 29.4288 | 29.4288 | 29.4288 | 29.4288 | 29.4288 | 29.4288 | 29.4288 | 29.4288 | 29.4288 | 29.4288 | 29.4288 | 29.4288 | 29.4288 | 29.4288 | 29.4288 | 29.4288 | 29.4288
| OR | F7 | Residential | LI - Single Family | Existing | Appliances | Natural Gas | Clothes Dryer | Baseline Forecast | Avg. Replacement Summer Demand (kW) | 0 | 0 | 0 | 0 | 0 | 0 | 0 | 0 | 0 | 0 | 0 | 0 | 0 | 0 | 0 | 0 | 0 | 0 | 0 | 0 | 0 | 0 | 0 | 0 | 0 | 0 | 0
| OR | F8 | Residential | LI - Single Family | Existing | Appliances | Natural Gas | Clothes Dryer | Baseline Forecast | Avg. Replacement Winter Demand (kW) | 0 | 0 | 0 | 0 | 0 | 0 | 0 | 0 | 0 | 0 | 0 | 0 | 0 | 0 | 0 | 0 | 0 | 0 | 0 | 0 | 0 | 0 | 0 | 0 | 0 | 0 | 0
| OR | F1 | Residential | LI - Single Family | Existing | Appliances | Natural Gas | Stove/Oven | Baseline Forecast | Units | 7626.1907 | 7627.5972 | 7629.004 | 7630.411 | 7631.8183 | 7633.2258 | 7634.6336 | 7636.0417 | 7637.45 | 7638.8586 | 7640.2674 | 7641.6766 | 7643.0859 | 7644.4955 | 7645.9054 | 7647.3156 | 7648.726 | 7650.1366 | 7651.5475 | 7652.9587 | 7654.3702 | 7655.7819 | 7657.1938 | 7658.6061 | 7660.0185 | 7661.4313 | 7662.8443
| OR | F2 | Residential | LI - Single Family | Existing | Appliances | Natural Gas | Stove/Oven | Baseline Forecast | Usage (MMtherm) | 0.23725 | 0.23522 | 0.23294 | 0.23052 | 0.22804 | 0.22558 | 0.2232 | 0.22097 | 0.21893 | 0.21712 | 0.21558 | 0.21426 | 0.21314 | 0.21219 | 0.21138 | 0.21069 | 0.2101 | 0.2096 | 0.20919 | 0.20883 | 0.20853 | 0.20828 | 0.20807 | 0.2079 | 0.20775 | 0.20763 | 0.20754
| OR | F3 | Residential | LI - Single Family | Existing | Appliances | Natural Gas | Stove/Oven | Baseline Forecast | Summer Peak Demand (MW) | 0 | 0 | 0 | 0 | 0 | 0 | 0 | 0 | 0 | 0 | 0 | 0 | 0 | 0 | 0 | 0 | 0 | 0 | 0 | 0 | 0 | 0 | 0 | 0 | 0 | 0 | 0
| OR | F4 | Residential | LI - Single Family | Existing | Appliances | Natural Gas | Stove/Oven | Baseline Forecast | Winter Peak Demand (MW) | 0 | 0 | 0 | 0 | 0 | 0 | 0 | 0 | 0 | 0 | 0 | 0 | 0 | 0 | 0 | 0 | 0 | 0 | 0 | 0 | 0 | 0 | 0 | 0 | 0 | 0 | 0
| OR | F5 | Residential | LI - Single Family | Existing | Appliances | Natural Gas | Stove/Oven | Baseline Forecast | Turnover | 0 | 273.7705 | 325.6496 | 370.1174 | 408.2327 | 440.9031 | 468.9062 | 492.909 | 513.4828 | 531.1176 | 546.2331 | 507.5114 | 481.7327 | 465.9892 | 457.9399 | 455.7078 | 457.795 | 463.013 | 550.1898 | 562.7823 | 573.576 | 575.4453 | 571.7784 | 565.0266 | 556.9239 | 548.6608 | 541.0201
| OR | F6 | Residential | LI - Single Family | Existing | Appliances | Natural Gas | Stove/Oven | Baseline Forecast | Avg. Replacement Usage (kWh) | 26.9288 | 26.9353 | 26.9577 | 26.9728 | 26.9762 | 26.9792 | 26.9787 | 26.9787 | 26.9787 | 26.9787 | 26.9787 | 26.9787 | 26.9787 | 26.9787 | 26.9787 | 26.9787 | 26.9787 | 26.9787 | 26.9787 | 26.9787 | 26.9787 | 26.9787 | 26.9787 | 26.9787 | 26.9787 | 26.9787 | 26.9787
| OR | F7 | Residential | LI - Single Family | Existing | Appliances | Natural Gas | Stove/Oven | Baseline Forecast | Avg. Replacement Summer Demand (kW) | 0 | 0 | 0 | 0 | 0 | 0 | 0 | 0 | 0 | 0 | 0 | 0 | 0 | 0 | 0 | 0 | 0 | 0 | 0 | 0 | 0 | 0 | 0 | 0 | 0 | 0 | 0
| OR | F8 | Residential | LI - Single Family | Existing | Appliances | Natural Gas | Stove/Oven | Baseline Forecast | Avg. Replacement Winter Demand (kW) | 0 | 0 | 0 | 0 | 0 | 0 | 0 | 0 | 0 | 0 | 0 | 0 | 0 | 0 | 0 | 0 | 0 | 0 | 0 | 0 | 0 | 0 | 0 | 0 | 0 | 0 | 0
| OR | F1 | Residential | LI - Single Family | Existing | Miscellaneous | Natural Gas | Pool Heater | Baseline Forecast | Units | 140.9241 | 140.6987 | 140.4735 | 140.2488 | 140.0244 | 139.8003 | 139.5767 | 139.3533 | 139.1304 | 138.9078 | 138.6855 | 138.4636 | 138.2421 | 138.0209 | 137.8 | 137.5796 | 137.3594 | 137.1397 | 136.9202 | 136.7012 | 136.4824 | 136.2641 | 136.0461 | 135.8284 | 135.6111 | 135.3941 | 135.1774
| OR | F2 | Residential | LI - Single Family | Existing | Miscellaneous | Natural Gas | Pool Heater | Baseline Forecast | Usage (MMtherm) | 0.014906 | 0.014882 | 0.014858 | 0.014835 | 0.014811 | 0.014787 | 0.014764 | 0.01474 | 0.014716 | 0.014693 | 0.014669 | 0.014646 | 0.014622 | 0.014599 | 0.014576 | 0.014552 | 0.014529 | 0.014506 | 0.014483 | 0.014459 | 0.014436 | 0.014413 | 0.01439 | 0.014367 | 0.014344 | 0.014321 | 0.014298
| OR | F3 | Residential | LI - Single Family | Existing | Miscellaneous | Natural Gas | Pool Heater | Baseline Forecast | Summer Peak Demand (MW) | 0 | 0 | 0 | 0 | 0 | 0 | 0 | 0 | 0 | 0 | 0 | 0 | 0 | 0 | 0 | 0 | 0 | 0 | 0 | 0 | 0 | 0 | 0 | 0 | 0 | 0 | 0
| OR | F4 | Residential | LI - Single Family | Existing | Miscellaneous | Natural Gas | Pool Heater | Baseline Forecast | Winter Peak Demand (MW) | 0 | 0 | 0 | 0 | 0 | 0 | 0 | 0 | 0 | 0 | 0 | 0 | 0 | 0 | 0 | 0 | 0 | 0 | 0 | 0 | 0 | 0 | 0 | 0 | 0 | 0 | 0
| OR | F5 | Residential | LI - Single Family | Existing | Miscellaneous | Natural Gas | Pool Heater | Baseline Forecast | Turnover | 0 | 5.6279 | 7.3046 | 8.6393 | 9.7009 | 10.5443 | 11.2135 | 11.7435 | 12.1624 | 12.4925 | 11.0875 | 10.2958 | 9.9266 | 9.841 | 9.9389 | 11.5916 | 12.0057 | 12.3319 | 12.5882 | 12.4604 | 12.1579 | 11.8081 | 11.4836 | 11.2211 | 10.8927 | 10.8686 | 11.0216
| OR | F6 | Residential | LI - Single Family | Existing | Miscellaneous | Natural Gas | Pool Heater | Baseline Forecast | Avg. Replacement Usage (kWh) | 105.774 | 105.774 | 105.774 | 105.774 | 105.774 | 105.774 | 105.774 | 105.774 | 105.774 | 105.774 | 105.774 | 105.774 | 105.774 | 105.774 | 105.774 | 105.774 | 105.774 | 105.774 | 105.774 | 105.774 | 105.774 | 105.774 | 105.774 | 105.774 | 105.774 | 105.774 | 105.774
| OR | F7 | Residential | LI - Single Family | Existing | Miscellaneous | Natural Gas | Pool Heater | Baseline Forecast | Avg. Replacement Summer Demand (kW) | 0 | 0 | 0 | 0 | 0 | 0 | 0 | 0 | 0 | 0 | 0 | 0 | 0 | 0 | 0 | 0 | 0 | 0 | 0 | 0 | 0 | 0 | 0 | 0 | 0 | 0 | 0
| OR | F8 | Residential | LI - Single Family | Existing | Miscellaneous | Natural Gas | Pool Heater | Baseline Forecast | Avg. Replacement Winter Demand (kW) | 0 | 0 | 0 | 0 | 0 | 0 | 0 | 0 | 0 | 0 | 0 | 0 | 0 | 0 | 0 | 0 | 0 | 0 | 0 | 0 | 0 | 0 | 0 | 0 | 0 | 0 | 0
| OR | F1 | Residential | LI - Single Family | Existing | Miscellaneous | Natural Gas | Miscellaneous | Baseline Forecast | Units | 12288.5841 | 12268.9224 | 12249.2921 | 12229.6933 | 12210.1257 | 12190.5895 | 12171.0846 | 12151.6109 | 12132.1683 | 12112.7568 | 12093.3764 | 12074.027 | 12054.7086 | 12035.421 | 12016.1644 | 11996.9385 | 11977.7434 | 11958.579 | 11939.4453 | 11920.3422 | 11901.2696 | 11882.2276 | 11863.216 | 11844.2349 | 11825.2841 | 11806.3636 | 11787.4735
| OR | F2 | Residential | LI - Single Family | Existing | Miscellaneous | Natural Gas | Miscellaneous | Baseline Forecast | Usage (MMtherm) | 0.013528 | 0.013507 | 0.013485 | 0.013463 | 0.013442 | 0.01342 | 0.013399 | 0.013377 | 0.013356 | 0.013335 | 0.013313 | 0.013292 | 0.013271 | 0.01325 | 0.013228 | 0.013207 | 0.013186 | 0.013165 | 0.013144 | 0.013123 | 0.013102 | 0.013081 | 0.01306 | 0.013039 | 0.013018 | 0.012997 | 0.012977
| OR | F3 | Residential | LI - Single Family | Existing | Miscellaneous | Natural Gas | Miscellaneous | Baseline Forecast | Summer Peak Demand (MW) | 0 | 0 | 0 | 0 | 0 | 0 | 0 | 0 | 0 | 0 | 0 | 0 | 0 | 0 | 0 | 0 | 0 | 0 | 0 | 0 | 0 | 0 | 0 | 0 | 0 | 0 | 0
| OR | F4 | Residential | LI - Single Family | Existing | Miscellaneous | Natural Gas | Miscellaneous | Baseline Forecast | Winter Peak Demand (MW) | 0 | 0 | 0 | 0 | 0 | 0 | 0 | 0 | 0 | 0 | 0 | 0 | 0 | 0 | 0 | 0 | 0 | 0 | 0 | 0 | 0 | 0 | 0 | 0 | 0 | 0 | 0
| OR | F5 | Residential | LI - Single Family | Existing | Miscellaneous | Natural Gas | Miscellaneous | Baseline Forecast | Turnover | 0 | 681.6068 | 839.3033 | 970.0713 | 1078.4355 | 1168.1603 | 1242.3779 | 1146.1734 | 1092.1626 | 1068.8119 | 1067.2722 | 1080.8022 | 1104.3106 | 1294.5923 | 1300.8586 | 1294.9144 | 1283.6385 | 1271.4349 | 1260.956 | 1237.024 | 1229.6562 | 1230.9151 | 1236.0621 | 1242.455 | 1248.7817 | 1295.7629 | 1283.3404
| OR | F6 | Residential | LI - Single Family | Existing | Miscellaneous | Natural Gas | Miscellaneous | Baseline Forecast | Avg. Replacement Usage (kWh) | 1.1009 | 1.1009 | 1.1009 | 1.1009 | 1.1009 | 1.1009 | 1.1009 | 1.1009 | 1.1009 | 1.1009 | 1.1009 | 1.1009 | 1.1009 | 1.1009 | 1.1009 | 1.1009 | 1.1009 | 1.1009 | 1.1009 | 1.1009 | 1.1009 | 1.1009 | 1.1009 | 1.1009 | 1.1009 | 1.1009 | 1.1009
| OR | F7 | Residential | LI - Single Family | Existing | Miscellaneous | Natural Gas | Miscellaneous | Baseline Forecast | Avg. Replacement Summer Demand (kW) | 0 | 0 | 0 | 0 | 0 | 0 | 0 | 0 | 0 | 0 | 0 | 0 | 0 | 0 | 0 | 0 | 0 | 0 | 0 | 0 | 0 | 0 | 0 | 0 | 0 | 0 | 0
| OR | F8 | Residential | LI - Single Family | Existing | Miscellaneous | Natural Gas | Miscellaneous | Baseline Forecast | Avg. Replacement Winter Demand (kW) | 0 | 0 | 0 | 0 | 0 | 0 | 0 | 0 | 0 | 0 | 0 | 0 | 0 | 0 | 0 | 0 | 0 | 0 | 0 | 0 | 0 | 0 | 0 | 0 | 0 | 0 | 0
| OR | F1 | Residential | LI - Single Family | New | Space Heating | Natural Gas | Furnace | Baseline Forecast | Units | 0 | 157.8474 | 279.9815 | 415.6386 | 558.6244 | 701.9105 | 845.8184 | 993.0031 | 1143.5269 | 1297.4532 | 1454.8465 | 1615.7724 | 1780.2978 | 1948.4909 | 2120.4208 | 2296.1582 | 2475.7749 | 2659.3441 | 2846.9403 | 3038.6392 | 3234.5181 | 3434.6556 | 3639.1316 | 3848.0276 | 4061.4266 | 4265.1232 | 4455.6251
| OR | F2 | Residential | LI - Single Family | New | Space Heating | Natural Gas | Furnace | Baseline Forecast | Usage (MMtherm) | 0 | 0.030121 | 0.054333 | 0.10944 | 0.16752 | 0.22572 | 0.28417 | 0.34395 | 0.40509 | 0.46761 | 0.53154 | 0.5969 | 0.66535 | 0.73642 | 0.80887 | 0.88275 | 0.95808 | 1.0349 | 1.1133 | 1.1932 | 1.2747 | 1.3578 | 1.4427 | 1.5292 | 1.6175 | 1.7017 | 1.7806
| OR | F3 | Residential | LI - Single Family | New | Space Heating | Natural Gas | Furnace | Baseline Forecast | Summer Peak Demand (MW) | 0 | 0 | 0 | 0 | 0 | 0 | 0 | 0 | 0 | 0 | 0 | 0 | 0 | 0 | 0 | 0 | 0 | 0 | 0 | 0 | 0 | 0 | 0 | 0 | 0 | 0 | 0
| OR | F4 | Residential | LI - Single Family | New | Space Heating | Natural Gas | Furnace | Baseline Forecast | Winter Peak Demand (MW) | 0 | 0 | 0 | 0 | 0 | 0 | 0 | 0 | 0 | 0 | 0 | 0 | 0 | 0 | 0 | 0 | 0 | 0 | 0 | 0 | 0 | 0 | 0 | 0 | 0 | 0 | 0
| OR | F5 | Residential | LI - Single Family | New | Space Heating | Natural Gas | Furnace | Baseline Forecast | Turnover | 0 | 157.8474 | 122.1341 | 135.6571 | 142.9858 | 143.2862 | 143.9078 | 147.1847 | 150.5238 | 153.9263 | 157.3933 | 160.9259 | 172.042 | 181.1675 | 190.7465 | 200.4668 | 209.9917 | 219.3505 | 228.6823 | 237.9964 | 247.3016 | 256.6064 | 265.9191 | 275.6057 | 285.559 | 281.5036 | 274.1499
| OR | F6 | Residential | LI - Single Family | New | Space Heating | Natural Gas | Furnace | Baseline Forecast | Avg. Replacement Usage (kWh) | 177.8316 | 190.8262 | 199.1954 | 406.1952 | 406.1902 | 406.1834 | 406.173 | 406.173 | 406.173 | 406.173 | 406.173 | 406.173 | 406.173 | 406.173 | 406.173 | 406.173 | 406.173 | 406.173 | 406.173 | 406.173 | 406.173 | 406.173 | 406.173 | 406.173 | 406.173 | 406.173 | 406.173
| OR | F7 | Residential | LI - Single Family | New | Space Heating | Natural Gas | Furnace | Baseline Forecast | Avg. Replacement Summer Demand (kW) | 0 | 0 | 0 | 0 | 0 | 0 | 0 | 0 | 0 | 0 | 0 | 0 | 0 | 0 | 0 | 0 | 0 | 0 | 0 | 0 | 0 | 0 | 0 | 0 | 0 | 0 | 0
| OR | F8 | Residential | LI - Single Family | New | Space Heating | Natural Gas | Furnace | Baseline Forecast | Avg. Replacement Winter Demand (kW) | 0 | 0 | 0 | 0 | 0 | 0 | 0 | 0 | 0 | 0 | 0 | 0 | 0 | 0 | 0 | 0 | 0 | 0 | 0 | 0 | 0 | 0 | 0 | 0 | 0 | 0 | 0
| OR | F1 | Residential | LI - Single Family | New | Space Heating | Natural Gas | Boiler | Baseline Forecast | Units | 0 | 6.538 | 11.4229 | 16.7031 | 22.1125 | 27.3676 | 32.484 | 37.5646 | 42.61 | 47.6204 | 52.5963 | 57.538 | 62.4459 | 67.3203 | 72.1616 | 76.9702 | 81.7464 | 86.4905 | 91.2029 | 95.884 | 100.534 | 105.1534 | 109.7424 | 114.3013 | 118.8306 | 123.3304 | 127.8013
| OR | F2 | Residential | LI - Single Family | New | Space Heating | Natural Gas | Boiler | Baseline Forecast | Usage (MMtherm) | 0 | 0.0029375 | 0.0051068 | 0.0074638 | 0.009878 | 0.012223 | 0.014505 | 0.016771 | 0.019021 | 0.021255 | 0.023475 | 0.025679 | 0.027867 | 0.030041 | 0.032199 | 0.034343 | 0.036473 | 0.038588 | 0.040689 | 0.042776 | 0.044849 | 0.046909 | 0.048955 | 0.050988 | 0.053008 | 0.055014 | 0.057008
| OR | F3 | Residential | LI - Single Family | New | Space Heating | Natural Gas | Boiler | Baseline Forecast | Summer Peak Demand (MW) | 0 | 0 | 0 | 0 | 0 | 0 | 0 | 0 | 0 | 0 | 0 | 0 | 0 | 0 | 0 | 0 | 0 | 0 | 0 | 0 | 0 | 0 | 0 | 0 | 0 | 0 | 0
| OR | F4 | Residential | LI - Single Family | New | Space Heating | Natural Gas | Boiler | Baseline Forecast | Winter Peak Demand (MW) | 0 | 0 | 0 | 0 | 0 | 0 | 0 | 0 | 0 | 0 | 0 | 0 | 0 | 0 | 0 | 0 | 0 | 0 | 0 | 0 | 0 | 0 | 0 | 0 | 0 | 0 | 0
| OR | F5 | Residential | LI - Single Family | New | Space Heating | Natural Gas | Boiler | Baseline Forecast | Turnover | 0 | 6.538 | 4.8848 | 5.2803 | 5.4094 | 5.2551 | 5.1163 | 5.0807 | 5.0454 | 5.0104 | 4.9759 | 4.9417 | 5.2192 | 5.4035 | 5.5967 | 5.7856 | 5.9569 | 6.1122 | 6.2573 | 6.3927 | 6.5187 | 6.636 | 6.7449 | 6.8608 | 6.9788 | 7.0992 | 7.2219
| OR | F6 | Residential | LI - Single Family | New | Space Heating | Natural Gas | Boiler | Baseline Forecast | Avg. Replacement Usage (kWh) | 417.5428 | 449.2971 | 446.4172 | 446.3813 | 446.2997 | 446.165 | 446.0003 | 446.0003 | 446.0003 | 446.0003 | 446.0003 | 446.0003 | 446.0003 | 446.0003 | 446.0003 | 446.0003 | 446.0003 | 446.0003 | 446.0003 | 446.0003 | 446.0003 | 446.0003 | 446.0003 | 446.0003 | 446.0003 | 446.0003 | 446.0003
| OR | F7 | Residential | LI - Single Family | New | Space Heating | Natural Gas | Boiler | Baseline Forecast | Avg. Replacement Summer Demand (kW) | 0 | 0 | 0 | 0 | 0 | 0 | 0 | 0 | 0 | 0 | 0 | 0 | 0 | 0 | 0 | 0 | 0 | 0 | 0 | 0 | 0 | 0 | 0 | 0 | 0 | 0 | 0
| OR | F8 | Residential | LI - Single Family | New | Space Heating | Natural Gas | Boiler | Baseline Forecast | Avg. Replacement Winter Demand (kW) | 0 | 0 | 0 | 0 | 0 | 0 | 0 | 0 | 0 | 0 | 0 | 0 | 0 | 0 | 0 | 0 | 0 | 0 | 0 | 0 | 0 | 0 | 0 | 0 | 0 | 0 | 0
| OR | F1 | Residential | LI - Single Family | New | Secondary Heating | Natural Gas | Fireplace | Baseline Forecast | Units | 0 | 8.1607 | 13.0794 | 17.5447 | 21.3069 | 24.1909 | 26.3402 | 27.9423 | 29.0756 | 29.8088 | 30.2023 | 30.3091 | 30.1756 | 29.8423 | 29.3444 | 28.7128 | 27.9741 | 27.1512 | 26.2641 | 25.3299 | 24.3632 | 23.3765 | 22.3802 | 21.3833 | 20.3932 | 19.4161 | 18.4569
| OR | F2 | Residential | LI - Single Family | New | Secondary Heating | Natural Gas | Fireplace | Baseline Forecast | Usage (MMtherm) | 0 | 0.0019415 | 0.0031057 | 0.004166 | 0.0050594 | 0.0057442 | 0.0062545 | 0.0066349 | 0.006904 | 0.0070781 | 0.0071716 | 0.0071969 | 0.0071652 | 0.0070861 | 0.0069679 | 0.0068179 | 0.0066425 | 0.0064471 | 0.0062365 | 0.0060146 | 0.0057851 | 0.0055508 | 0.0053142 | 0.0050775 | 0.0048424 | 0.0046104 | 0.0043826
| OR | F3 | Residential | LI - Single Family | New | Secondary Heating | Natural Gas | Fireplace | Baseline Forecast | Summer Peak Demand (MW) | 0 | 0 | 0 | 0 | 0 | 0 | 0 | 0 | 0 | 0 | 0 | 0 | 0 | 0 | 0 | 0 | 0 | 0 | 0 | 0 | 0 | 0 | 0 | 0 | 0 | 0 | 0
| OR | F4 | Residential | LI - Single Family | New | Secondary Heating | Natural Gas | Fireplace | Baseline Forecast | Winter Peak Demand (MW) | 0 | 0 | 0 | 0 | 0 | 0 | 0 | 0 | 0 | 0 | 0 | 0 | 0 | 0 | 0 | 0 | 0 | 0 | 0 | 0 | 0 | 0 | 0 | 0 | 0 | 0 | 0
| OR | F5 | Residential | LI - Single Family | New | Secondary Heating | Natural Gas | Fireplace | Baseline Forecast | Turnover | 0 | 8.1607 | 4.9188 | 4.4653 | 3.7622 | 2.884 | 2.1492 | 1.6021 | 1.1333 | 0.73319 | 0.39352 | 0.10682 | 0 | 0 | 0 | 0 | 0 | 0.66459 | 0.97191 | 1.1914 | 1.3167 | 1.3507 | 1.3198 | 1.2492 | 1.1523 | 1.0401 | 0.92061
| OR | F6 | Residential | LI - Single Family | New | Secondary Heating | Natural Gas | Fireplace | Baseline Forecast | Avg. Replacement Usage (kWh) | 229.3779 | 237.9132 | 237.4515 | 237.4515 | 237.4515 | 237.4515 | 237.4515 | 237.4515 | 237.4515 | 237.4515 | 237.4515 | 237.4515 | 237.4515 | 237.4515 | 237.4515 | 237.4515 | 237.4515 | 237.4515 | 237.4515 | 237.4515 | 237.4515 | 237.4515 | 237.4515 | 237.4515 | 237.4515 | 237.4515 | 237.4515
| OR | F7 | Residential | LI - Single Family | New | Secondary Heating | Natural Gas | Fireplace | Baseline Forecast | Avg. Replacement Summer Demand (kW) | 0 | 0 | 0 | 0 | 0 | 0 | 0 | 0 | 0 | 0 | 0 | 0 | 0 | 0 | 0 | 0 | 0 | 0 | 0 | 0 | 0 | 0 | 0 | 0 | 0 | 0 | 0
| OR | F8 | Residential | LI - Single Family | New | Secondary Heating | Natural Gas | Fireplace | Baseline Forecast | Avg. Replacement Winter Demand (kW) | 0 | 0 | 0 | 0 | 0 | 0 | 0 | 0 | 0 | 0 | 0 | 0 | 0 | 0 | 0 | 0 | 0 | 0 | 0 | 0 | 0 | 0 | 0 | 0 | 0 | 0 | 0
| OR | F1 | Residential | LI - Single Family | New | Water Heating | Natural Gas | Water Heater (<= 55 Gal) | Baseline Forecast | Units | 0 | 126.1124 | 223.2338 | 330.717 | 443.5787 | 556.2151 | 668.8801 | 783.6676 | 900.6123 | 1019.7491 | 1141.1138 | 1264.7425 | 1390.6722 | 1518.94 | 1649.5841 | 1782.643 | 1918.1559 | 2056.1625 | 2196.7033 | 2339.8195 | 2485.5526 | 2633.9451 | 2785.04 | 2938.8812 | 3095.5129 | 3254.9803 | 3417.3293
| OR | F2 | Residential | LI - Single Family | New | Water Heating | Natural Gas | Water Heater (<= 55 Gal) | Baseline Forecast | Usage (MMtherm) | 0 | 0.013179 | 0.023343 | 0.034606 | 0.04644 | 0.058258 | 0.070078 | 0.082121 | 0.09439 | 0.10689 | 0.11962 | 0.13259 | 0.14581 | 0.15928 | 0.17299 | 0.18696 | 0.20119 | 0.21567 | 0.23043 | 0.24546 | 0.26076 | 0.27633 | 0.29219 | 0.30833 | 0.32476 | 0.34149 | 0.35852
| OR | F3 | Residential | LI - Single Family | New | Water Heating | Natural Gas | Water Heater (<= 55 Gal) | Baseline Forecast | Summer Peak Demand (MW) | 0 | 0 | 0 | 0 | 0 | 0 | 0 | 0 | 0 | 0 | 0 | 0 | 0 | 0 | 0 | 0 | 0 | 0 | 0 | 0 | 0 | 0 | 0 | 0 | 0 | 0 | 0
| OR | F4 | Residential | LI - Single Family | New | Water Heating | Natural Gas | Water Heater (<= 55 Gal) | Baseline Forecast | Winter Peak Demand (MW) | 0 | 0 | 0 | 0 | 0 | 0 | 0 | 0 | 0 | 0 | 0 | 0 | 0 | 0 | 0 | 0 | 0 | 0 | 0 | 0 | 0 | 0 | 0 | 0 | 0 | 0 | 0
| OR | F5 | Residential | LI - Single Family | New | Water Heating | Natural Gas | Water Heater (<= 55 Gal) | Baseline Forecast | Turnover | 0 | 126.1124 | 97.1214 | 107.4832 | 112.8617 | 112.6364 | 112.665 | 114.7876 | 116.9446 | 119.1368 | 121.3647 | 123.6288 | 143.9457 | 157.5847 | 171.1275 | 183.8821 | 195.1665 | 205.2333 | 214.562 | 260.0129 | 254.5032 | 261.9808 | 267.6847 | 274.2732 | 282.3796 | 292.3166 | 303.117
| OR | F6 | Residential | LI - Single Family | New | Water Heating | Natural Gas | Water Heater (<= 55 Gal) | Baseline Forecast | Avg. Replacement Usage (kWh) | 104.4559 | 104.5012 | 104.6547 | 104.7854 | 104.8577 | 104.9243 | 104.9125 | 104.9125 | 104.9125 | 104.9125 | 104.9125 | 104.9125 | 104.9125 | 104.9125 | 104.9125 | 104.9125 | 104.9125 | 104.9125 | 104.9125 | 104.9125 | 104.9125 | 104.9125 | 104.9125 | 104.9125 | 104.9125 | 104.9125 | 104.9125
| OR | F7 | Residential | LI - Single Family | New | Water Heating | Natural Gas | Water Heater (<= 55 Gal) | Baseline Forecast | Avg. Replacement Summer Demand (kW) | 0 | 0 | 0 | 0 | 0 | 0 | 0 | 0 | 0 | 0 | 0 | 0 | 0 | 0 | 0 | 0 | 0 | 0 | 0 | 0 | 0 | 0 | 0 | 0 | 0 | 0 | 0
| OR | F8 | Residential | LI - Single Family | New | Water Heating | Natural Gas | Water Heater (<= 55 Gal) | Baseline Forecast | Avg. Replacement Winter Demand (kW) | 0 | 0 | 0 | 0 | 0 | 0 | 0 | 0 | 0 | 0 | 0 | 0 | 0 | 0 | 0 | 0 | 0 | 0 | 0 | 0 | 0 | 0 | 0 | 0 | 0 | 0 | 0
| OR | F1 | Residential | LI - Single Family | New | Water Heating | Natural Gas | Water Heater (> 55 Gal) | Baseline Forecast | Units | 0 | 19.8427 | 35.1239 | 52.0355 | 69.7933 | 87.5157 | 105.2425 | 123.3034 | 141.7036 | 160.4488 | 179.5444 | 198.9964 | 218.8103 | 238.9922 | 259.5479 | 280.4836 | 301.8053 | 323.5195 | 345.6324 | 368.1505 | 391.0803 | 414.4286 | 438.2021 | 462.4077 | 487.0523 | 512.1432 | 537.6874
| OR | F2 | Residential | LI - Single Family | New | Water Heating | Natural Gas | Water Heater (> 55 Gal) | Baseline Forecast | Usage (MMtherm) | 0 | 0.0016545 | 0.0029291 | 0.0043402 | 0.0058221 | 0.0073014 | 0.008781 | 0.010288 | 0.011824 | 0.013389 | 0.014983 | 0.016606 | 0.01826 | 0.019945 | 0.021661 | 0.023409 | 0.025189 | 0.027001 | 0.028847 | 0.030727 | 0.032641 | 0.03459 | 0.036575 | 0.038595 | 0.040652 | 0.042746 | 0.044878
| OR | F3 | Residential | LI - Single Family | New | Water Heating | Natural Gas | Water Heater (> 55 Gal) | Baseline Forecast | Summer Peak Demand (MW) | 0 | 0 | 0 | 0 | 0 | 0 | 0 | 0 | 0 | 0 | 0 | 0 | 0 | 0 | 0 | 0 | 0 | 0 | 0 | 0 | 0 | 0 | 0 | 0 | 0 | 0 | 0
| OR | F4 | Residential | LI - Single Family | New | Water Heating | Natural Gas | Water Heater (> 55 Gal) | Baseline Forecast | Winter Peak Demand (MW) | 0 | 0 | 0 | 0 | 0 | 0 | 0 | 0 | 0 | 0 | 0 | 0 | 0 | 0 | 0 | 0 | 0 | 0 | 0 | 0 | 0 | 0 | 0 | 0 | 0 | 0 | 0
| OR | F5 | Residential | LI - Single Family | New | Water Heating | Natural Gas | Water Heater (> 55 Gal) | Baseline Forecast | Turnover | 0 | 19.8427 | 15.2812 | 16.9116 | 17.7578 | 17.7224 | 17.7269 | 18.0608 | 18.4002 | 18.7452 | 19.0957 | 19.4519 | 22.6486 | 24.7946 | 26.9254 | 28.9323 | 30.7078 | 32.2917 | 33.7595 | 40.9108 | 40.0439 | 41.2204 | 42.1179 | 43.1545 | 44.43 | 45.9935 | 47.6929
| OR | F6 | Residential | LI - Single Family | New | Water Heating | Natural Gas | Water Heater (> 55 Gal) | Baseline Forecast | Avg. Replacement Usage (kWh) | 83.3699 | 83.3793 | 83.4114 | 83.4387 | 83.4537 | 83.4676 | 83.4652 | 83.4652 | 83.4652 | 83.4652 | 83.4652 | 83.4652 | 83.4652 | 83.4652 | 83.4652 | 83.4652 | 83.4652 | 83.4652 | 83.4652 | 83.4652 | 83.4652 | 83.4652 | 83.4652 | 83.4652 | 83.4652 | 83.4652 | 83.4652
| OR | F7 | Residential | LI - Single Family | New | Water Heating | Natural Gas | Water Heater (> 55 Gal) | Baseline Forecast | Avg. Replacement Summer Demand (kW) | 0 | 0 | 0 | 0 | 0 | 0 | 0 | 0 | 0 | 0 | 0 | 0 | 0 | 0 | 0 | 0 | 0 | 0 | 0 | 0 | 0 | 0 | 0 | 0 | 0 | 0 | 0
| OR | F8 | Residential | LI - Single Family | New | Water Heating | Natural Gas | Water Heater (> 55 Gal) | Baseline Forecast | Avg. Replacement Winter Demand (kW) | 0 | 0 | 0 | 0 | 0 | 0 | 0 | 0 | 0 | 0 | 0 | 0 | 0 | 0 | 0 | 0 | 0 | 0 | 0 | 0 | 0 | 0 | 0 | 0 | 0 | 0 | 0
| OR | F1 | Residential | LI - Single Family | New | Appliances | Natural Gas | Clothes Dryer | Baseline Forecast | Units | 0 | 62.5421 | 111.0897 | 165.1465 | 222.271 | 279.6752 | 337.4882 | 396.7724 | 457.5584 | 519.8777 | 583.7622 | 649.2445 | 716.358 | 785.1364 | 855.6144 | 927.8274 | 1001.8111 | 1077.6024 | 1155.2386 | 1234.7578 | 1316.199 | 1399.6017 | 1485.0065 | 1572.4545 | 1661.9878 | 1753.6493 | 1847.4826
| OR | F2 | Residential | LI - Single Family | New | Appliances | Natural Gas | Clothes Dryer | Baseline Forecast | Usage (MMtherm) | 0 | 0.0018405 | 0.0032692 | 0.0048601 | 0.0065412 | 0.0082305 | 0.0099319 | 0.011677 | 0.013465 | 0.015299 | 0.017179 | 0.019106 | 0.021082 | 0.023106 | 0.02518 | 0.027305 | 0.029482 | 0.031713 | 0.033997 | 0.036337 | 0.038734 | 0.041189 | 0.043702 | 0.046275 | 0.04891 | 0.051608 | 0.054369
| OR | F3 | Residential | LI - Single Family | New | Appliances | Natural Gas | Clothes Dryer | Baseline Forecast | Summer Peak Demand (MW) | 0 | 0 | 0 | 0 | 0 | 0 | 0 | 0 | 0 | 0 | 0 | 0 | 0 | 0 | 0 | 0 | 0 | 0 | 0 | 0 | 0 | 0 | 0 | 0 | 0 | 0 | 0
| OR | F4 | Residential | LI - Single Family | New | Appliances | Natural Gas | Clothes Dryer | Baseline Forecast | Winter Peak Demand (MW) | 0 | 0 | 0 | 0 | 0 | 0 | 0 | 0 | 0 | 0 | 0 | 0 | 0 | 0 | 0 | 0 | 0 | 0 | 0 | 0 | 0 | 0 | 0 | 0 | 0 | 0 | 0
| OR | F5 | Residential | LI - Single Family | New | Appliances | Natural Gas | Clothes Dryer | Baseline Forecast | Turnover | 0 | 62.5421 | 48.5476 | 54.0569 | 57.1245 | 57.4042 | 57.813 | 59.2842 | 60.786 | 62.3193 | 63.8845 | 74.4169 | 81.707 | 89.0096 | 95.9797 | 102.2721 | 108.0078 | 113.4239 | 136.7985 | 135.0551 | 139.7749 | 144.9278 | 149.8945 | 155.5597 | 162.0548 | 168.8706 | 175.889
| OR | F6 | Residential | LI - Single Family | New | Appliances | Natural Gas | Clothes Dryer | Baseline Forecast | Avg. Replacement Usage (kWh) | 29.4288 | 29.4288 | 29.4288 | 29.4288 | 29.4288 | 29.4288 | 29.4288 | 29.4288 | 29.4288 | 29.4288 | 29.4288 | 29.4288 | 29.4288 | 29.4288 | 29.4288 | 29.4288 | 29.4288 | 29.4288 | 29.4288 | 29.4288 | 29.4288 | 29.4288 | 29.4288 | 29.4288 | 29.4288 | 29.4288 | 29.4288
| OR | F7 | Residential | LI - Single Family | New | Appliances | Natural Gas | Clothes Dryer | Baseline Forecast | Avg. Replacement Summer Demand (kW) | 0 | 0 | 0 | 0 | 0 | 0 | 0 | 0 | 0 | 0 | 0 | 0 | 0 | 0 | 0 | 0 | 0 | 0 | 0 | 0 | 0 | 0 | 0 | 0 | 0 | 0 | 0
| OR | F8 | Residential | LI - Single Family | New | Appliances | Natural Gas | Clothes Dryer | Baseline Forecast | Avg. Replacement Winter Demand (kW) | 0 | 0 | 0 | 0 | 0 | 0 | 0 | 0 | 0 | 0 | 0 | 0 | 0 | 0 | 0 | 0 | 0 | 0 | 0 | 0 | 0 | 0 | 0 | 0 | 0 | 0 | 0
| OR | F1 | Residential | LI - Single Family | New | Appliances | Natural Gas | Stove/Oven | Baseline Forecast | Units | 0 | 115.77 | 204.2735 | 301.6636 | 403.3213 | 504.124 | 604.3061 | 705.7563 | 808.4903 | 912.5243 | 1017.8743 | 1124.557 | 1232.5888 | 1341.9866 | 1452.7676 | 1564.949 | 1678.5482 | 1793.5829 | 1910.0712 | 2028.0311 | 2147.481 | 2268.4396 | 2390.9256 | 2514.9581 | 2640.5565 | 2767.7403 | 2896.5292
| OR | F2 | Residential | LI - Single Family | New | Appliances | Natural Gas | Stove/Oven | Baseline Forecast | Usage (MMtherm) | 0 | 0.0031183 | 0.0055042 | 0.008131 | 0.010873 | 0.013593 | 0.016296 | 0.019033 | 0.021804 | 0.024611 | 0.027453 | 0.030332 | 0.033248 | 0.0362 | 0.039189 | 0.042216 | 0.045282 | 0.048386 | 0.05153 | 0.054713 | 0.057936 | 0.0612 | 0.064504 | 0.06785 | 0.071239 | 0.07467 | 0.078145
| OR | F3 | Residential | LI - Single Family | New | Appliances | Natural Gas | Stove/Oven | Baseline Forecast | Summer Peak Demand (MW) | 0 | 0 | 0 | 0 | 0 | 0 | 0 | 0 | 0 | 0 | 0 | 0 | 0 | 0 | 0 | 0 | 0 | 0 | 0 | 0 | 0 | 0 | 0 | 0 | 0 | 0 | 0
| OR | F4 | Residential | LI - Single Family | New | Appliances | Natural Gas | Stove/Oven | Baseline Forecast | Winter Peak Demand (MW) | 0 | 0 | 0 | 0 | 0 | 0 | 0 | 0 | 0 | 0 | 0 | 0 | 0 | 0 | 0 | 0 | 0 | 0 | 0 | 0 | 0 | 0 | 0 | 0 | 0 | 0 | 0
| OR | F5 | Residential | LI - Single Family | New | Appliances | Natural Gas | Stove/Oven | Baseline Forecast | Turnover | 0 | 115.77 | 88.5036 | 97.39 | 101.6577 | 100.8027 | 100.1821 | 101.4502 | 102.734 | 104.0339 | 105.3501 | 123.2212 | 134.8511 | 146.2987 | 156.9328 | 166.1404 | 174.1616 | 181.4383 | 221.8122 | 215.1553 | 220.3994 | 226.3331 | 231.8224 | 238.4685 | 246.4747 | 254.9005 | 263.5194
| OR | F6 | Residential | LI - Single Family | New | Appliances | Natural Gas | Stove/Oven | Baseline Forecast | Avg. Replacement Usage (kWh) | 26.9288 | 26.9353 | 26.9577 | 26.9728 | 26.9762 | 26.9792 | 26.9787 | 26.9787 | 26.9787 | 26.9787 | 26.9787 | 26.9787 | 26.9787 | 26.9787 | 26.9787 | 26.9787 | 26.9787 | 26.9787 | 26.9787 | 26.9787 | 26.9787 | 26.9787 | 26.9787 | 26.9787 | 26.9787 | 26.9787 | 26.9787
| OR | F7 | Residential | LI - Single Family | New | Appliances | Natural Gas | Stove/Oven | Baseline Forecast | Avg. Replacement Summer Demand (kW) | 0 | 0 | 0 | 0 | 0 | 0 | 0 | 0 | 0 | 0 | 0 | 0 | 0 | 0 | 0 | 0 | 0 | 0 | 0 | 0 | 0 | 0 | 0 | 0 | 0 | 0 | 0
| OR | F8 | Residential | LI - Single Family | New | Appliances | Natural Gas | Stove/Oven | Baseline Forecast | Avg. Replacement Winter Demand (kW) | 0 | 0 | 0 | 0 | 0 | 0 | 0 | 0 | 0 | 0 | 0 | 0 | 0 | 0 | 0 | 0 | 0 | 0 | 0 | 0 | 0 | 0 | 0 | 0 | 0 | 0 | 0
| OR | F1 | Residential | LI - Single Family | New | Miscellaneous | Natural Gas | Pool Heater | Baseline Forecast | Units | 0 | 2.1355 | 3.7613 | 5.5446 | 7.3999 | 9.2329 | 11.0479 | 12.8796 | 14.7282 | 16.5937 | 18.4764 | 20.3764 | 22.2941 | 24.2295 | 26.1828 | 28.1543 | 30.1442 | 32.1525 | 34.1797 | 36.2258 | 38.291 | 40.3756 | 42.4798 | 44.6038 | 46.7478 | 48.912 | 51.0966
| OR | F2 | Residential | LI - Single Family | New | Miscellaneous | Natural Gas | Pool Heater | Baseline Forecast | Usage (MMtherm) | 0 | 0.00022588 | 0.00039785 | 0.00058648 | 0.00078272 | 0.0009766 | 0.0011686 | 0.0013623 | 0.0015579 | 0.0017552 | 0.0019543 | 0.0021553 | 0.0023581 | 0.0025628 | 0.0027695 | 0.002978 | 0.0031885 | 0.0034009 | 0.0036153 | 0.0038317 | 0.0040502 | 0.0042707 | 0.0044933 | 0.0047179 | 0.0049447 | 0.0051736 | 0.0054047
| OR | F3 | Residential | LI - Single Family | New | Miscellaneous | Natural Gas | Pool Heater | Baseline Forecast | Summer Peak Demand (MW) | 0 | 0 | 0 | 0 | 0 | 0 | 0 | 0 | 0 | 0 | 0 | 0 | 0 | 0 | 0 | 0 | 0 | 0 | 0 | 0 | 0 | 0 | 0 | 0 | 0 | 0 | 0
| OR | F4 | Residential | LI - Single Family | New | Miscellaneous | Natural Gas | Pool Heater | Baseline Forecast | Winter Peak Demand (MW) | 0 | 0 | 0 | 0 | 0 | 0 | 0 | 0 | 0 | 0 | 0 | 0 | 0 | 0 | 0 | 0 | 0 | 0 | 0 | 0 | 0 | 0 | 0 | 0 | 0 | 0 | 0
| OR | F5 | Residential | LI - Single Family | New | Miscellaneous | Natural Gas | Pool Heater | Baseline Forecast | Turnover | 0 | 2.1355 | 1.6258 | 1.7833 | 1.8553 | 1.833 | 1.8151 | 1.8317 | 1.8485 | 1.8655 | 2.3098 | 2.5669 | 2.8078 | 3.0186 | 3.1865 | 3.8808 | 3.75 | 3.8275 | 3.8744 | 3.98 | 4.1211 | 4.2952 | 4.4808 | 4.667 | 5.071 | 5.3233 | 5.5405
| OR | F6 | Residential | LI - Single Family | New | Miscellaneous | Natural Gas | Pool Heater | Baseline Forecast | Avg. Replacement Usage (kWh) | 105.774 | 105.774 | 105.774 | 105.774 | 105.774 | 105.774 | 105.774 | 105.774 | 105.774 | 105.774 | 105.774 | 105.774 | 105.774 | 105.774 | 105.774 | 105.774 | 105.774 | 105.774 | 105.774 | 105.774 | 105.774 | 105.774 | 105.774 | 105.774 | 105.774 | 105.774 | 105.774
| OR | F7 | Residential | LI - Single Family | New | Miscellaneous | Natural Gas | Pool Heater | Baseline Forecast | Avg. Replacement Summer Demand (kW) | 0 | 0 | 0 | 0 | 0 | 0 | 0 | 0 | 0 | 0 | 0 | 0 | 0 | 0 | 0 | 0 | 0 | 0 | 0 | 0 | 0 | 0 | 0 | 0 | 0 | 0 | 0
| OR | F8 | Residential | LI - Single Family | New | Miscellaneous | Natural Gas | Pool Heater | Baseline Forecast | Avg. Replacement Winter Demand (kW) | 0 | 0 | 0 | 0 | 0 | 0 | 0 | 0 | 0 | 0 | 0 | 0 | 0 | 0 | 0 | 0 | 0 | 0 | 0 | 0 | 0 | 0 | 0 | 0 | 0 | 0 | 0
| OR | F1 | Residential | LI - Single Family | New | Miscellaneous | Natural Gas | Miscellaneous | Baseline Forecast | Units | 0 | 186.215 | 327.986 | 483.4934 | 645.2727 | 805.1077 | 963.381 | 1123.1049 | 1284.2953 | 1446.9681 | 1611.1396 | 1776.8262 | 1944.0444 | 2112.811 | 2283.1429 | 2455.0571 | 2628.571 | 2803.702 | 2980.4678 | 3158.8861 | 3338.975 | 3520.7528 | 3704.2378 | 3889.4486 | 4076.4041 | 4265.1232 | 4455.6251
| OR | F2 | Residential | LI - Single Family | New | Miscellaneous | Natural Gas | Miscellaneous | Baseline Forecast | Usage (MMtherm) | 0 | 0.000205 | 0.00036107 | 0.00053227 | 0.00071037 | 0.00088633 | 0.0010606 | 0.0012364 | 0.0014139 | 0.0015929 | 0.0017737 | 0.0019561 | 0.0021402 | 0.0023259 | 0.0025135 | 0.0027027 | 0.0028937 | 0.0030865 | 0.0032811 | 0.0034776 | 0.0036758 | 0.0038759 | 0.0040779 | 0.0042818 | 0.0044876 | 0.0046954 | 0.0049051
| OR | F3 | Residential | LI - Single Family | New | Miscellaneous | Natural Gas | Miscellaneous | Baseline Forecast | Summer Peak Demand (MW) | 0 | 0 | 0 | 0 | 0 | 0 | 0 | 0 | 0 | 0 | 0 | 0 | 0 | 0 | 0 | 0 | 0 | 0 | 0 | 0 | 0 | 0 | 0 | 0 | 0 | 0 | 0
| OR | F4 | Residential | LI - Single Family | New | Miscellaneous | Natural Gas | Miscellaneous | Baseline Forecast | Winter Peak Demand (MW) | 0 | 0 | 0 | 0 | 0 | 0 | 0 | 0 | 0 | 0 | 0 | 0 | 0 | 0 | 0 | 0 | 0 | 0 | 0 | 0 | 0 | 0 | 0 | 0 | 0 | 0 | 0
| OR | F5 | Residential | LI - Single Family | New | Miscellaneous | Natural Gas | Miscellaneous | Baseline Forecast | Turnover | 0 | 186.215 | 141.771 | 155.5074 | 161.7794 | 159.8349 | 158.2733 | 190.7597 | 210.682 | 229.8338 | 247.1022 | 261.4347 | 273.3872 | 341.0032 | 336.5725 | 352.5873 | 367.0089 | 379.4066 | 392.1242 | 423.7839 | 446.2156 | 467.6595 | 487.7072 | 505.9637 | 522.9393 | 558.2066 | 571.541
| OR | F6 | Residential | LI - Single Family | New | Miscellaneous | Natural Gas | Miscellaneous | Baseline Forecast | Avg. Replacement Usage (kWh) | 1.1009 | 1.1009 | 1.1009 | 1.1009 | 1.1009 | 1.1009 | 1.1009 | 1.1009 | 1.1009 | 1.1009 | 1.1009 | 1.1009 | 1.1009 | 1.1009 | 1.1009 | 1.1009 | 1.1009 | 1.1009 | 1.1009 | 1.1009 | 1.1009 | 1.1009 | 1.1009 | 1.1009 | 1.1009 | 1.1009 | 1.1009
| OR | F7 | Residential | LI - Single Family | New | Miscellaneous | Natural Gas | Miscellaneous | Baseline Forecast | Avg. Replacement Summer Demand (kW) | 0 | 0 | 0 | 0 | 0 | 0 | 0 | 0 | 0 | 0 | 0 | 0 | 0 | 0 | 0 | 0 | 0 | 0 | 0 | 0 | 0 | 0 | 0 | 0 | 0 | 0 | 0
| OR | F8 | Residential | LI - Single Family | New | Miscellaneous | Natural Gas | Miscellaneous | Baseline Forecast | Avg. Replacement Winter Demand (kW) | 0 | 0 | 0 | 0 | 0 | 0 | 0 | 0 | 0 | 0 | 0 | 0 | 0 | 0 | 0 | 0 | 0 | 0 | 0 | 0 | 0 | 0 | 0 | 0 | 0 | 0 | 0
| OR | F1 | Residential | LI - Multi-Family | Existing | Space Heating | Natural Gas | Furnace | Baseline Forecast | Units | 1315.4242 | 1330.9134 | 1346.5851 | 1362.4412 | 1378.4841 | 1394.7159 | 1411.1388 | 1427.7551 | 1444.567 | 1461.5769 | 1478.7872 | 1496.2 | 1513.8179 | 1531.6433 | 1549.6785 | 1567.9261 | 1586.3886 | 1605.0685 | 1623.9683 | 1643.0907 | 1662.4382 | 1682.0136 | 1701.8195 | 1721.8585 | 1742.1336 | 1762.6474 | 1783.4027
| OR | F2 | Residential | LI - Multi-Family | Existing | Space Heating | Natural Gas | Furnace | Baseline Forecast | Usage (MMtherm) | 0.20369 | 0.22057 | 0.22116 | 0.22195 | 0.22276 | 0.22358 | 0.22442 | 0.22528 | 0.22618 | 0.22712 | 0.2281 | 0.22913 | 0.23023 | 0.23138 | 0.23262 | 0.23395 | 0.23536 | 0.23686 | 0.23843 | 0.24008 | 0.2418 | 0.24361 | 0.24548 | 0.24742 | 0.24943 | 0.25151 | 0.25365
| OR | F3 | Residential | LI - Multi-Family | Existing | Space Heating | Natural Gas | Furnace | Baseline Forecast | Summer Peak Demand (MW) | 0 | 0 | 0 | 0 | 0 | 0 | 0 | 0 | 0 | 0 | 0 | 0 | 0 | 0 | 0 | 0 | 0 | 0 | 0 | 0 | 0 | 0 | 0 | 0 | 0 | 0 | 0
| OR | F4 | Residential | LI - Multi-Family | Existing | Space Heating | Natural Gas | Furnace | Baseline Forecast | Winter Peak Demand (MW) | 0 | 0 | 0 | 0 | 0 | 0 | 0 | 0 | 0 | 0 | 0 | 0 | 0 | 0 | 0 | 0 | 0 | 0 | 0 | 0 | 0 | 0 | 0 | 0 | 0 | 0 | 0
| OR | F5 | Residential | LI - Multi-Family | Existing | Space Heating | Natural Gas | Furnace | Baseline Forecast | Turnover | 0 | 46.8089 | 48.6318 | 50.3788 | 52.0535 | 53.6596 | 55.2004 | 56.6792 | 58.0991 | 59.4629 | 60.7736 | 62.0338 | 62.3306 | 62.7128 | 63.2089 | 63.7684 | 64.3885 | 65.0633 | 65.7879 | 66.5575 | 67.3671 | 68.2883 | 69.1519 | 70.0078 | 70.8534 | 71.6937 | 72.5308
| OR | F6 | Residential | LI - Multi-Family | Existing | Space Heating | Natural Gas | Furnace | Baseline Forecast | Avg. Replacement Usage (kWh) | 137.9186 | 148.4707 | 148.0008 | 134.7123 | 134.7163 | 134.7188 | 134.7205 | 134.7252 | 134.7305 | 134.7378 | 134.7467 | 134.7573 | 134.7704 | 134.7865 | 134.7843 | 134.7825 | 134.7813 | 134.7801 | 134.7867 | 134.7927 | 134.798 | 134.798 | 134.798 | 134.798 | 134.798 | 134.798 | 134.798
| OR | F7 | Residential | LI - Multi-Family | Existing | Space Heating | Natural Gas | Furnace | Baseline Forecast | Avg. Replacement Summer Demand (kW) | 0 | 0 | 0 | 0 | 0 | 0 | 0 | 0 | 0 | 0 | 0 | 0 | 0 | 0 | 0 | 0 | 0 | 0 | 0 | 0 | 0 | 0 | 0 | 0 | 0 | 0 | 0
| OR | F8 | Residential | LI - Multi-Family | Existing | Space Heating | Natural Gas | Furnace | Baseline Forecast | Avg. Replacement Winter Demand (kW) | 0 | 0 | 0 | 0 | 0 | 0 | 0 | 0 | 0 | 0 | 0 | 0 | 0 | 0 | 0 | 0 | 0 | 0 | 0 | 0 | 0 | 0 | 0 | 0 | 0 | 0 | 0
| OR | F1 | Residential | LI - Multi-Family | Existing | Space Heating | Natural Gas | Boiler | Baseline Forecast | Units | 0 | 0 | 0 | 0 | 0 | 0 | 0 | 0 | 0 | 0 | 0 | 0 | 0 | 0 | 0 | 0 | 0 | 0 | 0 | 0 | 0 | 0 | 0 | 0 | 0 | 0 | 0
| OR | F2 | Residential | LI - Multi-Family | Existing | Space Heating | Natural Gas | Boiler | Baseline Forecast | Usage (MMtherm) | 0 | 0 | 0 | 0 | 0 | 0 | 0 | 0 | 0 | 0 | 0 | 0 | 0 | 0 | 0 | 0 | 0 | 0 | 0 | 0 | 0 | 0 | 0 | 0 | 0 | 0 | 0
| OR | F3 | Residential | LI - Multi-Family | Existing | Space Heating | Natural Gas | Boiler | Baseline Forecast | Summer Peak Demand (MW) | 0 | 0 | 0 | 0 | 0 | 0 | 0 | 0 | 0 | 0 | 0 | 0 | 0 | 0 | 0 | 0 | 0 | 0 | 0 | 0 | 0 | 0 | 0 | 0 | 0 | 0 | 0
| OR | F4 | Residential | LI - Multi-Family | Existing | Space Heating | Natural Gas | Boiler | Baseline Forecast | Winter Peak Demand (MW) | 0 | 0 | 0 | 0 | 0 | 0 | 0 | 0 | 0 | 0 | 0 | 0 | 0 | 0 | 0 | 0 | 0 | 0 | 0 | 0 | 0 | 0 | 0 | 0 | 0 | 0 | 0
| OR | F5 | Residential | LI - Multi-Family | Existing | Space Heating | Natural Gas | Boiler | Baseline Forecast | Turnover | 0 | 0 | 0 | 0 | 0 | 0 | 0 | 0 | 0 | 0 | 0 | 0 | 0 | 0 | 0 | 0 | 0 | 0 | 0 | 0 | 0 | 0 | 0 | 0 | 0 | 0 | 0
| OR | F6 | Residential | LI - Multi-Family | Existing | Space Heating | Natural Gas | Boiler | Baseline Forecast | Avg. Replacement Usage (kWh) | 134.5039 | 144.7311 | 144.2249 | 144.262 | 144.2709 | 144.2793 | 144.2803 | 144.2803 | 144.2803 | 144.2803 | 144.2803 | 144.2803 | 144.2803 | 144.2803 | 144.2803 | 144.2803 | 144.2803 | 144.2803 | 144.2803 | 144.2803 | 144.2803 | 144.2803 | 144.2803 | 144.2803 | 144.2803 | 144.2803 | 144.2803
| OR | F7 | Residential | LI - Multi-Family | Existing | Space Heating | Natural Gas | Boiler | Baseline Forecast | Avg. Replacement Summer Demand (kW) | 0 | 0 | 0 | 0 | 0 | 0 | 0 | 0 | 0 | 0 | 0 | 0 | 0 | 0 | 0 | 0 | 0 | 0 | 0 | 0 | 0 | 0 | 0 | 0 | 0 | 0 | 0
| OR | F8 | Residential | LI - Multi-Family | Existing | Space Heating | Natural Gas | Boiler | Baseline Forecast | Avg. Replacement Winter Demand (kW) | 0 | 0 | 0 | 0 | 0 | 0 | 0 | 0 | 0 | 0 | 0 | 0 | 0 | 0 | 0 | 0 | 0 | 0 | 0 | 0 | 0 | 0 | 0 | 0 | 0 | 0 | 0
| OR | F1 | Residential | LI - Multi-Family | Existing | Secondary Heating | Natural Gas | Fireplace | Baseline Forecast | Units | 1203.8274 | 1144.1501 | 1087.4311 | 1033.5239 | 982.289 | 933.594 | 887.313 | 843.3262 | 801.52 | 761.7862 | 724.0222 | 688.1303 | 654.0176 | 621.596 | 590.7816 | 561.4948 | 533.6598 | 507.2047 | 482.061 | 458.1638 | 435.4513 | 413.8646 | 393.3481 | 373.8487 | 355.3159 | 337.7018 | 320.9609
| OR | F2 | Residential | LI - Multi-Family | Existing | Secondary Heating | Natural Gas | Fireplace | Baseline Forecast | Usage (MMtherm) | 0.16399 | 0.16166 | 0.15334 | 0.14574 | 0.13852 | 0.13165 | 0.12512 | 0.11892 | 0.11303 | 0.10742 | 0.1021 | 0.097037 | 0.092227 | 0.087655 | 0.083309 | 0.079179 | 0.075254 | 0.071524 | 0.067978 | 0.064608 | 0.061405 | 0.058361 | 0.055468 | 0.052718 | 0.050105 | 0.047621 | 0.04526
| OR | F3 | Residential | LI - Multi-Family | Existing | Secondary Heating | Natural Gas | Fireplace | Baseline Forecast | Summer Peak Demand (MW) | 0 | 0 | 0 | 0 | 0 | 0 | 0 | 0 | 0 | 0 | 0 | 0 | 0 | 0 | 0 | 0 | 0 | 0 | 0 | 0 | 0 | 0 | 0 | 0 | 0 | 0 | 0
| OR | F4 | Residential | LI - Multi-Family | Existing | Secondary Heating | Natural Gas | Fireplace | Baseline Forecast | Winter Peak Demand (MW) | 0 | 0 | 0 | 0 | 0 | 0 | 0 | 0 | 0 | 0 | 0 | 0 | 0 | 0 | 0 | 0 | 0 | 0 | 0 | 0 | 0 | 0 | 0 | 0 | 0 | 0 | 0
| OR | F5 | Residential | LI - Multi-Family | Existing | Secondary Heating | Natural Gas | Fireplace | Baseline Forecast | Turnover | 0 | 26.0034 | 27.4105 | 28.3811 | 28.987 | 29.289 | 29.3397 | 29.1835 | 28.8586 | 28.3972 | 27.8269 | 27.1709 | 26.4492 | 25.6782 | 24.8719 | 24.0422 | 23.1988 | 21.0923 | 19.3289 | 17.8444 | 16.5862 | 15.5112 | 14.5845 | 13.7774 | 13.0671 | 12.4347 | 11.8653
| OR | F6 | Residential | LI - Multi-Family | Existing | Secondary Heating | Natural Gas | Fireplace | Baseline Forecast | Avg. Replacement Usage (kWh) | 136.2207 | 141.2896 | 141.0154 | 141.0154 | 141.0154 | 141.0154 | 141.0154 | 141.0154 | 141.0154 | 141.0154 | 141.0154 | 141.0154 | 141.0154 | 141.0154 | 141.0154 | 141.0154 | 141.0154 | 141.0154 | 141.0154 | 141.0154 | 141.0154 | 141.0154 | 141.0154 | 141.0154 | 141.0154 | 141.0154 | 141.0154
| OR | F7 | Residential | LI - Multi-Family | Existing | Secondary Heating | Natural Gas | Fireplace | Baseline Forecast | Avg. Replacement Summer Demand (kW) | 0 | 0 | 0 | 0 | 0 | 0 | 0 | 0 | 0 | 0 | 0 | 0 | 0 | 0 | 0 | 0 | 0 | 0 | 0 | 0 | 0 | 0 | 0 | 0 | 0 | 0 | 0
| OR | F8 | Residential | LI - Multi-Family | Existing | Secondary Heating | Natural Gas | Fireplace | Baseline Forecast | Avg. Replacement Winter Demand (kW) | 0 | 0 | 0 | 0 | 0 | 0 | 0 | 0 | 0 | 0 | 0 | 0 | 0 | 0 | 0 | 0 | 0 | 0 | 0 | 0 | 0 | 0 | 0 | 0 | 0 | 0 | 0
| OR | F1 | Residential | LI - Multi-Family | Existing | Water Heating | Natural Gas | Water Heater (<= 55 Gal) | Baseline Forecast | Units | 2407.6548 | 2399.6865 | 2391.7445 | 2383.8288 | 2375.9394 | 2368.076 | 2360.2387 | 2352.4273 | 2344.6417 | 2336.8819 | 2329.1478 | 2321.4393 | 2313.7563 | 2306.0988 | 2298.4665 | 2290.8596 | 2283.2778 | 2275.7211 | 2268.1894 | 2260.6826 | 2253.2007 | 2245.7436 | 2238.3111 | 2230.9032 | 2223.5199 | 2216.1609 | 2208.8264
| OR | F2 | Residential | LI - Multi-Family | Existing | Water Heating | Natural Gas | Water Heater (<= 55 Gal) | Baseline Forecast | Usage (MMtherm) | 0.30541 | 0.30252 | 0.29941 | 0.29619 | 0.29291 | 0.28966 | 0.28649 | 0.28343 | 0.28053 | 0.27782 | 0.27534 | 0.2731 | 0.27107 | 0.26921 | 0.2675 | 0.26591 | 0.26444 | 0.26305 | 0.26174 | 0.26051 | 0.25933 | 0.2582 | 0.25712 | 0.25607 | 0.25505 | 0.25406 | 0.25309
| OR | F3 | Residential | LI - Multi-Family | Existing | Water Heating | Natural Gas | Water Heater (<= 55 Gal) | Baseline Forecast | Summer Peak Demand (MW) | 0 | 0 | 0 | 0 | 0 | 0 | 0 | 0 | 0 | 0 | 0 | 0 | 0 | 0 | 0 | 0 | 0 | 0 | 0 | 0 | 0 | 0 | 0 | 0 | 0 | 0 | 0
| OR | F4 | Residential | LI - Multi-Family | Existing | Water Heating | Natural Gas | Water Heater (<= 55 Gal) | Baseline Forecast | Winter Peak Demand (MW) | 0 | 0 | 0 | 0 | 0 | 0 | 0 | 0 | 0 | 0 | 0 | 0 | 0 | 0 | 0 | 0 | 0 | 0 | 0 | 0 | 0 | 0 | 0 | 0 | 0 | 0 | 0
| OR | F5 | Residential | LI - Multi-Family | Existing | Water Heating | Natural Gas | Water Heater (<= 55 Gal) | Baseline Forecast | Turnover | 0 | 79.1105 | 93.8675 | 106.3875 | 116.9967 | 125.9738 | 133.5569 | 139.9493 | 145.3248 | 149.8319 | 153.5973 | 156.7295 | 144.7917 | 136.6259 | 131.3743 | 128.3492 | 127.0014 | 126.8944 | 127.6835 | 150.8123 | 153.6003 | 155.9002 | 157.7833 | 157.3094 | 155.4053 | 152.7353 | 149.7643
| OR | F6 | Residential | LI - Multi-Family | Existing | Water Heating | Natural Gas | Water Heater (<= 55 Gal) | Baseline Forecast | Avg. Replacement Usage (kWh) | 113.8613 | 113.9011 | 114.0367 | 114.1464 | 114.2002 | 114.2499 | 114.2421 | 114.2421 | 114.2421 | 114.2421 | 114.2421 | 114.2421 | 114.2421 | 114.2421 | 114.2421 | 114.2421 | 114.2421 | 114.2421 | 114.2421 | 114.2421 | 114.2421 | 114.2421 | 114.2421 | 114.2421 | 114.2421 | 114.2421 | 114.2421
| OR | F7 | Residential | LI - Multi-Family | Existing | Water Heating | Natural Gas | Water Heater (<= 55 Gal) | Baseline Forecast | Avg. Replacement Summer Demand (kW) | 0 | 0 | 0 | 0 | 0 | 0 | 0 | 0 | 0 | 0 | 0 | 0 | 0 | 0 | 0 | 0 | 0 | 0 | 0 | 0 | 0 | 0 | 0 | 0 | 0 | 0 | 0
| OR | F8 | Residential | LI - Multi-Family | Existing | Water Heating | Natural Gas | Water Heater (<= 55 Gal) | Baseline Forecast | Avg. Replacement Winter Demand (kW) | 0 | 0 | 0 | 0 | 0 | 0 | 0 | 0 | 0 | 0 | 0 | 0 | 0 | 0 | 0 | 0 | 0 | 0 | 0 | 0 | 0 | 0 | 0 | 0 | 0 | 0 | 0
| OR | F1 | Residential | LI - Multi-Family | Existing | Water Heating | Natural Gas | Water Heater (> 55 Gal) | Baseline Forecast | Units | 1210.8508 | 1206.8434 | 1202.8493 | 1198.8683 | 1194.9006 | 1190.946 | 1187.0044 | 1183.076 | 1179.1605 | 1175.2579 | 1171.3683 | 1167.4916 | 1163.6277 | 1159.7766 | 1155.9382 | 1152.1125 | 1148.2995 | 1144.4991 | 1140.7113 | 1136.936 | 1133.1732 | 1129.4229 | 1125.685 | 1121.9594 | 1118.2462 | 1114.5453 | 1110.8566
| OR | F2 | Residential | LI - Multi-Family | Existing | Water Heating | Natural Gas | Water Heater (> 55 Gal) | Baseline Forecast | Usage (MMtherm) | 0.1536 | 0.15044 | 0.14696 | 0.14329 | 0.13954 | 0.1358 | 0.13216 | 0.12869 | 0.12543 | 0.12244 | 0.11976 | 0.11742 | 0.11537 | 0.11357 | 0.11199 | 0.11058 | 0.10933 | 0.10822 | 0.10721 | 0.10631 | 0.10549 | 0.10473 | 0.10404 | 0.10341 | 0.10281 | 0.10226 | 0.10174
| OR | F3 | Residential | LI - Multi-Family | Existing | Water Heating | Natural Gas | Water Heater (> 55 Gal) | Baseline Forecast | Summer Peak Demand (MW) | 0 | 0 | 0 | 0 | 0 | 0 | 0 | 0 | 0 | 0 | 0 | 0 | 0 | 0 | 0 | 0 | 0 | 0 | 0 | 0 | 0 | 0 | 0 | 0 | 0 | 0 | 0
| OR | F4 | Residential | LI - Multi-Family | Existing | Water Heating | Natural Gas | Water Heater (> 55 Gal) | Baseline Forecast | Winter Peak Demand (MW) | 0 | 0 | 0 | 0 | 0 | 0 | 0 | 0 | 0 | 0 | 0 | 0 | 0 | 0 | 0 | 0 | 0 | 0 | 0 | 0 | 0 | 0 | 0 | 0 | 0 | 0 | 0
| OR | F5 | Residential | LI - Multi-Family | Existing | Water Heating | Natural Gas | Water Heater (> 55 Gal) | Baseline Forecast | Turnover | 0 | 39.786 | 47.2076 | 53.5041 | 58.8397 | 63.3544 | 67.168 | 70.3829 | 73.0864 | 75.353 | 77.2467 | 78.8219 | 72.8182 | 68.7115 | 66.0704 | 64.549 | 63.8712 | 63.8173 | 64.2142 | 75.8461 | 77.2482 | 78.4049 | 79.3519 | 79.1136 | 78.156 | 76.8132 | 75.319
| OR | F6 | Residential | LI - Multi-Family | Existing | Water Heating | Natural Gas | Water Heater (> 55 Gal) | Baseline Forecast | Avg. Replacement Usage (kWh) | 90.5163 | 90.5246 | 90.5529 | 90.5758 | 90.587 | 90.5974 | 90.5957 | 90.5957 | 90.5957 | 90.5957 | 90.5957 | 90.5957 | 90.5957 | 90.5957 | 90.5957 | 90.5957 | 90.5957 | 90.5957 | 90.5957 | 90.5957 | 90.5957 | 90.5957 | 90.5957 | 90.5957 | 90.5957 | 90.5957 | 90.5957
| OR | F7 | Residential | LI - Multi-Family | Existing | Water Heating | Natural Gas | Water Heater (> 55 Gal) | Baseline Forecast | Avg. Replacement Summer Demand (kW) | 0 | 0 | 0 | 0 | 0 | 0 | 0 | 0 | 0 | 0 | 0 | 0 | 0 | 0 | 0 | 0 | 0 | 0 | 0 | 0 | 0 | 0 | 0 | 0 | 0 | 0 | 0
| OR | F8 | Residential | LI - Multi-Family | Existing | Water Heating | Natural Gas | Water Heater (> 55 Gal) | Baseline Forecast | Avg. Replacement Winter Demand (kW) | 0 | 0 | 0 | 0 | 0 | 0 | 0 | 0 | 0 | 0 | 0 | 0 | 0 | 0 | 0 | 0 | 0 | 0 | 0 | 0 | 0 | 0 | 0 | 0 | 0 | 0 | 0
| OR | F1 | Residential | LI - Multi-Family | Existing | Appliances | Natural Gas | Clothes Dryer | Baseline Forecast | Units | 288.5985 | 287.3988 | 286.2041 | 285.0144 | 283.8296 | 282.6498 | 281.4748 | 280.3048 | 279.1396 | 277.9792 | 276.8237 | 275.6729 | 274.527 | 273.3858 | 272.2494 | 271.1177 | 269.9907 | 268.8683 | 267.7507 | 266.6377 | 265.5293 | 264.4255 | 263.3263 | 262.2317 | 261.1416 | 260.0561 | 258.975
| OR | F2 | Residential | LI - Multi-Family | Existing | Appliances | Natural Gas | Clothes Dryer | Baseline Forecast | Usage (MMtherm) | 0.0044891 | 0.0045547 | 0.0046299 | 0.0047106 | 0.0047929 | 0.0048737 | 0.0049504 | 0.0050209 | 0.0050831 | 0.0051356 | 0.0051772 | 0.0052093 | 0.0052335 | 0.0052509 | 0.0052624 | 0.005269 | 0.0052714 | 0.0052703 | 0.0052661 | 0.0052593 | 0.0052504 | 0.0052396 | 0.0052272 | 0.0052135 | 0.0051987 | 0.0051829 | 0.0051664
| OR | F3 | Residential | LI - Multi-Family | Existing | Appliances | Natural Gas | Clothes Dryer | Baseline Forecast | Summer Peak Demand (MW) | 0 | 0 | 0 | 0 | 0 | 0 | 0 | 0 | 0 | 0 | 0 | 0 | 0 | 0 | 0 | 0 | 0 | 0 | 0 | 0 | 0 | 0 | 0 | 0 | 0 | 0 | 0
| OR | F4 | Residential | LI - Multi-Family | Existing | Appliances | Natural Gas | Clothes Dryer | Baseline Forecast | Winter Peak Demand (MW) | 0 | 0 | 0 | 0 | 0 | 0 | 0 | 0 | 0 | 0 | 0 | 0 | 0 | 0 | 0 | 0 | 0 | 0 | 0 | 0 | 0 | 0 | 0 | 0 | 0 | 0 | 0
| OR | F5 | Residential | LI - Multi-Family | Existing | Appliances | Natural Gas | Clothes Dryer | Baseline Forecast | Turnover | 0 | 10.2642 | 12.1685 | 13.7799 | 15.1411 | 16.289 | 17.2549 | 18.0654 | 18.7433 | 19.3082 | 19.7766 | 18.2874 | 17.2772 | 16.6357 | 16.2747 | 16.1238 | 16.1274 | 16.2415 | 19.2179 | 19.5782 | 19.8727 | 19.8538 | 19.643 | 19.327 | 18.9667 | 18.6034 | 18.2639
| OR | F6 | Residential | LI - Multi-Family | Existing | Appliances | Natural Gas | Clothes Dryer | Baseline Forecast | Avg. Replacement Usage (kWh) | 20.0651 | 20.0651 | 20.0651 | 20.0651 | 20.0651 | 20.0651 | 20.0651 | 20.0651 | 20.0651 | 20.0651 | 20.0651 | 20.0651 | 20.0651 | 20.0651 | 20.0651 | 20.0651 | 20.0651 | 20.0651 | 20.0651 | 20.0651 | 20.0651 | 20.0651 | 20.0651 | 20.0651 | 20.0651 | 20.0651 | 20.0651
| OR | F7 | Residential | LI - Multi-Family | Existing | Appliances | Natural Gas | Clothes Dryer | Baseline Forecast | Avg. Replacement Summer Demand (kW) | 0 | 0 | 0 | 0 | 0 | 0 | 0 | 0 | 0 | 0 | 0 | 0 | 0 | 0 | 0 | 0 | 0 | 0 | 0 | 0 | 0 | 0 | 0 | 0 | 0 | 0 | 0
| OR | F8 | Residential | LI - Multi-Family | Existing | Appliances | Natural Gas | Clothes Dryer | Baseline Forecast | Avg. Replacement Winter Demand (kW) | 0 | 0 | 0 | 0 | 0 | 0 | 0 | 0 | 0 | 0 | 0 | 0 | 0 | 0 | 0 | 0 | 0 | 0 | 0 | 0 | 0 | 0 | 0 | 0 | 0 | 0 | 0
| OR | F1 | Residential | LI - Multi-Family | Existing | Appliances | Natural Gas | Stove/Oven | Baseline Forecast | Units | 1826.4889 | 1816.9458 | 1807.4526 | 1798.009 | 1788.6147 | 1779.2695 | 1769.9731 | 1760.7253 | 1751.5258 | 1742.3744 | 1733.2708 | 1724.2148 | 1715.206 | 1706.2444 | 1697.3296 | 1688.4613 | 1679.6394 | 1670.8636 | 1662.1336 | 1653.4492 | 1644.8103 | 1636.2164 | 1627.6675 | 1619.1632 | 1610.7033 | 1602.2877 | 1593.916
| OR | F2 | Residential | LI - Multi-Family | Existing | Appliances | Natural Gas | Stove/Oven | Baseline Forecast | Usage (MMtherm) | 0.054928 | 0.054166 | 0.053353 | 0.052515 | 0.051671 | 0.050839 | 0.050033 | 0.049266 | 0.048548 | 0.047887 | 0.047291 | 0.046749 | 0.046253 | 0.045798 | 0.045376 | 0.044983 | 0.044615 | 0.044269 | 0.043942 | 0.04363 | 0.043332 | 0.043046 | 0.04277 | 0.042503 | 0.042243 | 0.041991 | 0.041745
| OR | F3 | Residential | LI - Multi-Family | Existing | Appliances | Natural Gas | Stove/Oven | Baseline Forecast | Summer Peak Demand (MW) | 0 | 0 | 0 | 0 | 0 | 0 | 0 | 0 | 0 | 0 | 0 | 0 | 0 | 0 | 0 | 0 | 0 | 0 | 0 | 0 | 0 | 0 | 0 | 0 | 0 | 0 | 0
| OR | F4 | Residential | LI - Multi-Family | Existing | Appliances | Natural Gas | Stove/Oven | Baseline Forecast | Winter Peak Demand (MW) | 0 | 0 | 0 | 0 | 0 | 0 | 0 | 0 | 0 | 0 | 0 | 0 | 0 | 0 | 0 | 0 | 0 | 0 | 0 | 0 | 0 | 0 | 0 | 0 | 0 | 0 | 0
| OR | F5 | Residential | LI - Multi-Family | Existing | Appliances | Natural Gas | Stove/Oven | Baseline Forecast | Turnover | 0 | 64.8909 | 76.8475 | 86.93 | 95.4151 | 102.5389 | 108.5024 | 113.4771 | 117.6094 | 121.0239 | 123.827 | 114.3799 | 107.9456 | 103.8261 | 101.4639 | 100.4154 | 100.3299 | 100.9314 | 119.3 | 121.4068 | 123.1003 | 122.8519 | 121.4168 | 119.3354 | 116.9851 | 114.6214 | 112.4088
| OR | F6 | Residential | LI - Multi-Family | Existing | Appliances | Natural Gas | Stove/Oven | Baseline Forecast | Avg. Replacement Usage (kWh) | 26.0422 | 26.0483 | 26.0693 | 26.0834 | 26.0861 | 26.0887 | 26.0883 | 26.0883 | 26.0883 | 26.0883 | 26.0883 | 26.0883 | 26.0883 | 26.0883 | 26.0883 | 26.0883 | 26.0883 | 26.0883 | 26.0883 | 26.0883 | 26.0883 | 26.0883 | 26.0883 | 26.0883 | 26.0883 | 26.0883 | 26.0883
| OR | F7 | Residential | LI - Multi-Family | Existing | Appliances | Natural Gas | Stove/Oven | Baseline Forecast | Avg. Replacement Summer Demand (kW) | 0 | 0 | 0 | 0 | 0 | 0 | 0 | 0 | 0 | 0 | 0 | 0 | 0 | 0 | 0 | 0 | 0 | 0 | 0 | 0 | 0 | 0 | 0 | 0 | 0 | 0 | 0
| OR | F8 | Residential | LI - Multi-Family | Existing | Appliances | Natural Gas | Stove/Oven | Baseline Forecast | Avg. Replacement Winter Demand (kW) | 0 | 0 | 0 | 0 | 0 | 0 | 0 | 0 | 0 | 0 | 0 | 0 | 0 | 0 | 0 | 0 | 0 | 0 | 0 | 0 | 0 | 0 | 0 | 0 | 0 | 0 | 0
| OR | F1 | Residential | LI - Multi-Family | Existing | Miscellaneous | Natural Gas | Pool Heater | Baseline Forecast | Units | 0 | 0 | 0 | 0 | 0 | 0 | 0 | 0 | 0 | 0 | 0 | 0 | 0 | 0 | 0 | 0 | 0 | 0 | 0 | 0 | 0 | 0 | 0 | 0 | 0 | 0 | 0
| OR | F2 | Residential | LI - Multi-Family | Existing | Miscellaneous | Natural Gas | Pool Heater | Baseline Forecast | Usage (MMtherm) | 0 | 0 | 0 | 0 | 0 | 0 | 0 | 0 | 0 | 0 | 0 | 0 | 0 | 0 | 0 | 0 | 0 | 0 | 0 | 0 | 0 | 0 | 0 | 0 | 0 | 0 | 0
| OR | F3 | Residential | LI - Multi-Family | Existing | Miscellaneous | Natural Gas | Pool Heater | Baseline Forecast | Summer Peak Demand (MW) | 0 | 0 | 0 | 0 | 0 | 0 | 0 | 0 | 0 | 0 | 0 | 0 | 0 | 0 | 0 | 0 | 0 | 0 | 0 | 0 | 0 | 0 | 0 | 0 | 0 | 0 | 0
| OR | F4 | Residential | LI - Multi-Family | Existing | Miscellaneous | Natural Gas | Pool Heater | Baseline Forecast | Winter Peak Demand (MW) | 0 | 0 | 0 | 0 | 0 | 0 | 0 | 0 | 0 | 0 | 0 | 0 | 0 | 0 | 0 | 0 | 0 | 0 | 0 | 0 | 0 | 0 | 0 | 0 | 0 | 0 | 0
| OR | F5 | Residential | LI - Multi-Family | Existing | Miscellaneous | Natural Gas | Pool Heater | Baseline Forecast | Turnover | 0 | 0 | 0 | 0 | 0 | 0 | 0 | 0 | 0 | 0 | 0 | 0 | 0 | 0 | 0 | 0 | 0 | 0 | 0 | 0 | 0 | 0 | 0 | 0 | 0 | 0 | 0
| OR | F6 | Residential | LI - Multi-Family | Existing | Miscellaneous | Natural Gas | Pool Heater | Baseline Forecast | Avg. Replacement Usage (kWh) | 105.774 | 105.774 | 105.774 | 105.774 | 105.774 | 105.774 | 105.774 | 105.774 | 105.774 | 105.774 | 105.774 | 105.774 | 105.774 | 105.774 | 105.774 | 105.774 | 105.774 | 105.774 | 105.774 | 105.774 | 105.774 | 105.774 | 105.774 | 105.774 | 105.774 | 105.774 | 105.774
| OR | F7 | Residential | LI - Multi-Family | Existing | Miscellaneous | Natural Gas | Pool Heater | Baseline Forecast | Avg. Replacement Summer Demand (kW) | 0 | 0 | 0 | 0 | 0 | 0 | 0 | 0 | 0 | 0 | 0 | 0 | 0 | 0 | 0 | 0 | 0 | 0 | 0 | 0 | 0 | 0 | 0 | 0 | 0 | 0 | 0
| OR | F8 | Residential | LI - Multi-Family | Existing | Miscellaneous | Natural Gas | Pool Heater | Baseline Forecast | Avg. Replacement Winter Demand (kW) | 0 | 0 | 0 | 0 | 0 | 0 | 0 | 0 | 0 | 0 | 0 | 0 | 0 | 0 | 0 | 0 | 0 | 0 | 0 | 0 | 0 | 0 | 0 | 0 | 0 | 0 | 0
| OR | F1 | Residential | LI - Multi-Family | Existing | Miscellaneous | Natural Gas | Miscellaneous | Baseline Forecast | Units | 4428.1584 | 4410.4458 | 4392.804 | 4375.2328 | 4357.7318 | 4340.3009 | 4322.9397 | 4305.6479 | 4288.4253 | 4271.2716 | 4254.1866 | 4237.1698 | 4220.2211 | 4203.3402 | 4186.5269 | 4169.7808 | 4153.1017 | 4136.4893 | 4119.9433 | 4103.4635 | 4087.0497 | 4070.7015 | 4054.4187 | 4038.201 | 4022.0482 | 4005.96 | 3989.9362
| OR | F2 | Residential | LI - Multi-Family | Existing | Miscellaneous | Natural Gas | Miscellaneous | Baseline Forecast | Usage (MMtherm) | 0.00069153 | 0.00068876 | 0.00068601 | 0.00068326 | 0.00068053 | 0.00067781 | 0.0006751 | 0.00067239 | 0.00066971 | 0.00066703 | 0.00066436 | 0.0006617 | 0.00065905 | 0.00065642 | 0.00065379 | 0.00065118 | 0.00064857 | 0.00064598 | 0.00064339 | 0.00064082 | 0.00063826 | 0.0006357 | 0.00063316 | 0.00063063 | 0.00062811 | 0.00062559 | 0.00062309
| OR | F3 | Residential | LI - Multi-Family | Existing | Miscellaneous | Natural Gas | Miscellaneous | Baseline Forecast | Summer Peak Demand (MW) | 0 | 0 | 0 | 0 | 0 | 0 | 0 | 0 | 0 | 0 | 0 | 0 | 0 | 0 | 0 | 0 | 0 | 0 | 0 | 0 | 0 | 0 | 0 | 0 | 0 | 0 | 0
| OR | F4 | Residential | LI - Multi-Family | Existing | Miscellaneous | Natural Gas | Miscellaneous | Baseline Forecast | Winter Peak Demand (MW) | 0 | 0 | 0 | 0 | 0 | 0 | 0 | 0 | 0 | 0 | 0 | 0 | 0 | 0 | 0 | 0 | 0 | 0 | 0 | 0 | 0 | 0 | 0 | 0 | 0 | 0 | 0
| OR | F5 | Residential | LI - Multi-Family | Existing | Miscellaneous | Natural Gas | Miscellaneous | Baseline Forecast | Turnover | 0 | 245.0248 | 300.9884 | 347.0478 | 384.8881 | 415.9083 | 441.2692 | 406.1206 | 386.0528 | 376.8908 | 375.4431 | 379.2887 | 386.607 | 452.1331 | 453.2295 | 450.0739 | 445.0823 | 439.7911 | 435.118 | 425.8336 | 422.2798 | 421.696 | 422.4414 | 423.6055 | 424.7391 | 439.659 | 434.3973
| OR | F6 | Residential | LI - Multi-Family | Existing | Miscellaneous | Natural Gas | Miscellaneous | Baseline Forecast | Avg. Replacement Usage (kWh) | 0.15617 | 0.15617 | 0.15617 | 0.15617 | 0.15617 | 0.15617 | 0.15617 | 0.15617 | 0.15617 | 0.15617 | 0.15617 | 0.15617 | 0.15617 | 0.15617 | 0.15617 | 0.15617 | 0.15617 | 0.15617 | 0.15617 | 0.15617 | 0.15617 | 0.15617 | 0.15617 | 0.15617 | 0.15617 | 0.15617 | 0.15617
| OR | F7 | Residential | LI - Multi-Family | Existing | Miscellaneous | Natural Gas | Miscellaneous | Baseline Forecast | Avg. Replacement Summer Demand (kW) | 0 | 0 | 0 | 0 | 0 | 0 | 0 | 0 | 0 | 0 | 0 | 0 | 0 | 0 | 0 | 0 | 0 | 0 | 0 | 0 | 0 | 0 | 0 | 0 | 0 | 0 | 0
| OR | F8 | Residential | LI - Multi-Family | Existing | Miscellaneous | Natural Gas | Miscellaneous | Baseline Forecast | Avg. Replacement Winter Demand (kW) | 0 | 0 | 0 | 0 | 0 | 0 | 0 | 0 | 0 | 0 | 0 | 0 | 0 | 0 | 0 | 0 | 0 | 0 | 0 | 0 | 0 | 0 | 0 | 0 | 0 | 0 | 0
| OR | F1 | Residential | LI - Multi-Family | New | Space Heating | Natural Gas | Furnace | Baseline Forecast | Units | 0 | 23.456 | 42.7274 | 64.1263 | 86.8886 | 110.1119 | 133.8462 | 158.4587 | 183.9759 | 210.4246 | 237.8327 | 266.2289 | 295.6425 | 326.1037 | 357.6435 | 390.2939 | 424.0877 | 459.0586 | 495.2412 | 532.6712 | 571.3852 | 611.4207 | 652.8165 | 695.6123 | 739.8489 | 785.5683 | 832.8136
| OR | F2 | Residential | LI - Multi-Family | New | Space Heating | Natural Gas | Furnace | Baseline Forecast | Usage (MMtherm) | 0 | 0.00041832 | 0.00082239 | 0.0037164 | 0.0067947 | 0.0099353 | 0.013145 | 0.016473 | 0.019924 | 0.023501 | 0.027207 | 0.031047 | 0.035156 | 0.039505 | 0.043989 | 0.048613 | 0.053381 | 0.058299 | 0.063372 | 0.068605 | 0.074004 | 0.079573 | 0.085319 | 0.091248 | 0.097364 | 0.10367 | 0.11019
| OR | F3 | Residential | LI - Multi-Family | New | Space Heating | Natural Gas | Furnace | Baseline Forecast | Summer Peak Demand (MW) | 0 | 0 | 0 | 0 | 0 | 0 | 0 | 0 | 0 | 0 | 0 | 0 | 0 | 0 | 0 | 0 | 0 | 0 | 0 | 0 | 0 | 0 | 0 | 0 | 0 | 0 | 0
| OR | F4 | Residential | LI - Multi-Family | New | Space Heating | Natural Gas | Furnace | Baseline Forecast | Winter Peak Demand (MW) | 0 | 0 | 0 | 0 | 0 | 0 | 0 | 0 | 0 | 0 | 0 | 0 | 0 | 0 | 0 | 0 | 0 | 0 | 0 | 0 | 0 | 0 | 0 | 0 | 0 | 0 | 0
| OR | F5 | Residential | LI - Multi-Family | New | Space Heating | Natural Gas | Furnace | Baseline Forecast | Turnover | 0 | 23.456 | 19.2714 | 21.3989 | 22.7623 | 23.2232 | 23.7343 | 24.6126 | 25.5171 | 26.4487 | 27.4082 | 28.3962 | 30.5305 | 32.4426 | 34.4459 | 36.502 | 38.5679 | 40.6478 | 42.7613 | 44.9105 | 47.0977 | 49.3252 | 51.5953 | 53.9634 | 56.4173 | 58.9604 | 61.594
| OR | F6 | Residential | LI - Multi-Family | New | Space Heating | Natural Gas | Furnace | Baseline Forecast | Avg. Replacement Usage (kWh) | 16.5416 | 17.8343 | 21.0516 | 135.2403 | 135.2377 | 135.2344 | 135.2309 | 135.2309 | 135.2309 | 135.2309 | 135.2309 | 135.2309 | 135.2309 | 135.2309 | 135.2309 | 135.2309 | 135.2309 | 135.2309 | 135.2309 | 135.2309 | 135.2309 | 135.2309 | 135.2309 | 135.2309 | 135.2309 | 135.2309 | 135.2309
| OR | F7 | Residential | LI - Multi-Family | New | Space Heating | Natural Gas | Furnace | Baseline Forecast | Avg. Replacement Summer Demand (kW) | 0 | 0 | 0 | 0 | 0 | 0 | 0 | 0 | 0 | 0 | 0 | 0 | 0 | 0 | 0 | 0 | 0 | 0 | 0 | 0 | 0 | 0 | 0 | 0 | 0 | 0 | 0
| OR | F8 | Residential | LI - Multi-Family | New | Space Heating | Natural Gas | Furnace | Baseline Forecast | Avg. Replacement Winter Demand (kW) | 0 | 0 | 0 | 0 | 0 | 0 | 0 | 0 | 0 | 0 | 0 | 0 | 0 | 0 | 0 | 0 | 0 | 0 | 0 | 0 | 0 | 0 | 0 | 0 | 0 | 0 | 0
| OR | F1 | Residential | LI - Multi-Family | New | Space Heating | Natural Gas | Boiler | Baseline Forecast | Units | 0 | 0 | 0 | 0 | 0 | 0 | 0 | 0 | 0 | 0 | 0 | 0 | 0 | 0 | 0 | 0 | 0 | 0 | 0 | 0 | 0 | 0 | 0 | 0 | 0 | 0 | 0
| OR | F2 | Residential | LI - Multi-Family | New | Space Heating | Natural Gas | Boiler | Baseline Forecast | Usage (MMtherm) | 0 | 0 | 0 | 0 | 0 | 0 | 0 | 0 | 0 | 0 | 0 | 0 | 0 | 0 | 0 | 0 | 0 | 0 | 0 | 0 | 0 | 0 | 0 | 0 | 0 | 0 | 0
| OR | F3 | Residential | LI - Multi-Family | New | Space Heating | Natural Gas | Boiler | Baseline Forecast | Summer Peak Demand (MW) | 0 | 0 | 0 | 0 | 0 | 0 | 0 | 0 | 0 | 0 | 0 | 0 | 0 | 0 | 0 | 0 | 0 | 0 | 0 | 0 | 0 | 0 | 0 | 0 | 0 | 0 | 0
| OR | F4 | Residential | LI - Multi-Family | New | Space Heating | Natural Gas | Boiler | Baseline Forecast | Winter Peak Demand (MW) | 0 | 0 | 0 | 0 | 0 | 0 | 0 | 0 | 0 | 0 | 0 | 0 | 0 | 0 | 0 | 0 | 0 | 0 | 0 | 0 | 0 | 0 | 0 | 0 | 0 | 0 | 0
| OR | F5 | Residential | LI - Multi-Family | New | Space Heating | Natural Gas | Boiler | Baseline Forecast | Turnover | 0 | 0 | 0 | 0 | 0 | 0 | 0 | 0 | 0 | 0 | 0 | 0 | 0 | 0 | 0 | 0 | 0 | 0 | 0 | 0 | 0 | 0 | 0 | 0 | 0 | 0 | 0
| OR | F6 | Residential | LI - Multi-Family | New | Space Heating | Natural Gas | Boiler | Baseline Forecast | Avg. Replacement Usage (kWh) | 139.2547 | 149.811 | 149.2301 | 149.2301 | 149.2301 | 149.2301 | 149.2301 | 149.2301 | 149.2301 | 149.2301 | 149.2301 | 149.2301 | 149.2301 | 149.2301 | 149.2301 | 149.2301 | 149.2301 | 149.2301 | 149.2301 | 149.2301 | 149.2301 | 149.2301 | 149.2301 | 149.2301 | 149.2301 | 149.2301 | 149.2301
| OR | F7 | Residential | LI - Multi-Family | New | Space Heating | Natural Gas | Boiler | Baseline Forecast | Avg. Replacement Summer Demand (kW) | 0 | 0 | 0 | 0 | 0 | 0 | 0 | 0 | 0 | 0 | 0 | 0 | 0 | 0 | 0 | 0 | 0 | 0 | 0 | 0 | 0 | 0 | 0 | 0 | 0 | 0 | 0
| OR | F8 | Residential | LI - Multi-Family | New | Space Heating | Natural Gas | Boiler | Baseline Forecast | Avg. Replacement Winter Demand (kW) | 0 | 0 | 0 | 0 | 0 | 0 | 0 | 0 | 0 | 0 | 0 | 0 | 0 | 0 | 0 | 0 | 0 | 0 | 0 | 0 | 0 | 0 | 0 | 0 | 0 | 0 | 0
| OR | F1 | Residential | LI - Multi-Family | New | Secondary Heating | Natural Gas | Fireplace | Baseline Forecast | Units | 0 | 20.1645 | 34.5044 | 48.6451 | 61.9157 | 73.7066 | 84.1614 | 93.5962 | 102.0793 | 109.6751 | 116.4442 | 122.4436 | 127.727 | 132.3446 | 136.3439 | 139.7693 | 142.6628 | 145.0634 | 147.0081 | 148.5315 | 149.666 | 150.442 | 150.888 | 151.0308 | 150.8955 | 150.5053 | 149.8824
| OR | F2 | Residential | LI - Multi-Family | New | Secondary Heating | Natural Gas | Fireplace | Baseline Forecast | Usage (MMtherm) | 0 | 0.002849 | 0.0048657 | 0.0068597 | 0.0087311 | 0.010394 | 0.011868 | 0.013198 | 0.014395 | 0.015466 | 0.01642 | 0.017266 | 0.018011 | 0.018663 | 0.019227 | 0.01971 | 0.020118 | 0.020456 | 0.02073 | 0.020945 | 0.021105 | 0.021215 | 0.021278 | 0.021298 | 0.021279 | 0.021224 | 0.021136
| OR | F3 | Residential | LI - Multi-Family | New | Secondary Heating | Natural Gas | Fireplace | Baseline Forecast | Summer Peak Demand (MW) | 0 | 0 | 0 | 0 | 0 | 0 | 0 | 0 | 0 | 0 | 0 | 0 | 0 | 0 | 0 | 0 | 0 | 0 | 0 | 0 | 0 | 0 | 0 | 0 | 0 | 0 | 0
| OR | F4 | Residential | LI - Multi-Family | New | Secondary Heating | Natural Gas | Fireplace | Baseline Forecast | Winter Peak Demand (MW) | 0 | 0 | 0 | 0 | 0 | 0 | 0 | 0 | 0 | 0 | 0 | 0 | 0 | 0 | 0 | 0 | 0 | 0 | 0 | 0 | 0 | 0 | 0 | 0 | 0 | 0 | 0
| OR | F5 | Residential | LI - Multi-Family | New | Secondary Heating | Natural Gas | Fireplace | Baseline Forecast | Turnover | 0 | 20.1645 | 14.3399 | 14.1407 | 13.2706 | 11.791 | 10.4548 | 9.4347 | 8.4831 | 7.5958 | 6.7691 | 5.9994 | 5.2833 | 4.6176 | 3.9993 | 3.4254 | 2.8934 | 4.2338 | 4.9148 | 5.509 | 5.9642 | 6.2386 | 6.3624 | 6.3791 | 6.4347 | 6.5228 | 6.5159
| OR | F6 | Residential | LI - Multi-Family | New | Secondary Heating | Natural Gas | Fireplace | Baseline Forecast | Avg. Replacement Usage (kWh) | 136.2207 | 141.2896 | 141.0154 | 141.0154 | 141.0154 | 141.0154 | 141.0154 | 141.0154 | 141.0154 | 141.0154 | 141.0154 | 141.0154 | 141.0154 | 141.0154 | 141.0154 | 141.0154 | 141.0154 | 141.0154 | 141.0154 | 141.0154 | 141.0154 | 141.0154 | 141.0154 | 141.0154 | 141.0154 | 141.0154 | 141.0154
| OR | F7 | Residential | LI - Multi-Family | New | Secondary Heating | Natural Gas | Fireplace | Baseline Forecast | Avg. Replacement Summer Demand (kW) | 0 | 0 | 0 | 0 | 0 | 0 | 0 | 0 | 0 | 0 | 0 | 0 | 0 | 0 | 0 | 0 | 0 | 0 | 0 | 0 | 0 | 0 | 0 | 0 | 0 | 0 | 0
| OR | F8 | Residential | LI - Multi-Family | New | Secondary Heating | Natural Gas | Fireplace | Baseline Forecast | Avg. Replacement Winter Demand (kW) | 0 | 0 | 0 | 0 | 0 | 0 | 0 | 0 | 0 | 0 | 0 | 0 | 0 | 0 | 0 | 0 | 0 | 0 | 0 | 0 | 0 | 0 | 0 | 0 | 0 | 0 | 0
| OR | F1 | Residential | LI - Multi-Family | New | Water Heating | Natural Gas | Water Heater (<= 55 Gal) | Baseline Forecast | Units | 0 | 42.292 | 75.8905 | 112.2002 | 149.7602 | 186.958 | 223.8681 | 261.0831 | 298.6067 | 336.443 | 374.5959 | 413.0693 | 451.8672 | 490.9937 | 530.453 | 570.2492 | 610.3864 | 650.869 | 691.7013 | 732.8875 | 774.4321 | 816.3395 | 858.6143 | 901.2609 | 944.284 | 987.6881 | 1031.478
| OR | F2 | Residential | LI - Multi-Family | New | Water Heating | Natural Gas | Water Heater (<= 55 Gal) | Baseline Forecast | Usage (MMtherm) | 0 | 0.0048175 | 0.0086492 | 0.012794 | 0.017084 | 0.021334 | 0.02555 | 0.029802 | 0.034089 | 0.038412 | 0.042771 | 0.047166 | 0.051601 | 0.056073 | 0.060584 | 0.065133 | 0.069721 | 0.074348 | 0.079015 | 0.083726 | 0.088474 | 0.093263 | 0.098094 | 0.10297 | 0.10788 | 0.11284 | 0.11784
| OR | F3 | Residential | LI - Multi-Family | New | Water Heating | Natural Gas | Water Heater (<= 55 Gal) | Baseline Forecast | Summer Peak Demand (MW) | 0 | 0 | 0 | 0 | 0 | 0 | 0 | 0 | 0 | 0 | 0 | 0 | 0 | 0 | 0 | 0 | 0 | 0 | 0 | 0 | 0 | 0 | 0 | 0 | 0 | 0 | 0
| OR | F4 | Residential | LI - Multi-Family | New | Water Heating | Natural Gas | Water Heater (<= 55 Gal) | Baseline Forecast | Winter Peak Demand (MW) | 0 | 0 | 0 | 0 | 0 | 0 | 0 | 0 | 0 | 0 | 0 | 0 | 0 | 0 | 0 | 0 | 0 | 0 | 0 | 0 | 0 | 0 | 0 | 0 | 0 | 0 | 0
| OR | F5 | Residential | LI - Multi-Family | New | Water Heating | Natural Gas | Water Heater (<= 55 Gal) | Baseline Forecast | Turnover | 0 | 42.292 | 33.5985 | 36.3097 | 37.5601 | 37.1978 | 36.9101 | 37.215 | 37.5237 | 37.8363 | 38.1528 | 38.4734 | 44.8396 | 49.1049 | 53.1993 | 56.939 | 60.1451 | 62.9051 | 65.3679 | 79.8994 | 77.5996 | 79.052 | 79.9735 | 81.2599 | 83.0514 | 85.4029 | 88.0129
| OR | F6 | Residential | LI - Multi-Family | New | Water Heating | Natural Gas | Water Heater (<= 55 Gal) | Baseline Forecast | Avg. Replacement Usage (kWh) | 113.87 | 113.9093 | 114.0443 | 114.1526 | 114.206 | 114.2546 | 114.2463 | 114.2463 | 114.2463 | 114.2463 | 114.2463 | 114.2463 | 114.2463 | 114.2463 | 114.2463 | 114.2463 | 114.2463 | 114.2463 | 114.2463 | 114.2463 | 114.2463 | 114.2463 | 114.2463 | 114.2463 | 114.2463 | 114.2463 | 114.2463
| OR | F7 | Residential | LI - Multi-Family | New | Water Heating | Natural Gas | Water Heater (<= 55 Gal) | Baseline Forecast | Avg. Replacement Summer Demand (kW) | 0 | 0 | 0 | 0 | 0 | 0 | 0 | 0 | 0 | 0 | 0 | 0 | 0 | 0 | 0 | 0 | 0 | 0 | 0 | 0 | 0 | 0 | 0 | 0 | 0 | 0 | 0
| OR | F8 | Residential | LI - Multi-Family | New | Water Heating | Natural Gas | Water Heater (<= 55 Gal) | Baseline Forecast | Avg. Replacement Winter Demand (kW) | 0 | 0 | 0 | 0 | 0 | 0 | 0 | 0 | 0 | 0 | 0 | 0 | 0 | 0 | 0 | 0 | 0 | 0 | 0 | 0 | 0 | 0 | 0 | 0 | 0 | 0 | 0
| OR | F1 | Residential | LI - Multi-Family | New | Water Heating | Natural Gas | Water Heater (> 55 Gal) | Baseline Forecast | Units | 0 | 21.2694 | 38.1666 | 56.4274 | 75.317 | 94.0244 | 112.5871 | 131.3031 | 150.1744 | 169.203 | 188.3907 | 207.7396 | 227.2518 | 246.9292 | 266.7739 | 286.7881 | 306.9738 | 327.3332 | 347.8684 | 368.5817 | 389.4752 | 410.5511 | 431.8118 | 453.2595 | 474.8966 | 496.7253 | 518.748
| OR | F2 | Residential | LI - Multi-Family | New | Water Heating | Natural Gas | Water Heater (> 55 Gal) | Baseline Forecast | Usage (MMtherm) | 0 | 0.0019254 | 0.0034556 | 0.0051096 | 0.0068207 | 0.0085156 | 0.010197 | 0.011893 | 0.013603 | 0.015327 | 0.017065 | 0.018818 | 0.020586 | 0.022369 | 0.024167 | 0.02598 | 0.027809 | 0.029654 | 0.031515 | 0.033392 | 0.035285 | 0.037194 | 0.039121 | 0.041064 | 0.043024 | 0.045002 | 0.046997
| OR | F3 | Residential | LI - Multi-Family | New | Water Heating | Natural Gas | Water Heater (> 55 Gal) | Baseline Forecast | Summer Peak Demand (MW) | 0 | 0 | 0 | 0 | 0 | 0 | 0 | 0 | 0 | 0 | 0 | 0 | 0 | 0 | 0 | 0 | 0 | 0 | 0 | 0 | 0 | 0 | 0 | 0 | 0 | 0 | 0
| OR | F4 | Residential | LI - Multi-Family | New | Water Heating | Natural Gas | Water Heater (> 55 Gal) | Baseline Forecast | Winter Peak Demand (MW) | 0 | 0 | 0 | 0 | 0 | 0 | 0 | 0 | 0 | 0 | 0 | 0 | 0 | 0 | 0 | 0 | 0 | 0 | 0 | 0 | 0 | 0 | 0 | 0 | 0 | 0 | 0
| OR | F5 | Residential | LI - Multi-Family | New | Water Heating | Natural Gas | Water Heater (> 55 Gal) | Baseline Forecast | Turnover | 0 | 21.2694 | 16.8972 | 18.2608 | 18.8896 | 18.7074 | 18.5627 | 18.716 | 18.8713 | 19.0285 | 19.1877 | 19.3489 | 22.5506 | 24.6957 | 26.7548 | 28.6356 | 30.248 | 31.636 | 32.8746 | 40.1828 | 39.0262 | 39.7566 | 40.22 | 40.867 | 41.768 | 42.9506 | 44.2632
| OR | F6 | Residential | LI - Multi-Family | New | Water Heating | Natural Gas | Water Heater (> 55 Gal) | Baseline Forecast | Avg. Replacement Usage (kWh) | 90.5181 | 90.5263 | 90.5544 | 90.5771 | 90.5882 | 90.5983 | 90.5966 | 90.5966 | 90.5966 | 90.5966 | 90.5966 | 90.5966 | 90.5966 | 90.5966 | 90.5966 | 90.5966 | 90.5966 | 90.5966 | 90.5966 | 90.5966 | 90.5966 | 90.5966 | 90.5966 | 90.5966 | 90.5966 | 90.5966 | 90.5966
| OR | F7 | Residential | LI - Multi-Family | New | Water Heating | Natural Gas | Water Heater (> 55 Gal) | Baseline Forecast | Avg. Replacement Summer Demand (kW) | 0 | 0 | 0 | 0 | 0 | 0 | 0 | 0 | 0 | 0 | 0 | 0 | 0 | 0 | 0 | 0 | 0 | 0 | 0 | 0 | 0 | 0 | 0 | 0 | 0 | 0 | 0
| OR | F8 | Residential | LI - Multi-Family | New | Water Heating | Natural Gas | Water Heater (> 55 Gal) | Baseline Forecast | Avg. Replacement Winter Demand (kW) | 0 | 0 | 0 | 0 | 0 | 0 | 0 | 0 | 0 | 0 | 0 | 0 | 0 | 0 | 0 | 0 | 0 | 0 | 0 | 0 | 0 | 0 | 0 | 0 | 0 | 0 | 0
| OR | F1 | Residential | LI - Multi-Family | New | Appliances | Natural Gas | Clothes Dryer | Baseline Forecast | Units | 0 | 5.0651 | 9.0813 | 13.4148 | 17.8904 | 22.315 | 26.6978 | 31.1095 | 35.5504 | 40.0209 | 44.5214 | 49.0523 | 53.614 | 58.2068 | 62.8312 | 67.4876 | 72.1763 | 76.8979 | 81.6526 | 86.4409 | 91.2632 | 96.1201 | 101.0118 | 105.9388 | 110.9016 | 115.9006 | 120.9362
| OR | F2 | Residential | LI - Multi-Family | New | Appliances | Natural Gas | Clothes Dryer | Baseline Forecast | Usage (MMtherm) | 0 | 0.00010163 | 0.00018222 | 0.00026917 | 0.00035897 | 0.00044775 | 0.00053569 | 0.00062421 | 0.00071332 | 0.00080302 | 0.00089333 | 0.00098424 | 0.0010758 | 0.0011679 | 0.0012607 | 0.0013541 | 0.0014482 | 0.001543 | 0.0016384 | 0.0017344 | 0.0018312 | 0.0019287 | 0.0020268 | 0.0021257 | 0.0022252 | 0.0023256 | 0.0024266
| OR | F3 | Residential | LI - Multi-Family | New | Appliances | Natural Gas | Clothes Dryer | Baseline Forecast | Summer Peak Demand (MW) | 0 | 0 | 0 | 0 | 0 | 0 | 0 | 0 | 0 | 0 | 0 | 0 | 0 | 0 | 0 | 0 | 0 | 0 | 0 | 0 | 0 | 0 | 0 | 0 | 0 | 0 | 0
| OR | F4 | Residential | LI - Multi-Family | New | Appliances | Natural Gas | Clothes Dryer | Baseline Forecast | Winter Peak Demand (MW) | 0 | 0 | 0 | 0 | 0 | 0 | 0 | 0 | 0 | 0 | 0 | 0 | 0 | 0 | 0 | 0 | 0 | 0 | 0 | 0 | 0 | 0 | 0 | 0 | 0 | 0 | 0
| OR | F5 | Residential | LI - Multi-Family | New | Appliances | Natural Gas | Clothes Dryer | Baseline Forecast | Turnover | 0 | 5.0651 | 4.0162 | 4.3335 | 4.4755 | 4.4247 | 4.3828 | 4.4117 | 4.4409 | 4.4705 | 4.5005 | 5.2545 | 5.7556 | 6.2353 | 6.6716 | 7.0432 | 7.3607 | 7.642 | 9.3682 | 9.0757 | 9.2327 | 9.4291 | 9.6182 | 9.8569 | 10.1499 | 10.4598 | 10.7765
| OR | F6 | Residential | LI - Multi-Family | New | Appliances | Natural Gas | Clothes Dryer | Baseline Forecast | Avg. Replacement Usage (kWh) | 20.0651 | 20.0651 | 20.0651 | 20.0651 | 20.0651 | 20.0651 | 20.0651 | 20.0651 | 20.0651 | 20.0651 | 20.0651 | 20.0651 | 20.0651 | 20.0651 | 20.0651 | 20.0651 | 20.0651 | 20.0651 | 20.0651 | 20.0651 | 20.0651 | 20.0651 | 20.0651 | 20.0651 | 20.0651 | 20.0651 | 20.0651
| OR | F7 | Residential | LI - Multi-Family | New | Appliances | Natural Gas | Clothes Dryer | Baseline Forecast | Avg. Replacement Summer Demand (kW) | 0 | 0 | 0 | 0 | 0 | 0 | 0 | 0 | 0 | 0 | 0 | 0 | 0 | 0 | 0 | 0 | 0 | 0 | 0 | 0 | 0 | 0 | 0 | 0 | 0 | 0 | 0
| OR | F8 | Residential | LI - Multi-Family | New | Appliances | Natural Gas | Clothes Dryer | Baseline Forecast | Avg. Replacement Winter Demand (kW) | 0 | 0 | 0 | 0 | 0 | 0 | 0 | 0 | 0 | 0 | 0 | 0 | 0 | 0 | 0 | 0 | 0 | 0 | 0 | 0 | 0 | 0 | 0 | 0 | 0 | 0 | 0
| OR | F1 | Residential | LI - Multi-Family | New | Appliances | Natural Gas | Stove/Oven | Baseline Forecast | Units | 0 | 32.0218 | 57.3508 | 84.6273 | 112.74 | 140.4721 | 167.8815 | 195.4133 | 223.0692 | 250.8513 | 278.7612 | 306.8011 | 334.9728 | 363.2782 | 391.7192 | 420.298 | 449.0164 | 477.8764 | 506.88 | 536.0294 | 565.3264 | 594.7732 | 624.3719 | 654.1245 | 684.0332 | 714.1 | 744.3271
| OR | F2 | Residential | LI - Multi-Family | New | Appliances | Natural Gas | Stove/Oven | Baseline Forecast | Usage (MMtherm) | 0 | 0.00083411 | 0.0014944 | 0.0022059 | 0.0029392 | 0.0036627 | 0.0043778 | 0.0050961 | 0.0058176 | 0.0065423 | 0.0072705 | 0.0080022 | 0.0087373 | 0.009476 | 0.010218 | 0.010964 | 0.011713 | 0.012466 | 0.013223 | 0.013984 | 0.014748 | 0.015517 | 0.016289 | 0.017065 | 0.017845 | 0.01863 | 0.019418
| OR | F3 | Residential | LI - Multi-Family | New | Appliances | Natural Gas | Stove/Oven | Baseline Forecast | Summer Peak Demand (MW) | 0 | 0 | 0 | 0 | 0 | 0 | 0 | 0 | 0 | 0 | 0 | 0 | 0 | 0 | 0 | 0 | 0 | 0 | 0 | 0 | 0 | 0 | 0 | 0 | 0 | 0 | 0
| OR | F4 | Residential | LI - Multi-Family | New | Appliances | Natural Gas | Stove/Oven | Baseline Forecast | Winter Peak Demand (MW) | 0 | 0 | 0 | 0 | 0 | 0 | 0 | 0 | 0 | 0 | 0 | 0 | 0 | 0 | 0 | 0 | 0 | 0 | 0 | 0 | 0 | 0 | 0 | 0 | 0 | 0 | 0
| OR | F5 | Residential | LI - Multi-Family | New | Appliances | Natural Gas | Stove/Oven | Baseline Forecast | Turnover | 0 | 32.0218 | 25.329 | 27.2764 | 28.1127 | 27.7321 | 27.4094 | 27.5318 | 27.6559 | 27.782 | 27.91 | 32.6144 | 35.7111 | 38.6644 | 41.3364 | 43.5936 | 45.5039 | 47.1807 | 57.9877 | 56.0117 | 56.8765 | 57.9892 | 59.0542 | 60.4297 | 62.1442 | 63.9611 | 65.8166
| OR | F6 | Residential | LI - Multi-Family | New | Appliances | Natural Gas | Stove/Oven | Baseline Forecast | Avg. Replacement Usage (kWh) | 26.0422 | 26.0483 | 26.0693 | 26.0834 | 26.0861 | 26.0888 | 26.0883 | 26.0883 | 26.0883 | 26.0883 | 26.0883 | 26.0883 | 26.0883 | 26.0883 | 26.0883 | 26.0883 | 26.0883 | 26.0883 | 26.0883 | 26.0883 | 26.0883 | 26.0883 | 26.0883 | 26.0883 | 26.0883 | 26.0883 | 26.0883
| OR | F7 | Residential | LI - Multi-Family | New | Appliances | Natural Gas | Stove/Oven | Baseline Forecast | Avg. Replacement Summer Demand (kW) | 0 | 0 | 0 | 0 | 0 | 0 | 0 | 0 | 0 | 0 | 0 | 0 | 0 | 0 | 0 | 0 | 0 | 0 | 0 | 0 | 0 | 0 | 0 | 0 | 0 | 0 | 0
| OR | F8 | Residential | LI - Multi-Family | New | Appliances | Natural Gas | Stove/Oven | Baseline Forecast | Avg. Replacement Winter Demand (kW) | 0 | 0 | 0 | 0 | 0 | 0 | 0 | 0 | 0 | 0 | 0 | 0 | 0 | 0 | 0 | 0 | 0 | 0 | 0 | 0 | 0 | 0 | 0 | 0 | 0 | 0 | 0
| OR | F1 | Residential | LI - Multi-Family | New | Miscellaneous | Natural Gas | Pool Heater | Baseline Forecast | Units | 0 | 0 | 0 | 0 | 0 | 0 | 0 | 0 | 0 | 0 | 0 | 0 | 0 | 0 | 0 | 0 | 0 | 0 | 0 | 0 | 0 | 0 | 0 | 0 | 0 | 0 | 0
| OR | F2 | Residential | LI - Multi-Family | New | Miscellaneous | Natural Gas | Pool Heater | Baseline Forecast | Usage (MMtherm) | 0 | 0 | 0 | 0 | 0 | 0 | 0 | 0 | 0 | 0 | 0 | 0 | 0 | 0 | 0 | 0 | 0 | 0 | 0 | 0 | 0 | 0 | 0 | 0 | 0 | 0 | 0
| OR | F3 | Residential | LI - Multi-Family | New | Miscellaneous | Natural Gas | Pool Heater | Baseline Forecast | Summer Peak Demand (MW) | 0 | 0 | 0 | 0 | 0 | 0 | 0 | 0 | 0 | 0 | 0 | 0 | 0 | 0 | 0 | 0 | 0 | 0 | 0 | 0 | 0 | 0 | 0 | 0 | 0 | 0 | 0
| OR | F4 | Residential | LI - Multi-Family | New | Miscellaneous | Natural Gas | Pool Heater | Baseline Forecast | Winter Peak Demand (MW) | 0 | 0 | 0 | 0 | 0 | 0 | 0 | 0 | 0 | 0 | 0 | 0 | 0 | 0 | 0 | 0 | 0 | 0 | 0 | 0 | 0 | 0 | 0 | 0 | 0 | 0 | 0
| OR | F5 | Residential | LI - Multi-Family | New | Miscellaneous | Natural Gas | Pool Heater | Baseline Forecast | Turnover | 0 | 0 | 0 | 0 | 0 | 0 | 0 | 0 | 0 | 0 | 0 | 0 | 0 | 0 | 0 | 0 | 0 | 0 | 0 | 0 | 0 | 0 | 0 | 0 | 0 | 0 | 0
| OR | F6 | Residential | LI - Multi-Family | New | Miscellaneous | Natural Gas | Pool Heater | Baseline Forecast | Avg. Replacement Usage (kWh) | 105.774 | 105.774 | 105.774 | 105.774 | 105.774 | 105.774 | 105.774 | 105.774 | 105.774 | 105.774 | 105.774 | 105.774 | 105.774 | 105.774 | 105.774 | 105.774 | 105.774 | 105.774 | 105.774 | 105.774 | 105.774 | 105.774 | 105.774 | 105.774 | 105.774 | 105.774 | 105.774
| OR | F7 | Residential | LI - Multi-Family | New | Miscellaneous | Natural Gas | Pool Heater | Baseline Forecast | Avg. Replacement Summer Demand (kW) | 0 | 0 | 0 | 0 | 0 | 0 | 0 | 0 | 0 | 0 | 0 | 0 | 0 | 0 | 0 | 0 | 0 | 0 | 0 | 0 | 0 | 0 | 0 | 0 | 0 | 0 | 0
| OR | F8 | Residential | LI - Multi-Family | New | Miscellaneous | Natural Gas | Pool Heater | Baseline Forecast | Avg. Replacement Winter Demand (kW) | 0 | 0 | 0 | 0 | 0 | 0 | 0 | 0 | 0 | 0 | 0 | 0 | 0 | 0 | 0 | 0 | 0 | 0 | 0 | 0 | 0 | 0 | 0 | 0 | 0 | 0 | 0
| OR | F1 | Residential | LI - Multi-Family | New | Miscellaneous | Natural Gas | Miscellaneous | Baseline Forecast | Units | 0 | 77.7296 | 139.3845 | 205.93 | 274.6766 | 342.6638 | 410.0298 | 477.8604 | 546.1614 | 614.9389 | 684.1991 | 753.9481 | 824.192 | 894.9373 | 966.1902 | 1037.9571 | 1110.2446 | 1183.0592 | 1256.4074 | 1330.296 | 1404.7317 | 1479.7213 | 1555.2716 | 1631.3897 | 1708.0826 | 1785.3573 | 1863.2209
| OR | F2 | Residential | LI - Multi-Family | New | Miscellaneous | Natural Gas | Miscellaneous | Baseline Forecast | Usage (MMtherm) | 0 | 1.2139e-05 | 2.1767e-05 | 3.2159e-05 | 4.2895e-05 | 5.3512e-05 | 6.4033e-05 | 7.4625e-05 | 8.5292e-05 | 9.6032e-05 | 0.00010685 | 0.00011774 | 0.00012871 | 0.00013976 | 0.00015089 | 0.00016209 | 0.00017338 | 0.00018475 | 0.00019621 | 0.00020775 | 0.00021937 | 0.00023108 | 0.00024288 | 0.00025477 | 0.00026674 | 0.00027881 | 0.00029097
| OR | F3 | Residential | LI - Multi-Family | New | Miscellaneous | Natural Gas | Miscellaneous | Baseline Forecast | Summer Peak Demand (MW) | 0 | 0 | 0 | 0 | 0 | 0 | 0 | 0 | 0 | 0 | 0 | 0 | 0 | 0 | 0 | 0 | 0 | 0 | 0 | 0 | 0 | 0 | 0 | 0 | 0 | 0 | 0
| OR | F4 | Residential | LI - Multi-Family | New | Miscellaneous | Natural Gas | Miscellaneous | Baseline Forecast | Winter Peak Demand (MW) | 0 | 0 | 0 | 0 | 0 | 0 | 0 | 0 | 0 | 0 | 0 | 0 | 0 | 0 | 0 | 0 | 0 | 0 | 0 | 0 | 0 | 0 | 0 | 0 | 0 | 0 | 0
| OR | F5 | Residential | LI - Multi-Family | New | Miscellaneous | Natural Gas | Miscellaneous | Baseline Forecast | Turnover | 0 | 77.7296 | 61.6549 | 66.5455 | 68.7466 | 67.9872 | 67.366 | 80.7855 | 89.3726 | 97.4281 | 104.5934 | 110.5245 | 115.4513 | 143.5752 | 142.3538 | 148.6206 | 154.3787 | 159.4327 | 164.5986 | 177.6048 | 186.988 | 195.8015 | 203.9564 | 211.3505 | 218.1946 | 232.6425 | 238.1606
| OR | F6 | Residential | LI - Multi-Family | New | Miscellaneous | Natural Gas | Miscellaneous | Baseline Forecast | Avg. Replacement Usage (kWh) | 0.15617 | 0.15617 | 0.15617 | 0.15617 | 0.15617 | 0.15617 | 0.15617 | 0.15617 | 0.15617 | 0.15617 | 0.15617 | 0.15617 | 0.15617 | 0.15617 | 0.15617 | 0.15617 | 0.15617 | 0.15617 | 0.15617 | 0.15617 | 0.15617 | 0.15617 | 0.15617 | 0.15617 | 0.15617 | 0.15617 | 0.15617
| OR | F7 | Residential | LI - Multi-Family | New | Miscellaneous | Natural Gas | Miscellaneous | Baseline Forecast | Avg. Replacement Summer Demand (kW) | 0 | 0 | 0 | 0 | 0 | 0 | 0 | 0 | 0 | 0 | 0 | 0 | 0 | 0 | 0 | 0 | 0 | 0 | 0 | 0 | 0 | 0 | 0 | 0 | 0 | 0 | 0
| OR | F8 | Residential | LI - Multi-Family | New | Miscellaneous | Natural Gas | Miscellaneous | Baseline Forecast | Avg. Replacement Winter Demand (kW) | 0 | 0 | 0 | 0 | 0 | 0 | 0 | 0 | 0 | 0 | 0 | 0 | 0 | 0 | 0 | 0 | 0 | 0 | 0 | 0 | 0 | 0 | 0 | 0 | 0 | 0 | 0
| OR | F1 | Residential | LI - Mobile Home | Existing | Space Heating | Natural Gas | Furnace | Baseline Forecast | Units | 1733.5473 | 1731.0726 | 1728.6014 | 1726.1338 | 1723.6696 | 1721.209 | 1718.752 | 1716.2984 | 1713.8483 | 1711.4017 | 1708.9586 | 1706.519 | 1704.0829 | 1701.6503 | 1699.2211 | 1696.7954 | 1694.3732 | 1691.9544 | 1689.5391 | 1687.1272 | 1684.7188 | 1682.3138 | 1679.9122 | 1677.5141 | 1675.1194 | 1672.7281 | 1670.3402
| OR | F2 | Residential | LI - Mobile Home | Existing | Space Heating | Natural Gas | Furnace | Baseline Forecast | Usage (MMtherm) | 0.84063 | 0.89912 | 0.89041 | 0.88351 | 0.87657 | 0.86961 | 0.86266 | 0.85574 | 0.8489 | 0.84214 | 0.8355 | 0.82899 | 0.82268 | 0.81655 | 0.81068 | 0.80505 | 0.79964 | 0.79446 | 0.78948 | 0.7847 | 0.78011 | 0.7757 | 0.77146 | 0.76738 | 0.76345 | 0.75966 | 0.75602
| OR | F3 | Residential | LI - Mobile Home | Existing | Space Heating | Natural Gas | Furnace | Baseline Forecast | Summer Peak Demand (MW) | 0 | 0 | 0 | 0 | 0 | 0 | 0 | 0 | 0 | 0 | 0 | 0 | 0 | 0 | 0 | 0 | 0 | 0 | 0 | 0 | 0 | 0 | 0 | 0 | 0 | 0 | 0
| OR | F4 | Residential | LI - Mobile Home | Existing | Space Heating | Natural Gas | Furnace | Baseline Forecast | Winter Peak Demand (MW) | 0 | 0 | 0 | 0 | 0 | 0 | 0 | 0 | 0 | 0 | 0 | 0 | 0 | 0 | 0 | 0 | 0 | 0 | 0 | 0 | 0 | 0 | 0 | 0 | 0 | 0 | 0
| OR | F5 | Residential | LI - Mobile Home | Existing | Space Heating | Natural Gas | Furnace | Baseline Forecast | Turnover | 0 | 41.216 | 43.313 | 45.3015 | 47.1866 | 48.9736 | 50.6672 | 52.272 | 53.7924 | 55.2325 | 56.5962 | 57.8874 | 56.9758 | 56.2066 | 55.5931 | 55.0968 | 54.7075 | 54.4155 | 54.212 | 54.0887 | 54.0379 | 54.1035 | 54.1711 | 54.19 | 54.1725 | 54.1269 | 54.0603
| OR | F6 | Residential | LI - Mobile Home | Existing | Space Heating | Natural Gas | Furnace | Baseline Forecast | Avg. Replacement Usage (kWh) | 426.1345 | 459.3155 | 458.2209 | 421.5446 | 421.5828 | 421.6196 | 421.6363 | 421.6502 | 421.6709 | 421.7003 | 421.7403 | 421.7224 | 421.7057 | 421.6881 | 421.6709 | 421.6892 | 421.7053 | 421.7198 | 421.7198 | 421.7198 | 421.7198 | 421.7198 | 421.7198 | 421.7198 | 421.7198 | 421.7198 | 421.7198
| OR | F7 | Residential | LI - Mobile Home | Existing | Space Heating | Natural Gas | Furnace | Baseline Forecast | Avg. Replacement Summer Demand (kW) | 0 | 0 | 0 | 0 | 0 | 0 | 0 | 0 | 0 | 0 | 0 | 0 | 0 | 0 | 0 | 0 | 0 | 0 | 0 | 0 | 0 | 0 | 0 | 0 | 0 | 0 | 0
| OR | F8 | Residential | LI - Mobile Home | Existing | Space Heating | Natural Gas | Furnace | Baseline Forecast | Avg. Replacement Winter Demand (kW) | 0 | 0 | 0 | 0 | 0 | 0 | 0 | 0 | 0 | 0 | 0 | 0 | 0 | 0 | 0 | 0 | 0 | 0 | 0 | 0 | 0 | 0 | 0 | 0 | 0 | 0 | 0
| OR | F1 | Residential | LI - Mobile Home | Existing | Space Heating | Natural Gas | Boiler | Baseline Forecast | Units | 0 | 0 | 0 | 0 | 0 | 0 | 0 | 0 | 0 | 0 | 0 | 0 | 0 | 0 | 0 | 0 | 0 | 0 | 0 | 0 | 0 | 0 | 0 | 0 | 0 | 0 | 0
| OR | F2 | Residential | LI - Mobile Home | Existing | Space Heating | Natural Gas | Boiler | Baseline Forecast | Usage (MMtherm) | 0 | 0 | 0 | 0 | 0 | 0 | 0 | 0 | 0 | 0 | 0 | 0 | 0 | 0 | 0 | 0 | 0 | 0 | 0 | 0 | 0 | 0 | 0 | 0 | 0 | 0 | 0
| OR | F3 | Residential | LI - Mobile Home | Existing | Space Heating | Natural Gas | Boiler | Baseline Forecast | Summer Peak Demand (MW) | 0 | 0 | 0 | 0 | 0 | 0 | 0 | 0 | 0 | 0 | 0 | 0 | 0 | 0 | 0 | 0 | 0 | 0 | 0 | 0 | 0 | 0 | 0 | 0 | 0 | 0 | 0
| OR | F4 | Residential | LI - Mobile Home | Existing | Space Heating | Natural Gas | Boiler | Baseline Forecast | Winter Peak Demand (MW) | 0 | 0 | 0 | 0 | 0 | 0 | 0 | 0 | 0 | 0 | 0 | 0 | 0 | 0 | 0 | 0 | 0 | 0 | 0 | 0 | 0 | 0 | 0 | 0 | 0 | 0 | 0
| OR | F5 | Residential | LI - Mobile Home | Existing | Space Heating | Natural Gas | Boiler | Baseline Forecast | Turnover | 0 | 0 | 0 | 0 | 0 | 0 | 0 | 0 | 0 | 0 | 0 | 0 | 0 | 0 | 0 | 0 | 0 | 0 | 0 | 0 | 0 | 0 | 0 | 0 | 0 | 0 | 0
| OR | F6 | Residential | LI - Mobile Home | Existing | Space Heating | Natural Gas | Boiler | Baseline Forecast | Avg. Replacement Usage (kWh) | 354.7678 | 381.8135 | 380.5174 | 380.6431 | 380.7052 | 380.7596 | 380.7765 | 380.7905 | 380.8114 | 380.8411 | 380.8815 | 380.8634 | 380.8466 | 380.8288 | 380.8114 | 380.8299 | 380.8461 | 380.8608 | 380.8608 | 380.8608 | 380.8608 | 380.8608 | 380.8608 | 380.8608 | 380.8608 | 380.8608 | 380.8608
| OR | F7 | Residential | LI - Mobile Home | Existing | Space Heating | Natural Gas | Boiler | Baseline Forecast | Avg. Replacement Summer Demand (kW) | 0 | 0 | 0 | 0 | 0 | 0 | 0 | 0 | 0 | 0 | 0 | 0 | 0 | 0 | 0 | 0 | 0 | 0 | 0 | 0 | 0 | 0 | 0 | 0 | 0 | 0 | 0
| OR | F8 | Residential | LI - Mobile Home | Existing | Space Heating | Natural Gas | Boiler | Baseline Forecast | Avg. Replacement Winter Demand (kW) | 0 | 0 | 0 | 0 | 0 | 0 | 0 | 0 | 0 | 0 | 0 | 0 | 0 | 0 | 0 | 0 | 0 | 0 | 0 | 0 | 0 | 0 | 0 | 0 | 0 | 0 | 0
| OR | F1 | Residential | LI - Mobile Home | Existing | Secondary Heating | Natural Gas | Fireplace | Baseline Forecast | Units | 0 | 0 | 0 | 0 | 0 | 0 | 0 | 0 | 0 | 0 | 0 | 0 | 0 | 0 | 0 | 0 | 0 | 0 | 0 | 0 | 0 | 0 | 0 | 0 | 0 | 0 | 0
| OR | F2 | Residential | LI - Mobile Home | Existing | Secondary Heating | Natural Gas | Fireplace | Baseline Forecast | Usage (MMtherm) | 0 | 0 | 0 | 0 | 0 | 0 | 0 | 0 | 0 | 0 | 0 | 0 | 0 | 0 | 0 | 0 | 0 | 0 | 0 | 0 | 0 | 0 | 0 | 0 | 0 | 0 | 0
| OR | F3 | Residential | LI - Mobile Home | Existing | Secondary Heating | Natural Gas | Fireplace | Baseline Forecast | Summer Peak Demand (MW) | 0 | 0 | 0 | 0 | 0 | 0 | 0 | 0 | 0 | 0 | 0 | 0 | 0 | 0 | 0 | 0 | 0 | 0 | 0 | 0 | 0 | 0 | 0 | 0 | 0 | 0 | 0
| OR | F4 | Residential | LI - Mobile Home | Existing | Secondary Heating | Natural Gas | Fireplace | Baseline Forecast | Winter Peak Demand (MW) | 0 | 0 | 0 | 0 | 0 | 0 | 0 | 0 | 0 | 0 | 0 | 0 | 0 | 0 | 0 | 0 | 0 | 0 | 0 | 0 | 0 | 0 | 0 | 0 | 0 | 0 | 0
| OR | F5 | Residential | LI - Mobile Home | Existing | Secondary Heating | Natural Gas | Fireplace | Baseline Forecast | Turnover | 0 | 0 | 0 | 0 | 0 | 0 | 0 | 0 | 0 | 0 | 0 | 0 | 0 | 0 | 0 | 0 | 0 | 0 | 0 | 0 | 0 | 0 | 0 | 0 | 0 | 0 | 0
| OR | F6 | Residential | LI - Mobile Home | Existing | Secondary Heating | Natural Gas | Fireplace | Baseline Forecast | Avg. Replacement Usage (kWh) | 229.3779 | 237.9132 | 237.4515 | 237.4515 | 237.4515 | 237.4515 | 237.4515 | 237.4515 | 237.4515 | 237.4515 | 237.4515 | 237.4515 | 237.4515 | 237.4515 | 237.4515 | 237.4515 | 237.4515 | 237.4515 | 237.4515 | 237.4515 | 237.4515 | 237.4515 | 237.4515 | 237.4515 | 237.4515 | 237.4515 | 237.4515
| OR | F7 | Residential | LI - Mobile Home | Existing | Secondary Heating | Natural Gas | Fireplace | Baseline Forecast | Avg. Replacement Summer Demand (kW) | 0 | 0 | 0 | 0 | 0 | 0 | 0 | 0 | 0 | 0 | 0 | 0 | 0 | 0 | 0 | 0 | 0 | 0 | 0 | 0 | 0 | 0 | 0 | 0 | 0 | 0 | 0
| OR | F8 | Residential | LI - Mobile Home | Existing | Secondary Heating | Natural Gas | Fireplace | Baseline Forecast | Avg. Replacement Winter Demand (kW) | 0 | 0 | 0 | 0 | 0 | 0 | 0 | 0 | 0 | 0 | 0 | 0 | 0 | 0 | 0 | 0 | 0 | 0 | 0 | 0 | 0 | 0 | 0 | 0 | 0 | 0 | 0
| OR | F1 | Residential | LI - Mobile Home | Existing | Water Heating | Natural Gas | Water Heater (<= 55 Gal) | Baseline Forecast | Units | 1400.9198 | 1395.3595 | 1389.8213 | 1384.3051 | 1378.8108 | 1373.3383 | 1367.8875 | 1362.4583 | 1357.0507 | 1351.6646 | 1346.2998 | 1340.9563 | 1335.634 | 1330.3329 | 1325.0528 | 1319.7936 | 1314.5553 | 1309.3379 | 1304.1411 | 1298.9649 | 1293.8093 | 1288.6742 | 1283.5594 | 1278.4649 | 1273.3907 | 1268.3366 | 1263.3025
| OR | F2 | Residential | LI - Mobile Home | Existing | Water Heating | Natural Gas | Water Heater (<= 55 Gal) | Baseline Forecast | Usage (MMtherm) | 0.23909 | 0.2366 | 0.23395 | 0.2312 | 0.22842 | 0.22567 | 0.22297 | 0.22038 | 0.21792 | 0.21562 | 0.21351 | 0.2116 | 0.20985 | 0.20825 | 0.20677 | 0.20539 | 0.20409 | 0.20288 | 0.20172 | 0.20063 | 0.19959 | 0.19858 | 0.19761 | 0.19666 | 0.19575 | 0.19485 | 0.19398
| OR | F3 | Residential | LI - Mobile Home | Existing | Water Heating | Natural Gas | Water Heater (<= 55 Gal) | Baseline Forecast | Summer Peak Demand (MW) | 0 | 0 | 0 | 0 | 0 | 0 | 0 | 0 | 0 | 0 | 0 | 0 | 0 | 0 | 0 | 0 | 0 | 0 | 0 | 0 | 0 | 0 | 0 | 0 | 0 | 0 | 0
| OR | F4 | Residential | LI - Mobile Home | Existing | Water Heating | Natural Gas | Water Heater (<= 55 Gal) | Baseline Forecast | Winter Peak Demand (MW) | 0 | 0 | 0 | 0 | 0 | 0 | 0 | 0 | 0 | 0 | 0 | 0 | 0 | 0 | 0 | 0 | 0 | 0 | 0 | 0 | 0 | 0 | 0 | 0 | 0 | 0 | 0
| OR | F5 | Residential | LI - Mobile Home | Existing | Water Heating | Natural Gas | Water Heater (<= 55 Gal) | Baseline Forecast | Turnover | 0 | 46.0009 | 54.5456 | 61.7799 | 67.8958 | 73.0571 | 77.4035 | 81.0546 | 84.1123 | 86.6636 | 88.7827 | 90.5332 | 83.5822 | 78.8162 | 75.7366 | 73.9436 | 73.1187 | 73.0088 | 73.4142 | 86.6552 | 88.1988 | 89.4601 | 90.4808 | 90.1494 | 88.9993 | 87.4123 | 85.6553
| OR | F6 | Residential | LI - Mobile Home | Existing | Water Heating | Natural Gas | Water Heater (<= 55 Gal) | Baseline Forecast | Avg. Replacement Usage (kWh) | 152.4133 | 152.479 | 152.7015 | 152.8914 | 152.9963 | 153.0929 | 153.0782 | 153.0782 | 153.0782 | 153.0782 | 153.0782 | 153.0782 | 153.0782 | 153.0782 | 153.0782 | 153.0782 | 153.0782 | 153.0782 | 153.0782 | 153.0782 | 153.0782 | 153.0782 | 153.0782 | 153.0782 | 153.0782 | 153.0782 | 153.0782
| OR | F7 | Residential | LI - Mobile Home | Existing | Water Heating | Natural Gas | Water Heater (<= 55 Gal) | Baseline Forecast | Avg. Replacement Summer Demand (kW) | 0 | 0 | 0 | 0 | 0 | 0 | 0 | 0 | 0 | 0 | 0 | 0 | 0 | 0 | 0 | 0 | 0 | 0 | 0 | 0 | 0 | 0 | 0 | 0 | 0 | 0 | 0
| OR | F8 | Residential | LI - Mobile Home | Existing | Water Heating | Natural Gas | Water Heater (<= 55 Gal) | Baseline Forecast | Avg. Replacement Winter Demand (kW) | 0 | 0 | 0 | 0 | 0 | 0 | 0 | 0 | 0 | 0 | 0 | 0 | 0 | 0 | 0 | 0 | 0 | 0 | 0 | 0 | 0 | 0 | 0 | 0 | 0 | 0 | 0
| OR | F1 | Residential | LI - Mobile Home | Existing | Water Heating | Natural Gas | Water Heater (> 55 Gal) | Baseline Forecast | Units | 0 | 0 | 0 | 0 | 0 | 0 | 0 | 0 | 0 | 0 | 0 | 0 | 0 | 0 | 0 | 0 | 0 | 0 | 0 | 0 | 0 | 0 | 0 | 0 | 0 | 0 | 0
| OR | F2 | Residential | LI - Mobile Home | Existing | Water Heating | Natural Gas | Water Heater (> 55 Gal) | Baseline Forecast | Usage (MMtherm) | 0 | 0 | 0 | 0 | 0 | 0 | 0 | 0 | 0 | 0 | 0 | 0 | 0 | 0 | 0 | 0 | 0 | 0 | 0 | 0 | 0 | 0 | 0 | 0 | 0 | 0 | 0
| OR | F3 | Residential | LI - Mobile Home | Existing | Water Heating | Natural Gas | Water Heater (> 55 Gal) | Baseline Forecast | Summer Peak Demand (MW) | 0 | 0 | 0 | 0 | 0 | 0 | 0 | 0 | 0 | 0 | 0 | 0 | 0 | 0 | 0 | 0 | 0 | 0 | 0 | 0 | 0 | 0 | 0 | 0 | 0 | 0 | 0
| OR | F4 | Residential | LI - Mobile Home | Existing | Water Heating | Natural Gas | Water Heater (> 55 Gal) | Baseline Forecast | Winter Peak Demand (MW) | 0 | 0 | 0 | 0 | 0 | 0 | 0 | 0 | 0 | 0 | 0 | 0 | 0 | 0 | 0 | 0 | 0 | 0 | 0 | 0 | 0 | 0 | 0 | 0 | 0 | 0 | 0
| OR | F5 | Residential | LI - Mobile Home | Existing | Water Heating | Natural Gas | Water Heater (> 55 Gal) | Baseline Forecast | Turnover | 0 | 0 | 0 | 0 | 0 | 0 | 0 | 0 | 0 | 0 | 0 | 0 | 0 | 0 | 0 | 0 | 0 | 0 | 0 | 0 | 0 | 0 | 0 | 0 | 0 | 0 | 0
| OR | F6 | Residential | LI - Mobile Home | Existing | Water Heating | Natural Gas | Water Heater (> 55 Gal) | Baseline Forecast | Avg. Replacement Usage (kWh) | 121.6201 | 121.6338 | 121.6802 | 121.7198 | 121.7417 | 121.7619 | 121.7588 | 121.7588 | 121.7588 | 121.7588 | 121.7588 | 121.7588 | 121.7588 | 121.7588 | 121.7588 | 121.7588 | 121.7588 | 121.7588 | 121.7588 | 121.7588 | 121.7588 | 121.7588 | 121.7588 | 121.7588 | 121.7588 | 121.7588 | 121.7588
| OR | F7 | Residential | LI - Mobile Home | Existing | Water Heating | Natural Gas | Water Heater (> 55 Gal) | Baseline Forecast | Avg. Replacement Summer Demand (kW) | 0 | 0 | 0 | 0 | 0 | 0 | 0 | 0 | 0 | 0 | 0 | 0 | 0 | 0 | 0 | 0 | 0 | 0 | 0 | 0 | 0 | 0 | 0 | 0 | 0 | 0 | 0
| OR | F8 | Residential | LI - Mobile Home | Existing | Water Heating | Natural Gas | Water Heater (> 55 Gal) | Baseline Forecast | Avg. Replacement Winter Demand (kW) | 0 | 0 | 0 | 0 | 0 | 0 | 0 | 0 | 0 | 0 | 0 | 0 | 0 | 0 | 0 | 0 | 0 | 0 | 0 | 0 | 0 | 0 | 0 | 0 | 0 | 0 | 0
| OR | F1 | Residential | LI - Mobile Home | Existing | Appliances | Natural Gas | Clothes Dryer | Baseline Forecast | Units | 419.5101 | 419.4513 | 419.3924 | 419.3336 | 419.2747 | 419.2159 | 419.1571 | 419.0983 | 419.0394 | 418.9806 | 418.9219 | 418.8631 | 418.8043 | 418.7455 | 418.6868 | 418.628 | 418.5693 | 418.5106 | 418.4518 | 418.3931 | 418.3344 | 418.2757 | 418.217 | 418.1583 | 418.0997 | 418.041 | 417.9823
| OR | F2 | Residential | LI - Mobile Home | Existing | Appliances | Natural Gas | Clothes Dryer | Baseline Forecast | Usage (MMtherm) | 0.0095707 | 0.0097495 | 0.0099506 | 0.010165 | 0.010384 | 0.010602 | 0.010812 | 0.01101 | 0.011192 | 0.011353 | 0.011491 | 0.011609 | 0.01171 | 0.011796 | 0.01187 | 0.011933 | 0.011986 | 0.012032 | 0.012071 | 0.012104 | 0.012132 | 0.012156 | 0.012176 | 0.012193 | 0.012208 | 0.01222 | 0.01223
| OR | F3 | Residential | LI - Mobile Home | Existing | Appliances | Natural Gas | Clothes Dryer | Baseline Forecast | Summer Peak Demand (MW) | 0 | 0 | 0 | 0 | 0 | 0 | 0 | 0 | 0 | 0 | 0 | 0 | 0 | 0 | 0 | 0 | 0 | 0 | 0 | 0 | 0 | 0 | 0 | 0 | 0 | 0 | 0
| OR | F4 | Residential | LI - Mobile Home | Existing | Appliances | Natural Gas | Clothes Dryer | Baseline Forecast | Winter Peak Demand (MW) | 0 | 0 | 0 | 0 | 0 | 0 | 0 | 0 | 0 | 0 | 0 | 0 | 0 | 0 | 0 | 0 | 0 | 0 | 0 | 0 | 0 | 0 | 0 | 0 | 0 | 0 | 0
| OR | F5 | Residential | LI - Mobile Home | Existing | Appliances | Natural Gas | Clothes Dryer | Baseline Forecast | Turnover | 0 | 14.9804 | 17.8313 | 20.2739 | 22.3666 | 24.1593 | 25.695 | 27.0105 | 28.1372 | 29.1021 | 29.9283 | 27.7863 | 26.3572 | 25.4809 | 25.0285 | 24.8965 | 25.0024 | 25.2809 | 30.0345 | 30.7211 | 31.3088 | 31.4054 | 31.1971 | 30.8191 | 30.3665 | 29.905 | 29.4776
| OR | F6 | Residential | LI - Mobile Home | Existing | Appliances | Natural Gas | Clothes Dryer | Baseline Forecast | Avg. Replacement Usage (kWh) | 29.4288 | 29.4288 | 29.4288 | 29.4288 | 29.4288 | 29.4288 | 29.4288 | 29.4288 | 29.4288 | 29.4288 | 29.4288 | 29.4288 | 29.4288 | 29.4288 | 29.4288 | 29.4288 | 29.4288 | 29.4288 | 29.4288 | 29.4288 | 29.4288 | 29.4288 | 29.4288 | 29.4288 | 29.4288 | 29.4288 | 29.4288
| OR | F7 | Residential | LI - Mobile Home | Existing | Appliances | Natural Gas | Clothes Dryer | Baseline Forecast | Avg. Replacement Summer Demand (kW) | 0 | 0 | 0 | 0 | 0 | 0 | 0 | 0 | 0 | 0 | 0 | 0 | 0 | 0 | 0 | 0 | 0 | 0 | 0 | 0 | 0 | 0 | 0 | 0 | 0 | 0 | 0
| OR | F8 | Residential | LI - Mobile Home | Existing | Appliances | Natural Gas | Clothes Dryer | Baseline Forecast | Avg. Replacement Winter Demand (kW) | 0 | 0 | 0 | 0 | 0 | 0 | 0 | 0 | 0 | 0 | 0 | 0 | 0 | 0 | 0 | 0 | 0 | 0 | 0 | 0 | 0 | 0 | 0 | 0 | 0 | 0 | 0
| OR | F1 | Residential | LI - Mobile Home | Existing | Appliances | Natural Gas | Stove/Oven | Baseline Forecast | Units | 1247.7266 | 1236.8684 | 1226.1046 | 1215.4346 | 1204.8574 | 1194.3723 | 1183.9784 | 1173.6749 | 1163.4611 | 1153.3362 | 1143.2994 | 1133.35 | 1123.4871 | 1113.7101 | 1104.0182 | 1094.4106 | 1084.8866 | 1075.4454 | 1066.0865 | 1056.809 | 1047.6122 | 1038.4955 | 1029.4581 | 1020.4993 | 1011.6185 | 1002.815 | 994.0881
| OR | F2 | Residential | LI - Mobile Home | Existing | Appliances | Natural Gas | Stove/Oven | Baseline Forecast | Usage (MMtherm) | 0.038817 | 0.038145 | 0.037442 | 0.036725 | 0.03601 | 0.035306 | 0.034626 | 0.033976 | 0.033365 | 0.032796 | 0.032274 | 0.031793 | 0.031347 | 0.030929 | 0.030538 | 0.030168 | 0.029817 | 0.029482 | 0.029162 | 0.028854 | 0.028556 | 0.028269 | 0.027989 | 0.027717 | 0.027452 | 0.027193 | 0.026939
| OR | F3 | Residential | LI - Mobile Home | Existing | Appliances | Natural Gas | Stove/Oven | Baseline Forecast | Summer Peak Demand (MW) | 0 | 0 | 0 | 0 | 0 | 0 | 0 | 0 | 0 | 0 | 0 | 0 | 0 | 0 | 0 | 0 | 0 | 0 | 0 | 0 | 0 | 0 | 0 | 0 | 0 | 0 | 0
| OR | F4 | Residential | LI - Mobile Home | Existing | Appliances | Natural Gas | Stove/Oven | Baseline Forecast | Winter Peak Demand (MW) | 0 | 0 | 0 | 0 | 0 | 0 | 0 | 0 | 0 | 0 | 0 | 0 | 0 | 0 | 0 | 0 | 0 | 0 | 0 | 0 | 0 | 0 | 0 | 0 | 0 | 0 | 0
| OR | F5 | Residential | LI - Mobile Home | Existing | Appliances | Natural Gas | Stove/Oven | Baseline Forecast | Turnover | 0 | 44.1739 | 52.1303 | 58.7637 | 64.2741 | 68.8314 | 72.5799 | 75.6423 | 78.1227 | 80.1098 | 81.6787 | 75.1834 | 70.706 | 67.77 | 65.9966 | 65.0863 | 64.8035 | 64.9642 | 76.5186 | 77.5977 | 78.405 | 77.9733 | 76.793 | 75.2127 | 73.4737 | 71.7375 | 70.1067
| OR | F6 | Residential | LI - Mobile Home | Existing | Appliances | Natural Gas | Stove/Oven | Baseline Forecast | Avg. Replacement Usage (kWh) | 26.9474 | 26.9535 | 26.9749 | 26.989 | 26.9917 | 26.9941 | 26.9936 | 26.9936 | 26.9936 | 26.9936 | 26.9936 | 26.9936 | 26.9936 | 26.9936 | 26.9936 | 26.9936 | 26.9936 | 26.9936 | 26.9936 | 26.9936 | 26.9936 | 26.9936 | 26.9936 | 26.9936 | 26.9936 | 26.9936 | 26.9936
| OR | F7 | Residential | LI - Mobile Home | Existing | Appliances | Natural Gas | Stove/Oven | Baseline Forecast | Avg. Replacement Summer Demand (kW) | 0 | 0 | 0 | 0 | 0 | 0 | 0 | 0 | 0 | 0 | 0 | 0 | 0 | 0 | 0 | 0 | 0 | 0 | 0 | 0 | 0 | 0 | 0 | 0 | 0 | 0 | 0
| OR | F8 | Residential | LI - Mobile Home | Existing | Appliances | Natural Gas | Stove/Oven | Baseline Forecast | Avg. Replacement Winter Demand (kW) | 0 | 0 | 0 | 0 | 0 | 0 | 0 | 0 | 0 | 0 | 0 | 0 | 0 | 0 | 0 | 0 | 0 | 0 | 0 | 0 | 0 | 0 | 0 | 0 | 0 | 0 | 0
| OR | F1 | Residential | LI - Mobile Home | Existing | Miscellaneous | Natural Gas | Pool Heater | Baseline Forecast | Units | 0 | 0 | 0 | 0 | 0 | 0 | 0 | 0 | 0 | 0 | 0 | 0 | 0 | 0 | 0 | 0 | 0 | 0 | 0 | 0 | 0 | 0 | 0 | 0 | 0 | 0 | 0
| OR | F2 | Residential | LI - Mobile Home | Existing | Miscellaneous | Natural Gas | Pool Heater | Baseline Forecast | Usage (MMtherm) | 0 | 0 | 0 | 0 | 0 | 0 | 0 | 0 | 0 | 0 | 0 | 0 | 0 | 0 | 0 | 0 | 0 | 0 | 0 | 0 | 0 | 0 | 0 | 0 | 0 | 0 | 0
| OR | F3 | Residential | LI - Mobile Home | Existing | Miscellaneous | Natural Gas | Pool Heater | Baseline Forecast | Summer Peak Demand (MW) | 0 | 0 | 0 | 0 | 0 | 0 | 0 | 0 | 0 | 0 | 0 | 0 | 0 | 0 | 0 | 0 | 0 | 0 | 0 | 0 | 0 | 0 | 0 | 0 | 0 | 0 | 0
| OR | F4 | Residential | LI - Mobile Home | Existing | Miscellaneous | Natural Gas | Pool Heater | Baseline Forecast | Winter Peak Demand (MW) | 0 | 0 | 0 | 0 | 0 | 0 | 0 | 0 | 0 | 0 | 0 | 0 | 0 | 0 | 0 | 0 | 0 | 0 | 0 | 0 | 0 | 0 | 0 | 0 | 0 | 0 | 0
| OR | F5 | Residential | LI - Mobile Home | Existing | Miscellaneous | Natural Gas | Pool Heater | Baseline Forecast | Turnover | 0 | 0 | 0 | 0 | 0 | 0 | 0 | 0 | 0 | 0 | 0 | 0 | 0 | 0 | 0 | 0 | 0 | 0 | 0 | 0 | 0 | 0 | 0 | 0 | 0 | 0 | 0
| OR | F6 | Residential | LI - Mobile Home | Existing | Miscellaneous | Natural Gas | Pool Heater | Baseline Forecast | Avg. Replacement Usage (kWh) | 105.774 | 105.774 | 105.774 | 105.774 | 105.774 | 105.774 | 105.774 | 105.774 | 105.774 | 105.774 | 105.774 | 105.774 | 105.774 | 105.774 | 105.774 | 105.774 | 105.774 | 105.774 | 105.774 | 105.774 | 105.774 | 105.774 | 105.774 | 105.774 | 105.774 | 105.774 | 105.774
| OR | F7 | Residential | LI - Mobile Home | Existing | Miscellaneous | Natural Gas | Pool Heater | Baseline Forecast | Avg. Replacement Summer Demand (kW) | 0 | 0 | 0 | 0 | 0 | 0 | 0 | 0 | 0 | 0 | 0 | 0 | 0 | 0 | 0 | 0 | 0 | 0 | 0 | 0 | 0 | 0 | 0 | 0 | 0 | 0 | 0
| OR | F8 | Residential | LI - Mobile Home | Existing | Miscellaneous | Natural Gas | Pool Heater | Baseline Forecast | Avg. Replacement Winter Demand (kW) | 0 | 0 | 0 | 0 | 0 | 0 | 0 | 0 | 0 | 0 | 0 | 0 | 0 | 0 | 0 | 0 | 0 | 0 | 0 | 0 | 0 | 0 | 0 | 0 | 0 | 0 | 0
| OR | F1 | Residential | LI - Mobile Home | Existing | Miscellaneous | Natural Gas | Miscellaneous | Baseline Forecast | Units | 2197.2834 | 2188.4943 | 2179.7403 | 2171.0213 | 2162.3373 | 2153.6879 | 2145.0732 | 2136.4929 | 2127.9469 | 2119.4351 | 2110.9574 | 2102.5135 | 2094.1035 | 2085.7271 | 2077.3842 | 2069.0746 | 2060.7983 | 2052.5551 | 2044.3449 | 2036.1675 | 2028.0229 | 2019.9108 | 2011.8311 | 2003.7838 | 1995.7687 | 1987.7856 | 1979.8344
| OR | F2 | Residential | LI - Mobile Home | Existing | Miscellaneous | Natural Gas | Miscellaneous | Baseline Forecast | Usage (MMtherm) | 0.0037983 | 0.0037831 | 0.0037679 | 0.0037529 | 0.0037378 | 0.0037229 | 0.003708 | 0.0036932 | 0.0036784 | 0.0036637 | 0.003649 | 0.0036344 | 0.0036199 | 0.0036054 | 0.003591 | 0.0035766 | 0.0035623 | 0.0035481 | 0.0035339 | 0.0035198 | 0.0035057 | 0.0034916 | 0.0034777 | 0.0034638 | 0.0034499 | 0.0034361 | 0.0034224
| OR | F3 | Residential | LI - Mobile Home | Existing | Miscellaneous | Natural Gas | Miscellaneous | Baseline Forecast | Summer Peak Demand (MW) | 0 | 0 | 0 | 0 | 0 | 0 | 0 | 0 | 0 | 0 | 0 | 0 | 0 | 0 | 0 | 0 | 0 | 0 | 0 | 0 | 0 | 0 | 0 | 0 | 0 | 0 | 0
| OR | F4 | Residential | LI - Mobile Home | Existing | Miscellaneous | Natural Gas | Miscellaneous | Baseline Forecast | Winter Peak Demand (MW) | 0 | 0 | 0 | 0 | 0 | 0 | 0 | 0 | 0 | 0 | 0 | 0 | 0 | 0 | 0 | 0 | 0 | 0 | 0 | 0 | 0 | 0 | 0 | 0 | 0 | 0 | 0
| OR | F5 | Residential | LI - Mobile Home | Existing | Miscellaneous | Natural Gas | Miscellaneous | Baseline Forecast | Turnover | 0 | 121.583 | 149.3526 | 172.2076 | 190.9842 | 206.3766 | 218.9609 | 201.5199 | 191.5621 | 187.0158 | 186.2975 | 188.2057 | 191.8371 | 224.3516 | 224.8957 | 223.3299 | 220.853 | 218.2275 | 215.9086 | 211.3017 | 209.5382 | 209.2485 | 209.6184 | 210.196 | 210.7585 | 218.1619 | 215.551
| OR | F6 | Residential | LI - Mobile Home | Existing | Miscellaneous | Natural Gas | Miscellaneous | Baseline Forecast | Avg. Replacement Usage (kWh) | 1.7286 | 1.7286 | 1.7286 | 1.7286 | 1.7286 | 1.7286 | 1.7286 | 1.7286 | 1.7286 | 1.7286 | 1.7286 | 1.7286 | 1.7286 | 1.7286 | 1.7286 | 1.7286 | 1.7286 | 1.7286 | 1.7286 | 1.7286 | 1.7286 | 1.7286 | 1.7286 | 1.7286 | 1.7286 | 1.7286 | 1.7286
| OR | F7 | Residential | LI - Mobile Home | Existing | Miscellaneous | Natural Gas | Miscellaneous | Baseline Forecast | Avg. Replacement Summer Demand (kW) | 0 | 0 | 0 | 0 | 0 | 0 | 0 | 0 | 0 | 0 | 0 | 0 | 0 | 0 | 0 | 0 | 0 | 0 | 0 | 0 | 0 | 0 | 0 | 0 | 0 | 0 | 0
| OR | F8 | Residential | LI - Mobile Home | Existing | Miscellaneous | Natural Gas | Miscellaneous | Baseline Forecast | Avg. Replacement Winter Demand (kW) | 0 | 0 | 0 | 0 | 0 | 0 | 0 | 0 | 0 | 0 | 0 | 0 | 0 | 0 | 0 | 0 | 0 | 0 | 0 | 0 | 0 | 0 | 0 | 0 | 0 | 0 | 0
| OR | F1 | Residential | LI - Mobile Home | New | Space Heating | Natural Gas | Furnace | Baseline Forecast | Units | 0 | 30.5084 | 54.8489 | 81.2443 | 108.6464 | 135.8883 | 163.0232 | 190.4826 | 218.2707 | 246.3921 | 274.8511 | 303.6524 | 332.8005 | 362.3 | 392.1558 | 422.3725 | 452.9551 | 483.9085 | 515.2375 | 546.9474 | 579.0431 | 611.5299 | 644.4129 | 677.6976 | 711.3894 | 745.4935 | 780.0157
| OR | F2 | Residential | LI - Mobile Home | New | Space Heating | Natural Gas | Furnace | Baseline Forecast | Usage (MMtherm) | 0 | 0.0087168 | 0.015866 | 0.027039 | 0.038637 | 0.050167 | 0.06165 | 0.073271 | 0.085031 | 0.096932 | 0.10898 | 0.12117 | 0.1337 | 0.14653 | 0.15949 | 0.17258 | 0.18582 | 0.1992 | 0.21272 | 0.2264 | 0.24022 | 0.2542 | 0.26834 | 0.28263 | 0.29709 | 0.31171 | 0.3265
| OR | F3 | Residential | LI - Mobile Home | New | Space Heating | Natural Gas | Furnace | Baseline Forecast | Summer Peak Demand (MW) | 0 | 0 | 0 | 0 | 0 | 0 | 0 | 0 | 0 | 0 | 0 | 0 | 0 | 0 | 0 | 0 | 0 | 0 | 0 | 0 | 0 | 0 | 0 | 0 | 0 | 0 | 0
| OR | F4 | Residential | LI - Mobile Home | New | Space Heating | Natural Gas | Furnace | Baseline Forecast | Winter Peak Demand (MW) | 0 | 0 | 0 | 0 | 0 | 0 | 0 | 0 | 0 | 0 | 0 | 0 | 0 | 0 | 0 | 0 | 0 | 0 | 0 | 0 | 0 | 0 | 0 | 0 | 0 | 0 | 0
| OR | F5 | Residential | LI - Mobile Home | New | Space Heating | Natural Gas | Furnace | Baseline Forecast | Turnover | 0 | 30.5084 | 24.3405 | 26.3954 | 27.4021 | 27.2419 | 27.1349 | 27.4594 | 27.7881 | 28.1214 | 28.459 | 28.8013 | 30.6009 | 32.0422 | 33.5343 | 35.025 | 36.4591 | 37.8421 | 39.1974 | 40.5267 | 41.8319 | 43.1145 | 44.3762 | 45.6877 | 47.0299 | 48.4041 | 49.809
| OR | F6 | Residential | LI - Mobile Home | New | Space Heating | Natural Gas | Furnace | Baseline Forecast | Avg. Replacement Usage (kWh) | 265.5627 | 285.7171 | 295.1129 | 423.2757 | 423.2575 | 423.2345 | 423.2059 | 423.2059 | 423.2059 | 423.2059 | 423.2059 | 423.2059 | 423.2059 | 423.2059 | 423.2059 | 423.2059 | 423.2059 | 423.2059 | 423.2059 | 423.2059 | 423.2059 | 423.2059 | 423.2059 | 423.2059 | 423.2059 | 423.2059 | 423.2059
| OR | F7 | Residential | LI - Mobile Home | New | Space Heating | Natural Gas | Furnace | Baseline Forecast | Avg. Replacement Summer Demand (kW) | 0 | 0 | 0 | 0 | 0 | 0 | 0 | 0 | 0 | 0 | 0 | 0 | 0 | 0 | 0 | 0 | 0 | 0 | 0 | 0 | 0 | 0 | 0 | 0 | 0 | 0 | 0
| OR | F8 | Residential | LI - Mobile Home | New | Space Heating | Natural Gas | Furnace | Baseline Forecast | Avg. Replacement Winter Demand (kW) | 0 | 0 | 0 | 0 | 0 | 0 | 0 | 0 | 0 | 0 | 0 | 0 | 0 | 0 | 0 | 0 | 0 | 0 | 0 | 0 | 0 | 0 | 0 | 0 | 0 | 0 | 0
| OR | F1 | Residential | LI - Mobile Home | New | Space Heating | Natural Gas | Boiler | Baseline Forecast | Units | 0 | 0 | 0 | 0 | 0 | 0 | 0 | 0 | 0 | 0 | 0 | 0 | 0 | 0 | 0 | 0 | 0 | 0 | 0 | 0 | 0 | 0 | 0 | 0 | 0 | 0 | 0
| OR | F2 | Residential | LI - Mobile Home | New | Space Heating | Natural Gas | Boiler | Baseline Forecast | Usage (MMtherm) | 0 | 0 | 0 | 0 | 0 | 0 | 0 | 0 | 0 | 0 | 0 | 0 | 0 | 0 | 0 | 0 | 0 | 0 | 0 | 0 | 0 | 0 | 0 | 0 | 0 | 0 | 0
| OR | F3 | Residential | LI - Mobile Home | New | Space Heating | Natural Gas | Boiler | Baseline Forecast | Summer Peak Demand (MW) | 0 | 0 | 0 | 0 | 0 | 0 | 0 | 0 | 0 | 0 | 0 | 0 | 0 | 0 | 0 | 0 | 0 | 0 | 0 | 0 | 0 | 0 | 0 | 0 | 0 | 0 | 0
| OR | F4 | Residential | LI - Mobile Home | New | Space Heating | Natural Gas | Boiler | Baseline Forecast | Winter Peak Demand (MW) | 0 | 0 | 0 | 0 | 0 | 0 | 0 | 0 | 0 | 0 | 0 | 0 | 0 | 0 | 0 | 0 | 0 | 0 | 0 | 0 | 0 | 0 | 0 | 0 | 0 | 0 | 0
| OR | F5 | Residential | LI - Mobile Home | New | Space Heating | Natural Gas | Boiler | Baseline Forecast | Turnover | 0 | 0 | 0 | 0 | 0 | 0 | 0 | 0 | 0 | 0 | 0 | 0 | 0 | 0 | 0 | 0 | 0 | 0 | 0 | 0 | 0 | 0 | 0 | 0 | 0 | 0 | 0
| OR | F6 | Residential | LI - Mobile Home | New | Space Heating | Natural Gas | Boiler | Baseline Forecast | Avg. Replacement Usage (kWh) | 364.8359 | 392.3742 | 388.7405 | 388.379 | 388.0369 | 387.5778 | 387.0867 | 387.0867 | 387.0867 | 387.0867 | 387.0867 | 387.0867 | 387.0867 | 387.0867 | 387.0867 | 387.0867 | 387.0867 | 387.0867 | 387.0867 | 387.0867 | 387.0867 | 387.0867 | 387.0867 | 387.0867 | 387.0867 | 387.0867 | 387.0867
| OR | F7 | Residential | LI - Mobile Home | New | Space Heating | Natural Gas | Boiler | Baseline Forecast | Avg. Replacement Summer Demand (kW) | 0 | 0 | 0 | 0 | 0 | 0 | 0 | 0 | 0 | 0 | 0 | 0 | 0 | 0 | 0 | 0 | 0 | 0 | 0 | 0 | 0 | 0 | 0 | 0 | 0 | 0 | 0
| OR | F8 | Residential | LI - Mobile Home | New | Space Heating | Natural Gas | Boiler | Baseline Forecast | Avg. Replacement Winter Demand (kW) | 0 | 0 | 0 | 0 | 0 | 0 | 0 | 0 | 0 | 0 | 0 | 0 | 0 | 0 | 0 | 0 | 0 | 0 | 0 | 0 | 0 | 0 | 0 | 0 | 0 | 0 | 0
| OR | F1 | Residential | LI - Mobile Home | New | Secondary Heating | Natural Gas | Fireplace | Baseline Forecast | Units | 0 | 0 | 0 | 0 | 0 | 0 | 0 | 0 | 0 | 0 | 0 | 0 | 0 | 0 | 0 | 0 | 0 | 0 | 0 | 0 | 0 | 0 | 0 | 0 | 0 | 0 | 0
| OR | F2 | Residential | LI - Mobile Home | New | Secondary Heating | Natural Gas | Fireplace | Baseline Forecast | Usage (MMtherm) | 0 | 0 | 0 | 0 | 0 | 0 | 0 | 0 | 0 | 0 | 0 | 0 | 0 | 0 | 0 | 0 | 0 | 0 | 0 | 0 | 0 | 0 | 0 | 0 | 0 | 0 | 0
| OR | F3 | Residential | LI - Mobile Home | New | Secondary Heating | Natural Gas | Fireplace | Baseline Forecast | Summer Peak Demand (MW) | 0 | 0 | 0 | 0 | 0 | 0 | 0 | 0 | 0 | 0 | 0 | 0 | 0 | 0 | 0 | 0 | 0 | 0 | 0 | 0 | 0 | 0 | 0 | 0 | 0 | 0 | 0
| OR | F4 | Residential | LI - Mobile Home | New | Secondary Heating | Natural Gas | Fireplace | Baseline Forecast | Winter Peak Demand (MW) | 0 | 0 | 0 | 0 | 0 | 0 | 0 | 0 | 0 | 0 | 0 | 0 | 0 | 0 | 0 | 0 | 0 | 0 | 0 | 0 | 0 | 0 | 0 | 0 | 0 | 0 | 0
| OR | F5 | Residential | LI - Mobile Home | New | Secondary Heating | Natural Gas | Fireplace | Baseline Forecast | Turnover | 0 | 0 | 0 | 0 | 0 | 0 | 0 | 0 | 0 | 0 | 0 | 0 | 0 | 0 | 0 | 0 | 0 | 0 | 0 | 0 | 0 | 0 | 0 | 0 | 0 | 0 | 0
| OR | F6 | Residential | LI - Mobile Home | New | Secondary Heating | Natural Gas | Fireplace | Baseline Forecast | Avg. Replacement Usage (kWh) | 229.3779 | 237.9132 | 237.4515 | 237.4515 | 237.4515 | 237.4515 | 237.4515 | 237.4515 | 237.4515 | 237.4515 | 237.4515 | 237.4515 | 237.4515 | 237.4515 | 237.4515 | 237.4515 | 237.4515 | 237.4515 | 237.4515 | 237.4515 | 237.4515 | 237.4515 | 237.4515 | 237.4515 | 237.4515 | 237.4515 | 237.4515
| OR | F7 | Residential | LI - Mobile Home | New | Secondary Heating | Natural Gas | Fireplace | Baseline Forecast | Avg. Replacement Summer Demand (kW) | 0 | 0 | 0 | 0 | 0 | 0 | 0 | 0 | 0 | 0 | 0 | 0 | 0 | 0 | 0 | 0 | 0 | 0 | 0 | 0 | 0 | 0 | 0 | 0 | 0 | 0 | 0
| OR | F8 | Residential | LI - Mobile Home | New | Secondary Heating | Natural Gas | Fireplace | Baseline Forecast | Avg. Replacement Winter Demand (kW) | 0 | 0 | 0 | 0 | 0 | 0 | 0 | 0 | 0 | 0 | 0 | 0 | 0 | 0 | 0 | 0 | 0 | 0 | 0 | 0 | 0 | 0 | 0 | 0 | 0 | 0 | 0
| OR | F1 | Residential | LI - Mobile Home | New | Water Heating | Natural Gas | Water Heater (<= 55 Gal) | Baseline Forecast | Units | 0 | 24.5918 | 44.0993 | 65.1554 | 86.9092 | 108.4241 | 129.7438 | 151.2118 | 172.83 | 194.6004 | 216.5248 | 238.6054 | 260.8439 | 283.2425 | 305.8031 | 328.5279 | 351.4188 | 374.478 | 397.7075 | 421.1096 | 444.6863 | 468.4398 | 492.3723 | 516.4861 | 540.7833 | 565.2662 | 589.9372
| OR | F2 | Residential | LI - Mobile Home | New | Water Heating | Natural Gas | Water Heater (<= 55 Gal) | Baseline Forecast | Usage (MMtherm) | 0 | 0.0037502 | 0.0067295 | 0.009949 | 0.013278 | 0.016572 | 0.019835 | 0.023122 | 0.026431 | 0.029764 | 0.03312 | 0.0365 | 0.039907 | 0.043338 | 0.046795 | 0.050277 | 0.053783 | 0.057315 | 0.060873 | 0.064461 | 0.068073 | 0.071711 | 0.075375 | 0.079066 | 0.082786 | 0.086534 | 0.090311
| OR | F3 | Residential | LI - Mobile Home | New | Water Heating | Natural Gas | Water Heater (<= 55 Gal) | Baseline Forecast | Summer Peak Demand (MW) | 0 | 0 | 0 | 0 | 0 | 0 | 0 | 0 | 0 | 0 | 0 | 0 | 0 | 0 | 0 | 0 | 0 | 0 | 0 | 0 | 0 | 0 | 0 | 0 | 0 | 0 | 0
| OR | F4 | Residential | LI - Mobile Home | New | Water Heating | Natural Gas | Water Heater (<= 55 Gal) | Baseline Forecast | Winter Peak Demand (MW) | 0 | 0 | 0 | 0 | 0 | 0 | 0 | 0 | 0 | 0 | 0 | 0 | 0 | 0 | 0 | 0 | 0 | 0 | 0 | 0 | 0 | 0 | 0 | 0 | 0 | 0 | 0
| OR | F5 | Residential | LI - Mobile Home | New | Water Heating | Natural Gas | Water Heater (<= 55 Gal) | Baseline Forecast | Turnover | 0 | 24.5918 | 19.5075 | 21.0561 | 21.7538 | 21.5149 | 21.3197 | 21.468 | 21.6182 | 21.7704 | 21.9245 | 22.0805 | 25.7517 | 28.1966 | 30.5384 | 32.6705 | 34.4894 | 36.0464 | 37.4283 | 45.8257 | 44.4257 | 45.2074 | 45.6792 | 46.3629 | 47.3392 | 48.639 | 50.0871
| OR | F6 | Residential | LI - Mobile Home | New | Water Heating | Natural Gas | Water Heater (<= 55 Gal) | Baseline Forecast | Avg. Replacement Usage (kWh) | 152.4368 | 152.4995 | 152.7216 | 152.9029 | 153.012 | 153.1024 | 153.085 | 153.085 | 153.085 | 153.085 | 153.085 | 153.085 | 153.085 | 153.085 | 153.085 | 153.085 | 153.085 | 153.085 | 153.085 | 153.085 | 153.085 | 153.085 | 153.085 | 153.085 | 153.085 | 153.085 | 153.085
| OR | F7 | Residential | LI - Mobile Home | New | Water Heating | Natural Gas | Water Heater (<= 55 Gal) | Baseline Forecast | Avg. Replacement Summer Demand (kW) | 0 | 0 | 0 | 0 | 0 | 0 | 0 | 0 | 0 | 0 | 0 | 0 | 0 | 0 | 0 | 0 | 0 | 0 | 0 | 0 | 0 | 0 | 0 | 0 | 0 | 0 | 0
| OR | F8 | Residential | LI - Mobile Home | New | Water Heating | Natural Gas | Water Heater (<= 55 Gal) | Baseline Forecast | Avg. Replacement Winter Demand (kW) | 0 | 0 | 0 | 0 | 0 | 0 | 0 | 0 | 0 | 0 | 0 | 0 | 0 | 0 | 0 | 0 | 0 | 0 | 0 | 0 | 0 | 0 | 0 | 0 | 0 | 0 | 0
| OR | F1 | Residential | LI - Mobile Home | New | Water Heating | Natural Gas | Water Heater (> 55 Gal) | Baseline Forecast | Units | 0 | 0 | 0 | 0 | 0 | 0 | 0 | 0 | 0 | 0 | 0 | 0 | 0 | 0 | 0 | 0 | 0 | 0 | 0 | 0 | 0 | 0 | 0 | 0 | 0 | 0 | 0
| OR | F2 | Residential | LI - Mobile Home | New | Water Heating | Natural Gas | Water Heater (> 55 Gal) | Baseline Forecast | Usage (MMtherm) | 0 | 0 | 0 | 0 | 0 | 0 | 0 | 0 | 0 | 0 | 0 | 0 | 0 | 0 | 0 | 0 | 0 | 0 | 0 | 0 | 0 | 0 | 0 | 0 | 0 | 0 | 0
| OR | F3 | Residential | LI - Mobile Home | New | Water Heating | Natural Gas | Water Heater (> 55 Gal) | Baseline Forecast | Summer Peak Demand (MW) | 0 | 0 | 0 | 0 | 0 | 0 | 0 | 0 | 0 | 0 | 0 | 0 | 0 | 0 | 0 | 0 | 0 | 0 | 0 | 0 | 0 | 0 | 0 | 0 | 0 | 0 | 0
| OR | F4 | Residential | LI - Mobile Home | New | Water Heating | Natural Gas | Water Heater (> 55 Gal) | Baseline Forecast | Winter Peak Demand (MW) | 0 | 0 | 0 | 0 | 0 | 0 | 0 | 0 | 0 | 0 | 0 | 0 | 0 | 0 | 0 | 0 | 0 | 0 | 0 | 0 | 0 | 0 | 0 | 0 | 0 | 0 | 0
| OR | F5 | Residential | LI - Mobile Home | New | Water Heating | Natural Gas | Water Heater (> 55 Gal) | Baseline Forecast | Turnover | 0 | 0 | 0 | 0 | 0 | 0 | 0 | 0 | 0 | 0 | 0 | 0 | 0 | 0 | 0 | 0 | 0 | 0 | 0 | 0 | 0 | 0 | 0 | 0 | 0 | 0 | 0
| OR | F6 | Residential | LI - Mobile Home | New | Water Heating | Natural Gas | Water Heater (> 55 Gal) | Baseline Forecast | Avg. Replacement Usage (kWh) | 121.6246 | 121.6378 | 121.684 | 121.7222 | 121.7448 | 121.7638 | 121.7602 | 121.7602 | 121.7602 | 121.7602 | 121.7602 | 121.7602 | 121.7602 | 121.7602 | 121.7602 | 121.7602 | 121.7602 | 121.7602 | 121.7602 | 121.7602 | 121.7602 | 121.7602 | 121.7602 | 121.7602 | 121.7602 | 121.7602 | 121.7602
| OR | F7 | Residential | LI - Mobile Home | New | Water Heating | Natural Gas | Water Heater (> 55 Gal) | Baseline Forecast | Avg. Replacement Summer Demand (kW) | 0 | 0 | 0 | 0 | 0 | 0 | 0 | 0 | 0 | 0 | 0 | 0 | 0 | 0 | 0 | 0 | 0 | 0 | 0 | 0 | 0 | 0 | 0 | 0 | 0 | 0 | 0
| OR | F8 | Residential | LI - Mobile Home | New | Water Heating | Natural Gas | Water Heater (> 55 Gal) | Baseline Forecast | Avg. Replacement Winter Demand (kW) | 0 | 0 | 0 | 0 | 0 | 0 | 0 | 0 | 0 | 0 | 0 | 0 | 0 | 0 | 0 | 0 | 0 | 0 | 0 | 0 | 0 | 0 | 0 | 0 | 0 | 0 | 0
| OR | F1 | Residential | LI - Mobile Home | New | Appliances | Natural Gas | Clothes Dryer | Baseline Forecast | Units | 0 | 7.3924 | 13.3074 | 19.7369 | 26.4277 | 33.0968 | 39.757 | 46.5134 | 53.3676 | 60.321 | 67.375 | 74.5311 | 81.7908 | 89.1555 | 96.6269 | 104.2064 | 111.8957 | 119.6964 | 127.61 | 135.6383 | 143.7828 | 152.0454 | 160.4277 | 168.9315 | 177.5585 | 186.3105 | 195.1895
| OR | F2 | Residential | LI - Mobile Home | New | Appliances | Natural Gas | Clothes Dryer | Baseline Forecast | Usage (MMtherm) | 0 | 0.00021755 | 0.00039162 | 0.00058083 | 0.00077774 | 0.000974 | 0.00117 | 0.0013688 | 0.0015705 | 0.0017752 | 0.0019828 | 0.0021934 | 0.002407 | 0.0026237 | 0.0028436 | 0.0030667 | 0.003293 | 0.0035225 | 0.0037554 | 0.0039917 | 0.0042314 | 0.0044745 | 0.0047212 | 0.0049714 | 0.0052253 | 0.0054829 | 0.0057442
| OR | F3 | Residential | LI - Mobile Home | New | Appliances | Natural Gas | Clothes Dryer | Baseline Forecast | Summer Peak Demand (MW) | 0 | 0 | 0 | 0 | 0 | 0 | 0 | 0 | 0 | 0 | 0 | 0 | 0 | 0 | 0 | 0 | 0 | 0 | 0 | 0 | 0 | 0 | 0 | 0 | 0 | 0 | 0
| OR | F4 | Residential | LI - Mobile Home | New | Appliances | Natural Gas | Clothes Dryer | Baseline Forecast | Winter Peak Demand (MW) | 0 | 0 | 0 | 0 | 0 | 0 | 0 | 0 | 0 | 0 | 0 | 0 | 0 | 0 | 0 | 0 | 0 | 0 | 0 | 0 | 0 | 0 | 0 | 0 | 0 | 0 | 0
| OR | F5 | Residential | LI - Mobile Home | New | Appliances | Natural Gas | Clothes Dryer | Baseline Forecast | Turnover | 0 | 7.3924 | 5.915 | 6.4295 | 6.6909 | 6.6691 | 6.6601 | 6.7565 | 6.8542 | 6.9534 | 7.054 | 8.2121 | 9.0099 | 9.7834 | 10.5003 | 11.1285 | 11.6827 | 12.1888 | 14.8079 | 14.5005 | 14.8498 | 15.2593 | 15.6602 | 16.137 | 16.6979 | 17.2882 | 17.8935
| OR | F6 | Residential | LI - Mobile Home | New | Appliances | Natural Gas | Clothes Dryer | Baseline Forecast | Avg. Replacement Usage (kWh) | 29.4288 | 29.4288 | 29.4288 | 29.4288 | 29.4288 | 29.4288 | 29.4288 | 29.4288 | 29.4288 | 29.4288 | 29.4288 | 29.4288 | 29.4288 | 29.4288 | 29.4288 | 29.4288 | 29.4288 | 29.4288 | 29.4288 | 29.4288 | 29.4288 | 29.4288 | 29.4288 | 29.4288 | 29.4288 | 29.4288 | 29.4288
| OR | F7 | Residential | LI - Mobile Home | New | Appliances | Natural Gas | Clothes Dryer | Baseline Forecast | Avg. Replacement Summer Demand (kW) | 0 | 0 | 0 | 0 | 0 | 0 | 0 | 0 | 0 | 0 | 0 | 0 | 0 | 0 | 0 | 0 | 0 | 0 | 0 | 0 | 0 | 0 | 0 | 0 | 0 | 0 | 0
| OR | F8 | Residential | LI - Mobile Home | New | Appliances | Natural Gas | Clothes Dryer | Baseline Forecast | Avg. Replacement Winter Demand (kW) | 0 | 0 | 0 | 0 | 0 | 0 | 0 | 0 | 0 | 0 | 0 | 0 | 0 | 0 | 0 | 0 | 0 | 0 | 0 | 0 | 0 | 0 | 0 | 0 | 0 | 0 | 0
| OR | F1 | Residential | LI - Mobile Home | New | Appliances | Natural Gas | Stove/Oven | Baseline Forecast | Units | 0 | 21.7986 | 38.9045 | 57.2071 | 75.9446 | 94.2949 | 112.3001 | 130.2598 | 148.175 | 166.0469 | 183.8764 | 201.6646 | 219.4125 | 237.1211 | 254.7915 | 272.4247 | 290.0217 | 307.5834 | 325.111 | 342.6054 | 360.0676 | 377.4985 | 394.8993 | 412.2707 | 429.614 | 446.9299 | 464.2194
| OR | F2 | Residential | LI - Mobile Home | New | Appliances | Natural Gas | Stove/Oven | Baseline Forecast | Usage (MMtherm) | 0 | 0.00058757 | 0.001049 | 0.001543 | 0.0020487 | 0.0025441 | 0.0030301 | 0.0035149 | 0.0039985 | 0.004481 | 0.0049623 | 0.0054426 | 0.0059218 | 0.0064 | 0.0068771 | 0.0073532 | 0.0078283 | 0.0083025 | 0.0087759 | 0.0092483 | 0.0097197 | 0.01019 | 0.01066 | 0.011129 | 0.011597 | 0.012065 | 0.012531
| OR | F3 | Residential | LI - Mobile Home | New | Appliances | Natural Gas | Stove/Oven | Baseline Forecast | Summer Peak Demand (MW) | 0 | 0 | 0 | 0 | 0 | 0 | 0 | 0 | 0 | 0 | 0 | 0 | 0 | 0 | 0 | 0 | 0 | 0 | 0 | 0 | 0 | 0 | 0 | 0 | 0 | 0 | 0
| OR | F4 | Residential | LI - Mobile Home | New | Appliances | Natural Gas | Stove/Oven | Baseline Forecast | Winter Peak Demand (MW) | 0 | 0 | 0 | 0 | 0 | 0 | 0 | 0 | 0 | 0 | 0 | 0 | 0 | 0 | 0 | 0 | 0 | 0 | 0 | 0 | 0 | 0 | 0 | 0 | 0 | 0 | 0
| OR | F5 | Residential | LI - Mobile Home | New | Appliances | Natural Gas | Stove/Oven | Baseline Forecast | Turnover | 0 | 21.7986 | 17.106 | 18.3026 | 18.7375 | 18.3503 | 18.0052 | 17.9597 | 17.9153 | 17.8719 | 17.8295 | 20.9023 | 22.8608 | 24.7058 | 26.3447 | 27.6898 | 28.7891 | 29.7207 | 36.86 | 35.2509 | 35.5778 | 36.0714 | 36.5313 | 37.1979 | 38.0876 | 39.0395 | 40.0099
| OR | F6 | Residential | LI - Mobile Home | New | Appliances | Natural Gas | Stove/Oven | Baseline Forecast | Avg. Replacement Usage (kWh) | 26.9476 | 26.9543 | 26.9744 | 26.9889 | 26.9918 | 26.9944 | 26.9942 | 26.9942 | 26.9942 | 26.9942 | 26.9942 | 26.9942 | 26.9942 | 26.9942 | 26.9942 | 26.9942 | 26.9942 | 26.9942 | 26.9942 | 26.9942 | 26.9942 | 26.9942 | 26.9942 | 26.9942 | 26.9942 | 26.9942 | 26.9942
| OR | F7 | Residential | LI - Mobile Home | New | Appliances | Natural Gas | Stove/Oven | Baseline Forecast | Avg. Replacement Summer Demand (kW) | 0 | 0 | 0 | 0 | 0 | 0 | 0 | 0 | 0 | 0 | 0 | 0 | 0 | 0 | 0 | 0 | 0 | 0 | 0 | 0 | 0 | 0 | 0 | 0 | 0 | 0 | 0
| OR | F8 | Residential | LI - Mobile Home | New | Appliances | Natural Gas | Stove/Oven | Baseline Forecast | Avg. Replacement Winter Demand (kW) | 0 | 0 | 0 | 0 | 0 | 0 | 0 | 0 | 0 | 0 | 0 | 0 | 0 | 0 | 0 | 0 | 0 | 0 | 0 | 0 | 0 | 0 | 0 | 0 | 0 | 0 | 0
| OR | F1 | Residential | LI - Mobile Home | New | Miscellaneous | Natural Gas | Pool Heater | Baseline Forecast | Units | 0 | 0 | 0 | 0 | 0 | 0 | 0 | 0 | 0 | 0 | 0 | 0 | 0 | 0 | 0 | 0 | 0 | 0 | 0 | 0 | 0 | 0 | 0 | 0 | 0 | 0 | 0
| OR | F2 | Residential | LI - Mobile Home | New | Miscellaneous | Natural Gas | Pool Heater | Baseline Forecast | Usage (MMtherm) | 0 | 0 | 0 | 0 | 0 | 0 | 0 | 0 | 0 | 0 | 0 | 0 | 0 | 0 | 0 | 0 | 0 | 0 | 0 | 0 | 0 | 0 | 0 | 0 | 0 | 0 | 0
| OR | F3 | Residential | LI - Mobile Home | New | Miscellaneous | Natural Gas | Pool Heater | Baseline Forecast | Summer Peak Demand (MW) | 0 | 0 | 0 | 0 | 0 | 0 | 0 | 0 | 0 | 0 | 0 | 0 | 0 | 0 | 0 | 0 | 0 | 0 | 0 | 0 | 0 | 0 | 0 | 0 | 0 | 0 | 0
| OR | F4 | Residential | LI - Mobile Home | New | Miscellaneous | Natural Gas | Pool Heater | Baseline Forecast | Winter Peak Demand (MW) | 0 | 0 | 0 | 0 | 0 | 0 | 0 | 0 | 0 | 0 | 0 | 0 | 0 | 0 | 0 | 0 | 0 | 0 | 0 | 0 | 0 | 0 | 0 | 0 | 0 | 0 | 0
| OR | F5 | Residential | LI - Mobile Home | New | Miscellaneous | Natural Gas | Pool Heater | Baseline Forecast | Turnover | 0 | 0 | 0 | 0 | 0 | 0 | 0 | 0 | 0 | 0 | 0 | 0 | 0 | 0 | 0 | 0 | 0 | 0 | 0 | 0 | 0 | 0 | 0 | 0 | 0 | 0 | 0
| OR | F6 | Residential | LI - Mobile Home | New | Miscellaneous | Natural Gas | Pool Heater | Baseline Forecast | Avg. Replacement Usage (kWh) | 105.774 | 105.774 | 105.774 | 105.774 | 105.774 | 105.774 | 105.774 | 105.774 | 105.774 | 105.774 | 105.774 | 105.774 | 105.774 | 105.774 | 105.774 | 105.774 | 105.774 | 105.774 | 105.774 | 105.774 | 105.774 | 105.774 | 105.774 | 105.774 | 105.774 | 105.774 | 105.774
| OR | F7 | Residential | LI - Mobile Home | New | Miscellaneous | Natural Gas | Pool Heater | Baseline Forecast | Avg. Replacement Summer Demand (kW) | 0 | 0 | 0 | 0 | 0 | 0 | 0 | 0 | 0 | 0 | 0 | 0 | 0 | 0 | 0 | 0 | 0 | 0 | 0 | 0 | 0 | 0 | 0 | 0 | 0 | 0 | 0
| OR | F8 | Residential | LI - Mobile Home | New | Miscellaneous | Natural Gas | Pool Heater | Baseline Forecast | Avg. Replacement Winter Demand (kW) | 0 | 0 | 0 | 0 | 0 | 0 | 0 | 0 | 0 | 0 | 0 | 0 | 0 | 0 | 0 | 0 | 0 | 0 | 0 | 0 | 0 | 0 | 0 | 0 | 0 | 0 | 0
| OR | F1 | Residential | LI - Mobile Home | New | Miscellaneous | Natural Gas | Miscellaneous | Baseline Forecast | Units | 0 | 38.57 | 69.1636 | 102.1839 | 136.2965 | 170.0322 | 203.4597 | 237.1177 | 271.0091 | 305.137 | 339.5044 | 374.1143 | 408.9699 | 444.0742 | 479.4304 | 515.0417 | 550.9112 | 587.0423 | 623.4382 | 660.1023 | 697.0378 | 734.2481 | 771.7368 | 809.5071 | 847.5626 | 885.9069 | 924.5434
| OR | F2 | Residential | LI - Mobile Home | New | Miscellaneous | Natural Gas | Miscellaneous | Baseline Forecast | Usage (MMtherm) | 0 | 6.6673e-05 | 0.00011956 | 0.00017664 | 0.0002356 | 0.00029392 | 0.0003517 | 0.00040989 | 0.00046847 | 0.00052746 | 0.00058687 | 0.0006467 | 0.00070695 | 0.00076763 | 0.00082875 | 0.00089031 | 0.00095231 | 0.0010148 | 0.0010777 | 0.0011411 | 0.0012049 | 0.0012692 | 0.001334 | 0.0013993 | 0.0014651 | 0.0015314 | 0.0015982
| OR | F3 | Residential | LI - Mobile Home | New | Miscellaneous | Natural Gas | Miscellaneous | Baseline Forecast | Summer Peak Demand (MW) | 0 | 0 | 0 | 0 | 0 | 0 | 0 | 0 | 0 | 0 | 0 | 0 | 0 | 0 | 0 | 0 | 0 | 0 | 0 | 0 | 0 | 0 | 0 | 0 | 0 | 0 | 0
| OR | F4 | Residential | LI - Mobile Home | New | Miscellaneous | Natural Gas | Miscellaneous | Baseline Forecast | Winter Peak Demand (MW) | 0 | 0 | 0 | 0 | 0 | 0 | 0 | 0 | 0 | 0 | 0 | 0 | 0 | 0 | 0 | 0 | 0 | 0 | 0 | 0 | 0 | 0 | 0 | 0 | 0 | 0 | 0
| OR | F5 | Residential | LI - Mobile Home | New | Miscellaneous | Natural Gas | Miscellaneous | Baseline Forecast | Turnover | 0 | 38.57 | 30.5936 | 33.0203 | 34.1125 | 33.7357 | 33.4275 | 40.0863 | 44.3473 | 48.3445 | 51.9 | 54.8431 | 57.2877 | 71.243 | 70.6369 | 73.7466 | 76.6038 | 79.1116 | 81.675 | 88.1288 | 92.7848 | 97.1581 | 101.2046 | 104.8736 | 108.2697 | 115.4388 | 118.177
| OR | F6 | Residential | LI - Mobile Home | New | Miscellaneous | Natural Gas | Miscellaneous | Baseline Forecast | Avg. Replacement Usage (kWh) | 1.7286 | 1.7286 | 1.7286 | 1.7286 | 1.7286 | 1.7286 | 1.7286 | 1.7286 | 1.7286 | 1.7286 | 1.7286 | 1.7286 | 1.7286 | 1.7286 | 1.7286 | 1.7286 | 1.7286 | 1.7286 | 1.7286 | 1.7286 | 1.7286 | 1.7286 | 1.7286 | 1.7286 | 1.7286 | 1.7286 | 1.7286
| OR | F7 | Residential | LI - Mobile Home | New | Miscellaneous | Natural Gas | Miscellaneous | Baseline Forecast | Avg. Replacement Summer Demand (kW) | 0 | 0 | 0 | 0 | 0 | 0 | 0 | 0 | 0 | 0 | 0 | 0 | 0 | 0 | 0 | 0 | 0 | 0 | 0 | 0 | 0 | 0 | 0 | 0 | 0 | 0 | 0
| OR | F8 | Residential | LI - Mobile Home | New | Miscellaneous | Natural Gas | Miscellaneous | Baseline Forecast | Avg. Replacement Winter Demand (kW) | 0 | 0 | 0 | 0 | 0 | 0 | 0 | 0 | 0 | 0 | 0 | 0 | 0 | 0 | 0 | 0 | 0 | 0 | 0 | 0 | 0 | 0 | 0 | 0 | 0 | 0 | 0