## Energy Forecast- aMW
|  | 744 | 672 | 744 | 720 | 744 | 720 | 744 | 744 | 720 | 744 | 720 | 744
|  | System | System | System | System | System | System | System | System | System | System | System | System
|  | 1 | 2 | 3 | 4 | 5 | 6 | 7 | 8 | 9 | 10 | 11 | 12
Forecast Type | Year | January | February | March | April | May | June | July | August | September | October | November | December | Annual
Expected Case | 2021 | 1281 | 1209 | 1105 | 1008 | 958 | 995 | 1095 | 1079 | 976 | 1007 | 1155 | 1294 | 1096.6055
Expected Case | 2022 | 1283 | 1224 | 1109 | 1017 | 964 | 1000 | 1100 | 1082 | 980 | 1009 | 1159 | 1297 | 1101.6877
Expected Case | 2023 | 1291 | 1230 | 1116 | 1022 | 969 | 1005 | 1103 | 1086 | 983 | 1012 | 1162 | 1302 | 1106.4356
Expected Case | 2024 | 1296 | 1194 | 1121 | 1026 | 973 | 1008 | 1106 | 1090 | 986 | 1015 | 1166 | 1307 | 1107.2877
Expected Case | 2025 | 1302 | 1241 | 1125 | 1029 | 976 | 1010 | 1109 | 1093 | 989 | 1018 | 1169 | 1313 | 1114.1753
Expected Case | 2026 | 1305 | 1244 | 1127 | 1031 | 978 | 1013 | 1112 | 1095 | 991 | 1020 | 1172 | 1315 | 1116.5863
Expected Case | 2027 | 1307 | 1246 | 1130 | 1033 | 980 | 1015 | 1114 | 1098 | 993 | 1022 | 1174 | 1318 | 1118.8411
Expected Case | 2028 | 1310 | 1249 | 1132 | 1035 | 982 | 1017 | 1116 | 1100 | 995 | 1024 | 1176 | 1321 | 1121.0877
Expected Case | 2029 | 1313 | 1252 | 1135 | 1038 | 984 | 1019 | 1119 | 1102 | 997 | 1026 | 1179 | 1324 | 1123.6685
Expected Case | 2030 | 1315 | 1253 | 1136 | 1039 | 986 | 1020 | 1120 | 1104 | 998 | 1028 | 1181 | 1326 | 1125.1753
Expected Case | 2031 | 1317 | 1255 | 1138 | 1040 | 987 | 1022 | 1122 | 1105 | 1000 | 1029 | 1182 | 1327 | 1126.6712
Expected Case | 2032 | 1318 | 1257 | 1139 | 1042 | 988 | 1023 | 1123 | 1107 | 1001 | 1031 | 1184 | 1329 | 1128.1671
Expected Case | 2033 | 1320 | 1259 | 1141 | 1043 | 990 | 1025 | 1125 | 1108 | 1002 | 1032 | 1185 | 1331 | 1129.7507
Expected Case | 2034 | 1322 | 1260 | 1142 | 1045 | 991 | 1026 | 1126 | 1110 | 1004 | 1033 | 1187 | 1333 | 1131.2521
Expected Case | 2035 | 1324 | 1262 | 1144 | 1046 | 992 | 1027 | 1128 | 1112 | 1005 | 1035 | 1189 | 1335 | 1132.9205
Expected Case | 2036 | 1326 | 1264 | 1146 | 1048 | 994 | 1029 | 1130 | 1113 | 1007 | 1037 | 1191 | 1337 | 1134.8356
Expected Case | 2037 | 1328 | 1266 | 1148 | 1050 | 996 | 1031 | 1132 | 1115 | 1009 | 1038 | 1193 | 1339 | 1136.7507
Expected Case | 2038 | 1331 | 1269 | 1150 | 1052 | 998 | 1033 | 1134 | 1117 | 1010 | 1040 | 1195 | 1342 | 1138.9151
Expected Case | 2039 | 1334 | 1271 | 1152 | 1054 | 1000 | 1035 | 1136 | 1120 | 1013 | 1043 | 1198 | 1345 | 1141.4192
Expected Case | 2040 | 1337 | 1274 | 1155 | 1056 | 1002 | 1038 | 1139 | 1122 | 1015 | 1045 | 1200 | 1348 | 1143.9178
Expected Case | 2041 | 1341 | 1278 | 1158 | 1059 | 1005 | 1040 | 1142 | 1125 | 1018 | 1048 | 1204 | 1352 | 1147.1644
Expected Case | 2042 | 1345 | 1282 | 1162 | 1063 | 1008 | 1044 | 1146 | 1129 | 1021 | 1051 | 1208 | 1356 | 1150.9123
Expected Case | 2043 | 1350 | 1287 | 1166 | 1067 | 1012 | 1048 | 1150 | 1133 | 1025 | 1055 | 1212 | 1361 | 1155.1589
Expected Case | 2044 | 1356 | 1292 | 1171 | 1071 | 1016 | 1052 | 1155 | 1138 | 1029 | 1060 | 1217 | 1367 | 1159.9973
Expected Case | 2045 | 1362 | 1299 | 1177 | 1076 | 1021 | 1057 | 1161 | 1144 | 1034 | 1065 | 1223 | 1373 | 1165.6575
Forecast Type | Year | January | February | March | April | May | June | July | August | September | October | November | December
High Growth Scenario | 2021 | 1281 | 1209 | 1105 | 1008 | 958 | 997 | 1107 | 1117 | 1002 | 1036 | 1194 | 1335 | 1112.3041
High Growth Scenario | 2022 | 1306 | 1233 | 1127 | 1028 | 977 | 1017 | 1129 | 1139 | 1022 | 1057 | 1218 | 1362 | 1134.4685
High Growth Scenario | 2023 | 1316 | 1242 | 1135 | 1035 | 984 | 1024 | 1137 | 1148 | 1030 | 1065 | 1227 | 1372 | 1142.8027
High Growth Scenario | 2024 | 1321 | 1247 | 1139 | 1039 | 988 | 1028 | 1141 | 1152 | 1033 | 1068 | 1231 | 1376 | 1146.7973
High Growth Scenario | 2025 | 1333 | 1259 | 1150 | 1049 | 997 | 1038 | 1152 | 1163 | 1043 | 1079 | 1243 | 1390 | 1157.8795
High Growth Scenario | 2026 | 1340 | 1265 | 1156 | 1054 | 1002 | 1043 | 1158 | 1168 | 1048 | 1084 | 1249 | 1397 | 1163.5479
High Growth Scenario | 2027 | 1347 | 1271 | 1162 | 1060 | 1007 | 1048 | 1164 | 1174 | 1054 | 1090 | 1255 | 1404 | 1169.5507
High Growth Scenario | 2028 | 1354 | 1278 | 1168 | 1065 | 1013 | 1054 | 1170 | 1180 | 1059 | 1095 | 1262 | 1411 | 1175.6301
High Growth Scenario | 2029 | 1361 | 1284 | 1174 | 1070 | 1018 | 1059 | 1176 | 1186 | 1065 | 1101 | 1268 | 1418 | 1181.5507
High Growth Scenario | 2030 | 1367 | 1290 | 1179 | 1075 | 1022 | 1064 | 1181 | 1192 | 1069 | 1106 | 1274 | 1424 | 1186.7973
High Growth Scenario | 2031 | 1373 | 1296 | 1184 | 1080 | 1027 | 1068 | 1186 | 1197 | 1074 | 1111 | 1280 | 1431 | 1192.1288
High Growth Scenario | 2032 | 1378 | 1301 | 1189 | 1085 | 1031 | 1073 | 1192 | 1202 | 1079 | 1115 | 1285 | 1437 | 1197.1288
High Growth Scenario | 2033 | 1385 | 1307 | 1194 | 1089 | 1036 | 1078 | 1197 | 1207 | 1083 | 1120 | 1291 | 1443 | 1202.3781
High Growth Scenario | 2034 | 1391 | 1313 | 1199 | 1094 | 1040 | 1083 | 1202 | 1213 | 1088 | 1125 | 1296 | 1449 | 1207.6247
High Growth Scenario | 2035 | 1397 | 1319 | 1205 | 1099 | 1045 | 1087 | 1207 | 1218 | 1093 | 1130 | 1302 | 1456 | 1213.0411
High Growth Scenario | 2036 | 1403 | 1325 | 1210 | 1104 | 1050 | 1092 | 1213 | 1224 | 1098 | 1135 | 1308 | 1463 | 1218.6247
High Growth Scenario | 2037 | 1410 | 1331 | 1216 | 1109 | 1055 | 1098 | 1219 | 1229 | 1103 | 1141 | 1314 | 1470 | 1224.4603
High Growth Scenario | 2038 | 1417 | 1338 | 1222 | 1115 | 1060 | 1103 | 1225 | 1236 | 1109 | 1146 | 1321 | 1477 | 1230.6219
High Growth Scenario | 2039 | 1424 | 1344 | 1228 | 1120 | 1065 | 1109 | 1231 | 1242 | 1114 | 1152 | 1328 | 1484 | 1236.6247
High Growth Scenario | 2040 | 1432 | 1352 | 1235 | 1127 | 1071 | 1115 | 1238 | 1249 | 1120 | 1159 | 1335 | 1492 | 1243.6219
High Growth Scenario | 2041 | 1440 | 1359 | 1242 | 1133 | 1077 | 1121 | 1245 | 1256 | 1127 | 1165 | 1343 | 1501 | 1250.6247
High Growth Scenario | 2042 | 1449 | 1368 | 1250 | 1140 | 1084 | 1128 | 1252 | 1264 | 1134 | 1172 | 1351 | 1510 | 1258.3699
High Growth Scenario | 2043 | 1459 | 1377 | 1258 | 1148 | 1091 | 1136 | 1261 | 1272 | 1141 | 1180 | 1360 | 1520 | 1266.7863
High Growth Scenario | 2044 | 1469 | 1387 | 1267 | 1156 | 1099 | 1144 | 1270 | 1281 | 1150 | 1189 | 1370 | 1531 | 1275.9507
High Growth Scenario | 2045 | 1481 | 1398 | 1277 | 1165 | 1108 | 1153 | 1280 | 1291 | 1159 | 1198 | 1381 | 1544 | 1286.1178
Forecast Type | Year | January | February | March | April | May | June | July | August | September | October | November | December
Low Growth Scenario | 2021 | 1281 | 1209 | 1105 | 1008 | 958 | 963 | 1069 | 1078 | 968 | 1001 | 1153 | 1289 | 1089.926
Low Growth Scenario | 2022 | 1268 | 1197 | 1094 | 997 | 948 | 953 | 1058 | 1068 | 958 | 991 | 1141 | 1276 | 1078.8466
Low Growth Scenario | 2023 | 1269 | 1198 | 1095 | 999 | 950 | 954 | 1060 | 1069 | 959 | 992 | 1143 | 1278 | 1080.2658
Low Growth Scenario | 2024 | 1266 | 1195 | 1092 | 996 | 947 | 952 | 1057 | 1066 | 957 | 989 | 1140 | 1274 | 1077.3452
Low Growth Scenario | 2025 | 1271 | 1200 | 1096 | 1000 | 951 | 955 | 1061 | 1070 | 960 | 993 | 1144 | 1279 | 1081.4274
Low Growth Scenario | 2026 | 1270 | 1198 | 1095 | 999 | 950 | 954 | 1060 | 1069 | 959 | 992 | 1143 | 1278 | 1080.3507
Low Growth Scenario | 2027 | 1268 | 1197 | 1094 | 998 | 949 | 953 | 1059 | 1068 | 958 | 991 | 1142 | 1276 | 1079.1808
Low Growth Scenario | 2028 | 1267 | 1196 | 1093 | 997 | 948 | 953 | 1058 | 1067 | 957 | 990 | 1141 | 1275 | 1078.263
Low Growth Scenario | 2029 | 1266 | 1195 | 1092 | 996 | 947 | 952 | 1057 | 1066 | 957 | 989 | 1140 | 1274 | 1077.3452
Low Growth Scenario | 2030 | 1264 | 1193 | 1090 | 994 | 946 | 950 | 1055 | 1064 | 955 | 988 | 1138 | 1272 | 1075.5151
Low Growth Scenario | 2031 | 1262 | 1191 | 1088 | 993 | 944 | 949 | 1053 | 1063 | 953 | 986 | 1136 | 1270 | 1073.7644
Low Growth Scenario | 2032 | 1260 | 1189 | 1087 | 991 | 942 | 947 | 1052 | 1061 | 952 | 984 | 1134 | 1268 | 1072.0164
Low Growth Scenario | 2033 | 1258 | 1187 | 1085 | 990 | 941 | 945 | 1050 | 1059 | 950 | 983 | 1132 | 1266 | 1070.2685
Low Growth Scenario | 2034 | 1256 | 1185 | 1083 | 988 | 939 | 944 | 1048 | 1057 | 949 | 981 | 1130 | 1264 | 1068.4329
Low Growth Scenario | 2035 | 1254 | 1184 | 1082 | 986 | 938 | 943 | 1047 | 1056 | 947 | 980 | 1129 | 1262 | 1067.0986
Low Growth Scenario | 2036 | 1252 | 1182 | 1080 | 985 | 937 | 941 | 1045 | 1054 | 946 | 978 | 1127 | 1260 | 1065.3479
Low Growth Scenario | 2037 | 1250 | 1180 | 1079 | 984 | 935 | 940 | 1044 | 1053 | 945 | 977 | 1126 | 1259 | 1064.1014
Low Growth Scenario | 2038 | 1249 | 1179 | 1077 | 983 | 934 | 939 | 1043 | 1052 | 944 | 976 | 1124 | 1257 | 1062.8493
Low Growth Scenario | 2039 | 1248 | 1178 | 1076 | 982 | 934 | 938 | 1042 | 1051 | 943 | 975 | 1123 | 1256 | 1061.9342
Low Growth Scenario | 2040 | 1247 | 1177 | 1076 | 981 | 933 | 938 | 1041 | 1050 | 942 | 975 | 1123 | 1255 | 1061.2685
Low Growth Scenario | 2041 | 1247 | 1177 | 1076 | 981 | 933 | 937 | 1041 | 1050 | 942 | 974 | 1122 | 1255 | 1061.0192
Low Growth Scenario | 2042 | 1247 | 1177 | 1076 | 981 | 933 | 937 | 1041 | 1050 | 942 | 974 | 1123 | 1255 | 1061.1014
Low Growth Scenario | 2043 | 1248 | 1178 | 1076 | 982 | 934 | 938 | 1042 | 1051 | 943 | 975 | 1123 | 1256 | 1061.9342
Low Growth Scenario | 2044 | 1250 | 1180 | 1078 | 983 | 935 | 939 | 1043 | 1052 | 944 | 976 | 1125 | 1258 | 1063.3479
Low Growth Scenario | 2045 | 1252 | 1182 | 1080 | 985 | 937 | 941 | 1045 | 1054 | 946 | 978 | 1127 | 1260 | 1065.3479
Forecast Type | Year | January | February | March | April | May | June | July | August | September | October | November | December
Climate Change Scenario | 2021 | 1281 | 1209 | 1105 | 1008 | 958 | 995 | 1095 | 1079 | 976 | 1007 | 1155 | 1294 | 1096.6055
Climate Change Scenario | 2022 | 1283 | 1224 | 1109 | 1017 | 964 | 1000 | 1100 | 1082 | 980 | 1009 | 1159 | 1297 | 1101.6877
Climate Change Scenario | 2023 | 1291 | 1230 | 1116 | 1022 | 969 | 1005 | 1103 | 1086 | 983 | 1012 | 1162 | 1302 | 1106.4356
Climate Change Scenario | 2024 | 1296 | 1194 | 1121 | 1026 | 973 | 1008 | 1106 | 1090 | 986 | 1015 | 1166 | 1307 | 1107.2877
Climate Change Scenario | 2025 | 1302 | 1241 | 1125 | 1029 | 976 | 1010 | 1109 | 1093 | 989 | 1018 | 1169 | 1313 | 1114.1753
Climate Change Scenario | 2026 | 1279 | 1229 | 1122 | 1031 | 990 | 1026 | 1131 | 1100 | 999 | 1038 | 1172 | 1285 | 1116.5671
Climate Change Scenario | 2027 | 1280 | 1231 | 1124 | 1032 | 992 | 1029 | 1134 | 1103 | 1001 | 1040 | 1174 | 1287 | 1118.6521
Climate Change Scenario | 2028 | 1282 | 1233 | 1126 | 1034 | 994 | 1031 | 1137 | 1106 | 1004 | 1042 | 1176 | 1289 | 1120.9041
Climate Change Scenario | 2029 | 1283 | 1235 | 1127 | 1036 | 996 | 1033 | 1140 | 1110 | 1006 | 1044 | 1178 | 1291 | 1122.989
Climate Change Scenario | 2030 | 1284 | 1235 | 1128 | 1037 | 997 | 1035 | 1143 | 1112 | 1008 | 1046 | 1180 | 1292 | 1124.4986
Climate Change Scenario | 2031 | 1285 | 1236 | 1129 | 1038 | 999 | 1037 | 1145 | 1114 | 1010 | 1047 | 1181 | 1292 | 1125.8329
Climate Change Scenario | 2032 | 1285 | 1237 | 1130 | 1039 | 1000 | 1038 | 1147 | 1116 | 1012 | 1049 | 1182 | 1293 | 1127.0849
Climate Change Scenario | 2033 | 1286 | 1238 | 1131 | 1040 | 1001 | 1040 | 1149 | 1119 | 1013 | 1050 | 1183 | 1294 | 1128.4219
Climate Change Scenario | 2034 | 1287 | 1239 | 1132 | 1042 | 1003 | 1041 | 1152 | 1121 | 1015 | 1052 | 1185 | 1295 | 1130.0932
Climate Change Scenario | 2035 | 1288 | 1240 | 1133 | 1043 | 1004 | 1043 | 1154 | 1123 | 1017 | 1053 | 1186 | 1296 | 1131.4274
Climate Change Scenario | 2036 | 1289 | 1241 | 1134 | 1044 | 1006 | 1045 | 1156 | 1126 | 1019 | 1055 | 1188 | 1297 | 1133.0986
Climate Change Scenario | 2037 | 1290 | 1242 | 1136 | 1046 | 1007 | 1047 | 1159 | 1129 | 1021 | 1057 | 1189 | 1299 | 1134.9397
Climate Change Scenario | 2038 | 1291 | 1244 | 1137 | 1047 | 1009 | 1049 | 1162 | 1131 | 1023 | 1059 | 1191 | 1300 | 1136.6877
Climate Change Scenario | 2039 | 1293 | 1245 | 1139 | 1049 | 1011 | 1051 | 1165 | 1135 | 1026 | 1061 | 1194 | 1302 | 1139.0301
Climate Change Scenario | 2040 | 1295 | 1248 | 1141 | 1051 | 1014 | 1054 | 1168 | 1138 | 1029 | 1064 | 1196 | 1304 | 1141.611
Climate Change Scenario | 2041 | 1298 | 1250 | 1144 | 1054 | 1016 | 1057 | 1172 | 1142 | 1032 | 1067 | 1199 | 1307 | 1144.6192
Climate Change Scenario | 2042 | 1301 | 1253 | 1147 | 1057 | 1019 | 1061 | 1177 | 1146 | 1036 | 1070 | 1202 | 1310 | 1148.0384
Climate Change Scenario | 2043 | 1304 | 1257 | 1150 | 1060 | 1023 | 1065 | 1182 | 1151 | 1040 | 1074 | 1207 | 1314 | 1152.0384
Climate Change Scenario | 2044 | 1309 | 1262 | 1155 | 1065 | 1027 | 1069 | 1187 | 1157 | 1045 | 1079 | 1211 | 1319 | 1156.874
Climate Change Scenario | 2045 | 1314 | 1267 | 1160 | 1070 | 1032 | 1075 | 1194 | 1163 | 1050 | 1084 | 1217 | 1324 | 1162.2932

## Peak Forecast- MW
|  | System | System | System | System | System | System | System | System | System | System | System | System
Forecast Type | Year | January | February | March | April | May | June | July | August | September | October | November | December
Expected Case | 2021 | 1712 | 1611 | 1492 | 1327 | 1331 | 1458 | 1616 | 1608 | 1386 | 1361 | 1545 | 1703
Expected Case | 2022 | 1719 | 1619 | 1499 | 1333 | 1339 | 1466 | 1626 | 1618 | 1394 | 1367 | 1552 | 1711
Expected Case | 2023 | 1725 | 1624 | 1504 | 1338 | 1345 | 1473 | 1633 | 1625 | 1400 | 1372 | 1557 | 1717
Expected Case | 2024 | 1729 | 1628 | 1508 | 1341 | 1349 | 1477 | 1638 | 1630 | 1405 | 1375 | 1561 | 1721
Expected Case | 2025 | 1733 | 1632 | 1511 | 1344 | 1353 | 1482 | 1643 | 1635 | 1409 | 1379 | 1565 | 1725
Expected Case | 2026 | 1738 | 1636 | 1515 | 1347 | 1357 | 1487 | 1648 | 1640 | 1413 | 1382 | 1568 | 1729
Expected Case | 2027 | 1742 | 1640 | 1519 | 1351 | 1361 | 1491 | 1653 | 1645 | 1418 | 1385 | 1572 | 1734
Expected Case | 2028 | 1746 | 1644 | 1523 | 1354 | 1366 | 1496 | 1659 | 1651 | 1422 | 1389 | 1576 | 1738
Expected Case | 2029 | 1751 | 1648 | 1527 | 1358 | 1370 | 1501 | 1664 | 1656 | 1427 | 1393 | 1580 | 1743
Expected Case | 2030 | 1756 | 1653 | 1531 | 1362 | 1375 | 1506 | 1670 | 1662 | 1432 | 1397 | 1585 | 1747
Expected Case | 2031 | 1761 | 1658 | 1535 | 1366 | 1380 | 1512 | 1676 | 1668 | 1437 | 1401 | 1589 | 1752
Expected Case | 2032 | 1766 | 1662 | 1540 | 1370 | 1385 | 1517 | 1682 | 1674 | 1443 | 1405 | 1594 | 1757
Expected Case | 2033 | 1771 | 1668 | 1545 | 1374 | 1391 | 1523 | 1688 | 1680 | 1448 | 1410 | 1599 | 1763
Expected Case | 2034 | 1777 | 1673 | 1550 | 1379 | 1397 | 1529 | 1695 | 1687 | 1454 | 1414 | 1604 | 1768
Expected Case | 2035 | 1783 | 1679 | 1555 | 1384 | 1403 | 1536 | 1702 | 1694 | 1461 | 1420 | 1610 | 1774
Expected Case | 2036 | 1789 | 1685 | 1561 | 1390 | 1409 | 1543 | 1710 | 1701 | 1467 | 1425 | 1616 | 1781
Expected Case | 2037 | 1796 | 1692 | 1568 | 1396 | 1416 | 1550 | 1718 | 1709 | 1474 | 1431 | 1622 | 1788
Expected Case | 2038 | 1804 | 1699 | 1575 | 1402 | 1424 | 1558 | 1726 | 1718 | 1482 | 1438 | 1630 | 1795
Expected Case | 2039 | 1812 | 1707 | 1582 | 1410 | 1432 | 1567 | 1735 | 1727 | 1490 | 1445 | 1637 | 1803
Expected Case | 2040 | 1821 | 1715 | 1591 | 1418 | 1441 | 1576 | 1745 | 1737 | 1500 | 1453 | 1646 | 1812
Expected Case | 2041 | 1830 | 1725 | 1600 | 1426 | 1451 | 1587 | 1756 | 1747 | 1510 | 1462 | 1655 | 1822
Expected Case | 2042 | 1841 | 1736 | 1610 | 1436 | 1462 | 1598 | 1768 | 1759 | 1521 | 1472 | 1665 | 1833
Expected Case | 2043 | 1853 | 1747 | 1622 | 1447 | 1474 | 1610 | 1781 | 1772 | 1533 | 1483 | 1677 | 1845
Expected Case | 2044 | 1867 | 1761 | 1634 | 1460 | 1487 | 1624 | 1795 | 1787 | 1547 | 1496 | 1690 | 1858
Expected Case | 2045 | 1882 | 1775 | 1649 | 1474 | 1503 | 1640 | 1811 | 1803 | 1562 | 1510 | 1705 | 1873
Forecast Type | Year | January | February | March | April | May | June | July | August | September | October | November | December
High Growth Scenario | 2021 | 1711.8712 | 1611.6954 | 1492.6028 | 1327.6361 | 1330.9606 | 1460.6908 | 1634.1418 | 1667.4587 | 1424.6169 | 1402.0577 | 1599.1568 | 1758.1116
High Growth Scenario | 2022 | 1751.2131 | 1631.1982 | 1523.1811 | 1348.1658 | 1357.0504 | 1491.6417 | 1670.2767 | 1706.7102 | 1455.84 | 1434.2463 | 1632.2774 | 1797.3035
High Growth Scenario | 2023 | 1759.4664 | 1640.0821 | 1530.0557 | 1355.4683 | 1365.6383 | 1502.3516 | 1685.1752 | 1720.3554 | 1468.6344 | 1444.6931 | 1645.4108 | 1809.6221
High Growth Scenario | 2024 | 1762.7176 | 1701.8294 | 1532.952 | 1358.8956 | 1369.8678 | 1508.2119 | 1691.7664 | 1726.1284 | 1474.3753 | 1449.5712 | 1650.3999 | 1813.7701
High Growth Scenario | 2025 | 1775.2397 | 1654.8825 | 1544.9658 | 1370.4771 | 1382.9477 | 1523.2603 | 1708.4526 | 1742.4816 | 1488.7359 | 1462.8087 | 1665.0317 | 1827.576
High Growth Scenario | 2026 | 1785.4032 | 1664.4158 | 1553.8929 | 1378.4739 | 1392.0056 | 1533.2295 | 1719.5554 | 1753.8098 | 1498.4694 | 1471.3241 | 1674.6206 | 1838.0102
High Growth Scenario | 2027 | 1794.6203 | 1672.998 | 1561.8665 | 1385.5119 | 1400.1177 | 1542.2593 | 1729.7269 | 1764.2104 | 1507.2646 | 1478.8871 | 1683.2629 | 1847.5017
High Growth Scenario | 2028 | 1804.8891 | 1682.6289 | 1570.8858 | 1393.5904 | 1409.2833 | 1552.3487 | 1740.9652 | 1775.68 | 1517.1184 | 1487.4947 | 1692.9553 | 1858.0477
High Growth Scenario | 2029 | 1815.2138 | 1692.3111 | 1579.9543 | 1401.7127 | 1418.5062 | 1562.502 | 1752.2759 | 1787.2268 | 1527.038 | 1496.1538 | 1702.705 | 1868.6547
High Growth Scenario | 2030 | 1825.6021 | 1702.0508 | 1589.0793 | 1409.8858 | 1427.7943 | 1572.7291 | 1763.6711 | 1798.8681 | 1537.0381 | 1504.8788 | 1712.5267 | 1879.3358
High Growth Scenario | 2031 | 1836.0508 | 1711.8461 | 1598.258 | 1418.107 | 1437.1449 | 1583.0259 | 1775.1448 | 1810.5937 | 1547.1105 | 1513.6613 | 1722.4115 | 1890.0835
High Growth Scenario | 2032 | 1847.5616 | 1722.6987 | 1608.4922 | 1427.378 | 1447.5597 | 1594.3944 | 1787.6992 | 1823.4058 | 1558.2573 | 1523.5029 | 1733.3612 | 1901.8994
High Growth Scenario | 2033 | 1859.1403 | 1733.6134 | 1618.7874 | 1436.7042 | 1458.045 | 1605.8418 | 1800.3426 | 1836.3156 | 1569.4882 | 1533.4133 | 1744.3853 | 1913.7923
High Growth Scenario | 2034 | 1870.7875 | 1744.5911 | 1629.1445 | 1446.0864 | 1468.6016 | 1617.3689 | 1813.0754 | 1849.3226 | 1580.8031 | 1543.3918 | 1755.4832 | 1925.7617
High Growth Scenario | 2035 | 1882.5084 | 1755.6365 | 1639.5686 | 1455.5295 | 1479.2352 | 1628.9821 | 1825.9049 | 1862.4359 | 1592.21 | 1553.4462 | 1766.6624 | 1937.8148
High Growth Scenario | 2036 | 1895.3057 | 1767.752 | 1651.0623 | 1466.0361 | 1490.949 | 1641.6845 | 1839.8342 | 1876.6588 | 1604.7123 | 1564.5793 | 1778.9259 | 1950.9542
High Growth Scenario | 2037 | 1908.192 | 1779.9487 | 1662.6385 | 1476.6183 | 1502.7566 | 1654.4921 | 1853.8815 | 1891.0149 | 1617.3309 | 1575.8113 | 1791.2936 | 1964.1984
High Growth Scenario | 2038 | 1922.1675 | 1793.2274 | 1675.2975 | 1488.2768 | 1515.6588 | 1668.4051 | 1869.0461 | 1906.5018 | 1631.0641 | 1588.14 | 1804.7632 | 1978.5455
High Growth Scenario | 2039 | 1936.2429 | 1806.5975 | 1688.05 | 1500.0217 | 1528.6674 | 1682.4367 | 1884.3428 | 1922.1377 | 1644.9285 | 1600.5812 | 1818.3501 | 1993.0097
High Growth Scenario | 2040 | 1951.4228 | 1821.0636 | 1701.9008 | 1512.8579 | 1542.7879 | 1697.5929 | 1900.7774 | 1938.9288 | 1659.9301 | 1614.1402 | 1833.0593 | 2008.5958
High Growth Scenario | 2041 | 1967.7352 | 1836.6504 | 1716.8783 | 1526.8126 | 1558.0512 | 1713.9084 | 1918.3889 | 1956.9247 | 1676.1135 | 1628.8596 | 1848.9329 | 2025.3426
High Growth Scenario | 2042 | 1985.1783 | 1853.3573 | 1732.981 | 1541.8848 | 1574.4562 | 1731.3814 | 1937.1738 | 1976.1183 | 1693.4734 | 1644.7333 | 1865.9644 | 2043.2442
High Growth Scenario | 2043 | 2003.7744 | 1871.2046 | 1750.2317 | 1558.0965 | 1592.0284 | 1750.04 | 1957.1626 | 1996.5472 | 1712.0441 | 1661.794 | 1884.1854 | 2062.3299
High Growth Scenario | 2044 | 2024.5318 | 1891.2003 | 1769.6393 | 1576.4568 | 1611.7779 | 1770.8951 | 1979.3659 | 2019.2225 | 1732.8367 | 1681.0512 | 1904.6049 | 2083.6079
High Growth Scenario | 2045 | 2046.5107 | 1912.3987 | 1790.2653 | 1596.0252 | 1632.773 | 1793.0229 | 2002.8674 | 2043.2485 | 1754.9466 | 1701.5956 | 1926.3108 | 2106.1593
Forecast Type | Year | January | February | March | April | May | June | July | August | September | October | November | December
Low Growth Scenario | 2021 | 1711.8712 | 1611.6954 | 1492.6028 | 1327.6361 | 1330.9606 | 1408.5113 | 1576.0859 | 1608.0245 | 1374.018 | 1352.66 | 1543.0292 | 1696.6974
Low Growth Scenario | 2022 | 1698.5348 | 1581.9294 | 1477.3292 | 1307.4904 | 1315.7608 | 1394.2521 | 1561.5965 | 1595.4223 | 1361.2334 | 1341.7575 | 1527.4011 | 1682.4293
Low Growth Scenario | 2023 | 1696.1365 | 1580.8236 | 1474.9489 | 1306.5413 | 1315.958 | 1395.4756 | 1565.7855 | 1598.2108 | 1364.6943 | 1343.2486 | 1530.2971 | 1683.6915
Low Growth Scenario | 2024 | 1688.9814 | 1630.4316 | 1468.7968 | 1301.9143 | 1311.9507 | 1392.317 | 1562.2785 | 1593.7162 | 1361.6575 | 1339.618 | 1525.6643 | 1677.3789
Low Growth Scenario | 2025 | 1690.6632 | 1575.758 | 1471.3255 | 1305.019 | 1316.3502 | 1397.5149 | 1567.961 | 1598.8893 | 1366.461 | 1343.6025 | 1529.8314 | 1679.9615
Low Growth Scenario | 2026 | 1690.0271 | 1575.1878 | 1470.8486 | 1304.6562 | 1316.8439 | 1397.9613 | 1568.4254 | 1599.3442 | 1366.9341 | 1343.1907 | 1529.2965 | 1679.3435
Low Growth Scenario | 2027 | 1688.3872 | 1573.6136 | 1469.3682 | 1303.2897 | 1316.3322 | 1397.3992 | 1567.8823 | 1598.7937 | 1366.4013 | 1341.7753 | 1527.7585 | 1677.7224
Low Growth Scenario | 2028 | 1687.7458 | 1573.0373 | 1468.8855 | 1302.9208 | 1316.8165 | 1397.8322 | 1568.3346 | 1599.2391 | 1366.8644 | 1341.3576 | 1527.2184 | 1677.0992
Low Growth Scenario | 2029 | 1687.0993 | 1572.4548 | 1468.3971 | 1302.5461 | 1317.2931 | 1398.2535 | 1568.7766 | 1599.6769 | 1367.3192 | 1340.9341 | 1526.6733 | 1676.4707
Low Growth Scenario | 2030 | 1686.4403 | 1571.8571 | 1467.8956 | 1302.1573 | 1317.7538 | 1398.6486 | 1569.1961 | 1600.0989 | 1367.7566 | 1340.4972 | 1526.1159 | 1675.8296
Low Growth Scenario | 2031 | 1685.7722 | 1571.2491 | 1467.3843 | 1301.7586 | 1318.2024 | 1399.0266 | 1569.6001 | 1600.5087 | 1368.1811 | 1340.0503 | 1525.5495 | 1675.1794
Low Growth Scenario | 2032 | 1686.0938 | 1571.6296 | 1467.8622 | 1302.3488 | 1319.6376 | 1400.3861 | 1570.9873 | 1601.9049 | 1369.5914 | 1340.5923 | 1525.9728 | 1675.5189
Low Growth Scenario | 2033 | 1686.4 | 1571.9925 | 1468.3237 | 1302.9221 | 1321.0535 | 1401.7177 | 1572.3496 | 1603.2815 | 1370.981 | 1341.1176 | 1526.3807 | 1675.8428
Low Growth Scenario | 2034 | 1686.6905 | 1572.3381 | 1468.7686 | 1303.4784 | 1322.4497 | 1403.0224 | 1573.6874 | 1604.6382 | 1372.3498 | 1341.6258 | 1526.773 | 1676.151
Low Growth Scenario | 2035 | 1686.9607 | 1572.6613 | 1469.1922 | 1304.013 | 1323.8212 | 1404.293 | 1574.9943 | 1605.9696 | 1373.6922 | 1342.1123 | 1527.145 | 1676.439
Low Growth Scenario | 2036 | 1688.2087 | 1573.9601 | 1470.5923 | 1305.5236 | 1326.1655 | 1406.5269 | 1577.2678 | 1608.2734 | 1376.0059 | 1343.5747 | 1528.4947 | 1677.7047
Low Growth Scenario | 2037 | 1689.4228 | 1575.2213 | 1471.9566 | 1306.9978 | 1328.4692 | 1408.7045 | 1579.4905 | 1610.536 | 1378.2764 | 1345.0005 | 1529.8105 | 1678.9365
Low Growth Scenario | 2038 | 1691.6035 | 1577.4461 | 1474.2857 | 1309.4361 | 1331.7329 | 1411.8286 | 1582.6642 | 1613.7577 | 1381.5045 | 1347.3903 | 1532.0927 | 1681.1348
Low Growth Scenario | 2039 | 1693.7411 | 1579.6239 | 1476.5696 | 1311.8284 | 1334.9453 | 1414.884 | 1585.7754 | 1616.9273 | 1384.6785 | 1349.7336 | 1534.3318 | 1683.2902
Low Growth Scenario | 2040 | 1696.8321 | 1582.7513 | 1479.8042 | 1315.1707 | 1339.1023 | 1418.8663 | 1589.8195 | 1621.0402 | 1388.7939 | 1353.0265 | 1537.5239 | 1686.399
Low Growth Scenario | 2041 | 1700.851 | 1586.7997 | 1483.9629 | 1319.4356 | 1344.1741 | 1423.7338 | 1594.7595 | 1626.0667 | 1393.8191 | 1357.2413 | 1541.6436 | 1690.4358
Low Growth Scenario | 2042 | 1705.8002 | 1591.7731 | 1489.0481 | 1324.6259 | 1350.1635 | 1429.4935 | 1600.6008 | 1632.0091 | 1399.7574 | 1362.3806 | 1546.693 | 1695.4032
Low Growth Scenario | 2043 | 1711.66 | 1597.6497 | 1495.0388 | 1330.7201 | 1357.0468 | 1436.1142 | 1607.3151 | 1638.8437 | 1406.5838 | 1368.4226 | 1552.6522 | 1701.2814
Low Growth Scenario | 2044 | 1719.4238 | 1605.4232 | 1502.928 | 1338.711 | 1365.816 | 1444.5876 | 1615.8944 | 1647.562 | 1415.2902 | 1376.3598 | 1560.5141 | 1709.0639
Low Growth Scenario | 2045 | 1728.0368 | 1614.0334 | 1511.6577 | 1347.5391 | 1375.4065 | 1453.8259 | 1625.2598 | 1657.0994 | 1424.808 | 1385.1323 | 1569.2235 | 1717.6962
Forecast Type | Year | January | February | March | April | May | June | July | August | September | October | November | December
Climate Change Scenario | 2021 | 1667.2615 | 1586.8034 | 1484.532 | 1326.8809 | 1353.7376 | 1481.9454 | 1644.6038 | 1640.7406 | 1398.5301 | 1360.2914 | 1555.3556 | 1676.4031
Climate Change Scenario | 2022 | 1674.152 | 1593.3406 | 1490.6201 | 1332.2766 | 1362.3254 | 1491.428 | 1655.2216 | 1651.3315 | 1407.4306 | 1365.8338 | 1561.7547 | 1683.3338
Climate Change Scenario | 2023 | 1679.3312 | 1598.2609 | 1495.2112 | 1336.3604 | 1369.101 | 1498.8973 | 1663.5711 | 1659.6601 | 1414.4485 | 1370.0251 | 1566.5737 | 1688.5424
Climate Change Scenario | 2024 | 1682.6833 | 1601.4551 | 1498.2049 | 1339.0448 | 1373.9354 | 1504.2095 | 1669.4895 | 1665.5641 | 1419.4498 | 1372.7751 | 1569.7063 | 1691.9124
Climate Change Scenario | 2025 | 1686.0494 | 1604.6665 | 1501.2194 | 1341.7559 | 1378.7871 | 1509.5334 | 1675.4124 | 1671.4728 | 1424.4665 | 1375.5505 | 1572.8571 | 1695.2961
Climate Change Scenario | 2026 | 1689.5029 | 1607.9648 | 1504.3205 | 1344.5531 | 1383.7365 | 1514.9566 | 1681.4369 | 1677.483 | 1429.5814 | 1378.4121 | 1576.0948 | 1698.7672
Climate Change Scenario | 2027 | 1693.0577 | 1611.3642 | 1507.5223 | 1347.4504 | 1388.7976 | 1520.4934 | 1687.577 | 1683.6088 | 1434.8087 | 1381.3739 | 1579.4335 | 1702.3397
Climate Change Scenario | 2028 | 1696.7304 | 1614.8811 | 1510.8413 | 1350.4642 | 1393.987 | 1526.1601 | 1693.8493 | 1689.8667 | 1440.1649 | 1384.4524 | 1582.8895 | 1706.0301
Climate Change Scenario | 2029 | 1700.5401 | 1618.5348 | 1514.2967 | 1353.6139 | 1399.3241 | 1531.9761 | 1700.2731 | 1696.276 | 1445.6693 | 1387.6669 | 1586.4823 | 1709.8575
Climate Change Scenario | 2030 | 1704.5096 | 1622.348 | 1517.9111 | 1356.9221 | 1404.8313 | 1537.9642 | 1706.8711 | 1702.8596 | 1451.3445 | 1391.04 | 1590.2343 | 1713.8447
Climate Change Scenario | 2031 | 1708.6652 | 1626.347 | 1521.7111 | 1360.4151 | 1410.5353 | 1544.1507 | 1713.6698 | 1709.6437 | 1457.2171 | 1394.598 | 1594.1721 | 1718.0181
Climate Change Scenario | 2032 | 1713.038 | 1630.5628 | 1525.7275 | 1364.1241 | 1416.4671 | 1550.5668 | 1720.7003 | 1716.6596 | 1463.3181 | 1398.3721 | 1598.3266 | 1722.4088
Climate Change Scenario | 2033 | 1717.6643 | 1635.0319 | 1529.9967 | 1368.0853 | 1422.6631 | 1557.2488 | 1727.9989 | 1723.9436 | 1469.6839 | 1402.3986 | 1602.7343 | 1727.0529
Climate Change Scenario | 2034 | 1722.5867 | 1639.7968 | 1534.5614 | 1372.3413 | 1429.1659 | 1564.2394 | 1735.6084 | 1731.5384 | 1476.3571 | 1406.7201 | 1607.4376 | 1731.9932
Climate Change Scenario | 2035 | 1727.855 | 1644.9073 | 1539.4713 | 1376.942 | 1436.0255 | 1571.5885 | 1743.5786 | 1739.4938 | 1483.3877 | 1411.3863 | 1612.4864 | 1737.2795
Climate Change Scenario | 2036 | 1733.5277 | 1650.4219 | 1544.7849 | 1381.9458 | 1443.3002 | 1579.3546 | 1751.9681 | 1747.8685 | 1490.8341 | 1416.4558 | 1617.9392 | 1742.9702
Climate Change Scenario | 2037 | 1739.6733 | 1656.4091 | 1550.5707 | 1387.4212 | 1451.0587 | 1587.6062 | 1760.8453 | 1756.7308 | 1498.7649 | 1421.997 | 1623.8645 | 1749.1337
Climate Change Scenario | 2038 | 1746.3719 | 1662.949 | 1556.9089 | 1393.4484 | 1459.3812 | 1596.4235 | 1770.2905 | 1766.1612 | 1507.2603 | 1428.09 | 1630.3423 | 1755.8504
Climate Change Scenario | 2039 | 1753.7176 | 1670.1356 | 1563.8934 | 1400.1213 | 1468.3616 | 1605.9007 | 1780.3979 | 1776.2535 | 1516.4143 | 1434.829 | 1637.4668 | 1763.2141
Climate Change Scenario | 2040 | 1761.8204 | 1678.0791 | 1571.6344 | 1407.5501 | 1478.1103 | 1616.1478 | 1791.2774 | 1787.1181 | 1526.3371 | 1442.3239 | 1645.348 | 1771.335
Climate Change Scenario | 2041 | 1770.8093 | 1686.9084 | 1580.2608 | 1415.8637 | 1488.7561 | 1627.294 | 1803.0583 | 1798.8839 | 1537.1577 | 1450.7038 | 1654.1149 | 1780.3421
Climate Change Scenario | 2042 | 1780.8355 | 1696.7747 | 1589.9237 | 1425.2133 | 1500.4504 | 1639.4903 | 1815.8917 | 1811.7021 | 1549.0274 | 1460.1198 | 1663.9187 | 1790.3865
Climate Change Scenario | 2043 | 1792.0761 | 1707.855 | 1600.8004 | 1435.776 | 1513.3701 | 1652.914 | 1829.9547 | 1825.75 | 1562.1232 | 1470.7491 | 1674.9364 | 1801.6453
Climate Change Scenario | 2044 | 1804.7385 | 1720.3569 | 1613.0982 | 1447.7592 | 1527.723 | 1667.7726 | 1845.455 | 1841.235 | 1576.6527 | 1482.799 | 1687.3755 | 1814.3259
Climate Change Scenario | 2045 | 1819.0659 | 1734.5234 | 1627.0603 | 1461.4061 | 1543.752 | 1684.3093 | 1862.6357 | 1858.4004 | 1592.8592 | 1496.5127 | 1701.4792 | 1828.6716
Forecast Type | Year | January | February | March | April | May | June | July | August | September | October | November | December
Last 30yr Temps Only Scenario | 2021 | 1672 | 1593 | 1483 | 1325 | 1351 | 1463 | 1642 | 1643 | 1401 | 1366 | 1543 | 1682
Last 30yr Temps Only Scenario | 2022 | 1680 | 1600 | 1490 | 1331 | 1359 | 1471 | 1652 | 1653 | 1409 | 1372 | 1550 | 1689
Last 30yr Temps Only Scenario | 2023 | 1686 | 1606 | 1495 | 1335 | 1365 | 1478 | 1659 | 1660 | 1416 | 1377 | 1555 | 1695
Last 30yr Temps Only Scenario | 2024 | 1690 | 1609 | 1499 | 1339 | 1369 | 1483 | 1664 | 1665 | 1420 | 1380 | 1559 | 1699
Last 30yr Temps Only Scenario | 2025 | 1694 | 1613 | 1502 | 1342 | 1373 | 1487 | 1670 | 1670 | 1424 | 1384 | 1562 | 1703
Last 30yr Temps Only Scenario | 2026 | 1698 | 1617 | 1506 | 1345 | 1378 | 1492 | 1675 | 1676 | 1429 | 1387 | 1566 | 1707
Last 30yr Temps Only Scenario | 2027 | 1702 | 1621 | 1510 | 1348 | 1382 | 1496 | 1680 | 1681 | 1433 | 1391 | 1570 | 1712
Last 30yr Temps Only Scenario | 2028 | 1706 | 1625 | 1514 | 1352 | 1386 | 1501 | 1686 | 1686 | 1438 | 1394 | 1574 | 1716
Last 30yr Temps Only Scenario | 2029 | 1711 | 1630 | 1518 | 1356 | 1391 | 1506 | 1691 | 1692 | 1443 | 1398 | 1578 | 1721
Last 30yr Temps Only Scenario | 2030 | 1715 | 1634 | 1522 | 1359 | 1396 | 1512 | 1697 | 1698 | 1448 | 1402 | 1583 | 1725
Last 30yr Temps Only Scenario | 2031 | 1720 | 1639 | 1526 | 1363 | 1401 | 1517 | 1703 | 1704 | 1453 | 1406 | 1587 | 1730
Last 30yr Temps Only Scenario | 2032 | 1725 | 1643 | 1531 | 1368 | 1406 | 1523 | 1709 | 1710 | 1459 | 1410 | 1592 | 1735
Last 30yr Temps Only Scenario | 2033 | 1731 | 1649 | 1536 | 1372 | 1412 | 1528 | 1716 | 1716 | 1464 | 1415 | 1597 | 1740
Last 30yr Temps Only Scenario | 2034 | 1736 | 1654 | 1541 | 1377 | 1418 | 1535 | 1722 | 1723 | 1470 | 1420 | 1602 | 1746
Last 30yr Temps Only Scenario | 2035 | 1742 | 1660 | 1546 | 1382 | 1424 | 1541 | 1729 | 1730 | 1477 | 1425 | 1608 | 1752
Last 30yr Temps Only Scenario | 2036 | 1748 | 1666 | 1552 | 1387 | 1430 | 1548 | 1737 | 1738 | 1483 | 1430 | 1614 | 1758
Last 30yr Temps Only Scenario | 2037 | 1755 | 1672 | 1558 | 1393 | 1437 | 1556 | 1745 | 1746 | 1491 | 1436 | 1620 | 1765
Last 30yr Temps Only Scenario | 2038 | 1763 | 1680 | 1565 | 1400 | 1445 | 1564 | 1754 | 1754 | 1498 | 1443 | 1627 | 1773
Last 30yr Temps Only Scenario | 2039 | 1771 | 1687 | 1573 | 1407 | 1453 | 1572 | 1763 | 1764 | 1507 | 1450 | 1635 | 1781
Last 30yr Temps Only Scenario | 2040 | 1779 | 1696 | 1581 | 1415 | 1462 | 1582 | 1773 | 1774 | 1516 | 1458 | 1643 | 1789
Last 30yr Temps Only Scenario | 2041 | 1789 | 1706 | 1590 | 1424 | 1472 | 1592 | 1784 | 1784 | 1526 | 1467 | 1653 | 1799
Last 30yr Temps Only Scenario | 2042 | 1800 | 1716 | 1601 | 1434 | 1483 | 1603 | 1796 | 1796 | 1537 | 1477 | 1663 | 1810
Last 30yr Temps Only Scenario | 2043 | 1812 | 1728 | 1612 | 1445 | 1495 | 1616 | 1809 | 1810 | 1550 | 1489 | 1675 | 1822
Last 30yr Temps Only Scenario | 2044 | 1825 | 1741 | 1625 | 1457 | 1509 | 1630 | 1823 | 1824 | 1563 | 1501 | 1688 | 1835
Last 30yr Temps Only Scenario | 2045 | 1840 | 1756 | 1640 | 1472 | 1524 | 1645 | 1840 | 1840 | 1579 | 1515 | 1702 | 1850
Forecast Type | Year | January | February | March | April | May | June | July | August | September | October | November | December
Last 20yr Temps Only Scenario | 2021 | 1668 | 1588 | 1486 | 1328 | 1358 | 1487 | 1650 | 1646 | 1404 | 1361 | 1556 | 1678
Last 20yr Temps Only Scenario | 2022 | 1676 | 1595 | 1492 | 1334 | 1366 | 1496 | 1660 | 1656 | 1412 | 1367 | 1563 | 1685
Last 20yr Temps Only Scenario | 2023 | 1682 | 1601 | 1497 | 1338 | 1372 | 1503 | 1667 | 1663 | 1419 | 1372 | 1569 | 1691
Last 20yr Temps Only Scenario | 2024 | 1686 | 1604 | 1501 | 1341 | 1377 | 1508 | 1673 | 1669 | 1423 | 1375 | 1573 | 1695
Last 20yr Temps Only Scenario | 2025 | 1690 | 1608 | 1505 | 1345 | 1381 | 1512 | 1678 | 1674 | 1428 | 1379 | 1576 | 1699
Last 20yr Temps Only Scenario | 2026 | 1694 | 1612 | 1508 | 1348 | 1385 | 1517 | 1683 | 1679 | 1432 | 1382 | 1580 | 1703
Last 20yr Temps Only Scenario | 2027 | 1698 | 1616 | 1512 | 1351 | 1390 | 1522 | 1688 | 1684 | 1437 | 1385 | 1584 | 1707
Last 20yr Temps Only Scenario | 2028 | 1702 | 1620 | 1516 | 1355 | 1394 | 1527 | 1694 | 1690 | 1441 | 1389 | 1588 | 1712
Last 20yr Temps Only Scenario | 2029 | 1707 | 1624 | 1520 | 1358 | 1399 | 1532 | 1699 | 1695 | 1446 | 1393 | 1592 | 1716
Last 20yr Temps Only Scenario | 2030 | 1711 | 1629 | 1524 | 1362 | 1404 | 1537 | 1705 | 1701 | 1451 | 1397 | 1597 | 1721
Last 20yr Temps Only Scenario | 2031 | 1716 | 1634 | 1528 | 1366 | 1409 | 1543 | 1711 | 1707 | 1456 | 1401 | 1601 | 1726
Last 20yr Temps Only Scenario | 2032 | 1721 | 1638 | 1533 | 1370 | 1414 | 1548 | 1717 | 1713 | 1462 | 1405 | 1606 | 1731
Last 20yr Temps Only Scenario | 2033 | 1727 | 1643 | 1538 | 1375 | 1420 | 1554 | 1724 | 1720 | 1467 | 1409 | 1611 | 1736
Last 20yr Temps Only Scenario | 2034 | 1732 | 1649 | 1543 | 1380 | 1426 | 1561 | 1731 | 1727 | 1473 | 1414 | 1616 | 1742
Last 20yr Temps Only Scenario | 2035 | 1738 | 1655 | 1548 | 1385 | 1432 | 1567 | 1738 | 1734 | 1480 | 1419 | 1622 | 1748
Last 20yr Temps Only Scenario | 2036 | 1744 | 1661 | 1554 | 1390 | 1438 | 1574 | 1745 | 1741 | 1487 | 1425 | 1628 | 1754
Last 20yr Temps Only Scenario | 2037 | 1751 | 1667 | 1561 | 1396 | 1445 | 1582 | 1753 | 1749 | 1494 | 1431 | 1635 | 1761
Last 20yr Temps Only Scenario | 2038 | 1759 | 1674 | 1568 | 1403 | 1453 | 1590 | 1762 | 1758 | 1502 | 1438 | 1642 | 1768
Last 20yr Temps Only Scenario | 2039 | 1767 | 1682 | 1575 | 1410 | 1461 | 1599 | 1771 | 1767 | 1510 | 1445 | 1649 | 1776
Last 20yr Temps Only Scenario | 2040 | 1775 | 1691 | 1584 | 1418 | 1470 | 1608 | 1781 | 1777 | 1519 | 1453 | 1658 | 1785
Last 20yr Temps Only Scenario | 2041 | 1785 | 1700 | 1593 | 1427 | 1480 | 1618 | 1792 | 1788 | 1529 | 1462 | 1667 | 1795
Last 20yr Temps Only Scenario | 2042 | 1796 | 1711 | 1603 | 1437 | 1491 | 1630 | 1804 | 1800 | 1540 | 1472 | 1678 | 1805
Last 20yr Temps Only Scenario | 2043 | 1808 | 1723 | 1614 | 1448 | 1504 | 1643 | 1817 | 1813 | 1553 | 1483 | 1689 | 1817
Last 20yr Temps Only Scenario | 2044 | 1821 | 1736 | 1627 | 1460 | 1517 | 1657 | 1832 | 1828 | 1567 | 1496 | 1702 | 1831
Last 20yr Temps Only Scenario | 2045 | 1836 | 1751 | 1642 | 1474 | 1533 | 1672 | 1848 | 1844 | 1582 | 1510 | 1717 | 1846

## Retail Sales (kWh)
|  | System | System | System | System | System | System | System | System | System | System | System | System | Washington | Washington | Washington | Washington | Washington | Washington | Washington | Washington | Washington | Washington | Washington | Washington | Idaho | Idaho | Idaho | Idaho | Idaho | Idaho | Idaho | Idaho | Idaho | Idaho | Idaho | Idaho
|  | 1 | 2 | 3 | 4 | 5 | 6 | 7 | 8 | 9 | 10 | 11 | 12 | 1 | 2 | 3 | 4 | 5 | 6 | 7 | 8 | 9 | 10 | 11 | 12 | 1 | 2 | 3 | 4 | 5 | 6 | 7 | 8 | 9 | 10 | 11 | 12
Forecast Type | Year | January | February | March | April | May | June | July | August | September | October | November | December | January | February | March | April | May | June | July | August | September | October | November | December | January | February | March | April | May | June | July | August | September | October | November | December
Expected Case | 2021 | 910176423.0303 | 831355873.9336 | 789788522.4152 | 723722366.4609 | 680627343.1335 | 673088269.3361 | 697625832.3264 | 759338551.3513 | 730490888.2301 | 676789112.028 | 714160065.5833 | 866544276.9443 | 567442063.1439 | 522408065.0546 | 488023591.0466 | 446532390.3273 | 417381650.9535 | 418975926.9797 | 432052006.9118 | 478747012.2899 | 461400069.052 | 420361378.616 | 441610398.8074 | 536644414.9768 | 342734359.8865 | 308947808.879 | 301764931.3686 | 277189976.1336 | 263245692.18 | 254112342.3565 | 265573825.4146 | 280591539.0614 | 269090819.1781 | 256427733.4121 | 272549666.7759 | 329899861.9675
Expected Case | 2022 | 912334291.0629 | 841020076.6246 | 792848036.8272 | 730239621.8305 | 685425592.1024 | 676645877.3992 | 700611607.8272 | 761486823.6984 | 733658771.3324 | 678064387.6488 | 717078382.9147 | 868562687.0478 | 570041031.4999 | 530545207.2016 | 491004359.2461 | 451234721.0345 | 421166849.3381 | 422219855.1856 | 433536011.9517 | 480319018.4842 | 463954301.36 | 421353708.4739 | 443438582.5791 | 538011229.1379 | 342293259.563 | 310474869.423 | 301843677.5811 | 279004900.796 | 264258742.7643 | 254426022.2136 | 267075595.8755 | 281167805.2142 | 269704469.9724 | 256710679.175 | 273639800.3356 | 330551457.9099
Expected Case | 2023 | 917694646.4806 | 845366998.6224 | 797617373.7241 | 733966101.7937 | 689002003.5317 | 679717996.7967 | 702557655.3267 | 764344912.6917 | 735843846.7909 | 680252577.7577 | 718858875.8432 | 871765210.2274 | 573761415.9572 | 534026238.4447 | 494498690.3279 | 454003517.4085 | 424403123.9004 | 424152204.155 | 435106123.0745 | 482242028.6163 | 465542966.0352 | 422980220.9429 | 444597771.9367 | 540102669.3514 | 343933230.5234 | 311340760.1777 | 303118683.3962 | 279962584.3852 | 264598879.6313 | 255565792.6416 | 267451532.2522 | 282102884.0755 | 270300880.7557 | 257272356.8148 | 274261103.9066 | 331662540.876
Expected Case | 2024 | 921608369.547 | 849618468.0847 | 801023606.0373 | 736700617.097 | 691635521.9866 | 681744835.9779 | 704566841.6461 | 766997724.1597 | 738094132.3483 | 682134716.0811 | 721023655.5233 | 875047641.3047 | 576110056.1134 | 537205954.601 | 496793976.1572 | 456150827.1421 | 426318529.9911 | 425755507.3677 | 436627218.0571 | 484078410.7909 | 467305513.4687 | 424372330.8212 | 446146113.3981 | 542139755.8497 | 345498313.4335 | 312412513.4837 | 304229629.8801 | 280549789.955 | 265316991.9956 | 255989328.6102 | 267939623.589 | 282919313.3687 | 270788618.8796 | 257762385.2599 | 274877542.1252 | 332907885.455
Expected Case | 2025 | 925817501.1847 | 852923124.0644 | 804085992.2243 | 739035914.2924 | 693614689.4541 | 683469375.0093 | 706387757.1631 | 769321178.2369 | 740149011.0295 | 683854710.8125 | 723009518.8001 | 878538804.1398 | 578902800.7889 | 539456729.5236 | 498885012.2173 | 457774374.2437 | 427787696.9838 | 427083515.1268 | 437935972.603 | 485786122.6866 | 468894709.8567 | 425698312.4995 | 447592475.51 | 544482384.5879 | 346914700.3958 | 313466394.5408 | 305200980.0071 | 281261540.0486 | 265826992.4702 | 256385859.8824 | 268451784.5601 | 283535055.5503 | 271254301.1728 | 258156398.313 | 275417043.2901 | 334056419.5519
Expected Case | 2026 | 927808895.7358 | 854760865.8895 | 805795929.6751 | 740600573.1732 | 695068245.1713 | 684903728.9476 | 707868859.5442 | 770947985.3906 | 741715717.9914 | 685284439.5582 | 724536780.838 | 880420637.1322 | 580553716.668 | 540248556.7607 | 500102977.5428 | 458747050.0461 | 428556044.6185 | 428156796.9943 | 439126961.2726 | 487256795.405 | 470005630.0905 | 426817565.3599 | 448906657.7311 | 546262971.3875 | 347255179.0678 | 314512309.1288 | 305692952.1324 | 281853523.1271 | 266512200.5528 | 256746931.9532 | 268741898.2715 | 283691189.9856 | 271710087.901 | 258466874.1984 | 275630123.1069 | 334157665.7448
Expected Case | 2027 | 929689176.0873 | 856496066.9039 | 807410457.4388 | 742077928.5014 | 696440696.5791 | 686258049.9815 | 709267320.5896 | 772484021.2933 | 743195007.1235 | 686634393.4723 | 725978825.9616 | 882197469.1511 | 581822497.9052 | 541429252.3838 | 501195936.3102 | 459749626.7811 | 429492639.8945 | 429092519.7277 | 440086658.9427 | 488321679.2598 | 471032812.0854 | 427750361.2461 | 449887728.6092 | 547456811.3178 | 347866678.1821 | 315066814.5201 | 306214521.1286 | 282328301.7203 | 266948056.6845 | 257165530.2538 | 269180661.6469 | 284162342.0335 | 272162195.0381 | 258884032.2262 | 276091097.3524 | 334740657.8332
Expected Case | 2028 | 931720471.1903 | 858370630.62 | 809154656.0298 | 743673937.6502 | 697923376.4472 | 687721143.3345 | 710778099.0599 | 774143423.9481 | 744793105.3897 | 688092768.9601 | 727536688.9661 | 884117007.4666 | 583193181.3311 | 542704775.5979 | 502376676.0814 | 460832725.4852 | 430504457.8376 | 430103395.0498 | 441123434.749 | 489472089.2812 | 472142492.2214 | 428758074.6513 | 450947594.2131 | 548746534.5245 | 348527289.8591 | 315665855.0221 | 306777979.9485 | 282841212.165 | 267418918.6096 | 257617748.2847 | 269654664.3109 | 284671334.6669 | 272650613.1684 | 259334694.3088 | 276589094.753 | 335370472.9422
Expected Case | 2029 | 933754004.154 | 860247259.5273 | 810900776.1898 | 745271705.109 | 699407689.7713 | 689185848.5651 | 712290541.9422 | 775804654.7529 | 746392964.2674 | 689552751.1279 | 729096268.2553 | 886038660.5214 | 584565374.8275 | 543981704.0452 | 503558716.6636 | 461917017.4301 | 431517390.492 | 431115384.0448 | 442161352.7625 | 490623766.6997 | 473253394.8826 | 429766898.2459 | 452008627.4621 | 550037678.6083 | 349188629.3265 | 316265555.482 | 307342059.5262 | 283354687.6789 | 267890299.2792 | 258070464.5204 | 270129189.1797 | 285180888.0532 | 273139569.3848 | 259785852.882 | 277087640.7932 | 336000981.9131
Expected Case | 2030 | 935044068.0722 | 861437784.2368 | 812008506.753 | 746285321.4038 | 700349331.2872 | 690115050.7972 | 713250028.7199 | 776858531.9013 | 747407907.3488 | 690478957.0707 | 730085658.1517 | 887257748.3421 | 585435888.0426 | 544791781.5533 | 504308597.7485 | 462604887.2309 | 432159990.2886 | 431757385.1882 | 442819803.1555 | 491354385.5338 | 473958146.399 | 430406891.274 | 452681742.0538 | 550856774.4506 | 349608180.0296 | 316646002.6835 | 307699909.0045 | 283680434.1729 | 268189340.9985 | 258357665.6089 | 270430225.5644 | 285504146.3676 | 273449760.9497 | 260072065.7967 | 277403916.098 | 336400973.8916
Expected Case | 2031 | 936317293.8967 | 862612770.0523 | 813101779.0629 | 747285707.8378 | 701278682.3671 | 691032124.9524 | 714196992.1427 | 777898653.6986 | 748409603.2519 | 691393074.0447 | 731062134.3937 | 888460924.4592 | 586295039.1983 | 545591285.8172 | 505048691.2812 | 463283778.8595 | 432794202.7834 | 432391006.8435 | 443469659.3624 | 492075468.2292 | 474653699.4007 | 431038531.0241 | 453346071.0602 | 551665179.34 | 350022254.6985 | 317021484.2351 | 308053087.7817 | 284001928.9783 | 268484479.5837 | 258641118.109 | 270727332.7803 | 285823185.4695 | 273755903.8512 | 260354543.0206 | 277716063.3335 | 336795745.1191
Expected Case | 2032 | 937590619.5849 | 863787848.0261 | 814195137.1219 | 748286172.7357 | 702208106.3393 | 691949271.0371 | 715144029.8393 | 778938857.0764 | 749411377.7216 | 692307262.7162 | 732038687.2241 | 889664194.9455 | 587154257.7401 | 546390852.7889 | 505788842.862 | 463962723.7359 | 433428465.0217 | 433024678.1959 | 444119566.5399 | 492796607.4817 | 475349306.957 | 431670220.316 | 454010452.1722 | 552473647.6355 | 350436361.8447 | 317396995.2371 | 308406294.2599 | 284323448.9997 | 268779641.3176 | 258924592.8412 | 271024463.2994 | 286142249.5947 | 274062070.7646 | 260637042.4002 | 278028235.0519 | 337190547.31
Expected Case | 2033 | 938884778.3567 | 864982151.6371 | 815306383.7857 | 749303006.3985 | 703152736.7646 | 692881422.6944 | 716106562.1699 | 779996079.3867 | 750429542.3824 | 693236408.5736 | 733031217.5904 | 890887152.3313 | 588027534.0929 | 547203501.6028 | 506541104.1804 | 464652776.9373 | 434073104.5251 | 433668717.1459 | 444780106.9518 | 493529545.4079 | 476056295.4589 | 432312244.7765 | 454685703.3291 | 553295343.4091 | 350857244.2637 | 317778650.0343 | 308765279.6053 | 284650229.4612 | 269079632.2395 | 259212705.5485 | 271326455.218 | 286466533.9788 | 274373246.9234 | 260924163.797 | 278345514.2613 | 337591808.9222
Expected Case | 2034 | 940223406.916 | 866217493.8201 | 816455815.0248 | 750354780.4241 | 704129826.5104 | 693845604.8777 | 717102168.9649 | 781089629.8915 | 751482693.1416 | 694197481.6719 | 734057853.2114 | 892152132.8879 | 588930817.9029 | 548044074.5949 | 507319214.6462 | 465366541.6954 | 434739895.0832 | 434334886.5145 | 445463344.8043 | 494287668.4928 | 476787577.4473 | 432976330.434 | 455384157.4161 | 554145274.2318 | 351292589.0131 | 318173419.2251 | 309136600.3786 | 284988238.7287 | 269389931.4272 | 259510718.3632 | 271638824.1606 | 286801961.3987 | 274695115.6943 | 261221151.2379 | 278673695.7953 | 338006858.6561
Expected Case | 2035 | 941633164.8001 | 867518477.1062 | 817666322.4058 | 751462441.481 | 705158834.866 | 694861019.815 | 718150678.2911 | 782241287.2613 | 752591804.0862 | 695209622.3199 | 735139040.1103 | 893484329.4113 | 589882098.5728 | 548929312.2469 | 508138670.7652 | 466118233.0352 | 435442116.2034 | 435036453.4376 | 446182887.1617 | 495086075.1818 | 477557716.8122 | 433675702.9258 | 456119724.5373 | 555040366.9518 | 351751066.2273 | 318589164.8593 | 309527651.6407 | 285344208.4459 | 269716718.6627 | 259824566.3774 | 271967791.1293 | 287155212.0795 | 275034087.274 | 261533919.3941 | 279019315.573 | 338443962.4595
Expected Case | 2036 | 943144249.4023 | 868912968.9075 | 818963835.3227 | 752649715.9672 | 706261803.4674 | 695949417.9675 | 719274549.5003 | 783475720.3069 | 753780632.6711 | 696294510.8428 | 736297937.6013 | 894912277.9096 | 590901752.7906 | 549878176.5875 | 509017025.5078 | 466923952.3873 | 436194809.6509 | 435788445.6674 | 446954146.815 | 495941867.5613 | 478383210.1461 | 434425342.9992 | 456908160.7385 | 555999794.6961 | 352242496.6117 | 319034792.32 | 309946809.8149 | 285725763.5799 | 270066993.8165 | 260160972.3001 | 272320402.6854 | 287533852.7456 | 275397422.525 | 261869167.8436 | 279389776.8628 | 338912483.2135
Expected Case | 2037 | 944791118.9466 | 870432768.7083 | 820377941.7884 | 753943678.0586 | 707463884.0096 | 697135618.7711 | 720499410.9433 | 784821078.5909 | 755076288.5114 | 697476886.6441 | 737560972.7618 | 896468540.8014 | 592013032.3805 | 550912305.1744 | 509974308.5564 | 467802073.0832 | 437015139.5736 | 436608011.3615 | 447794711.2889 | 496874560.8095 | 479282881.6991 | 435242345.1738 | 457767445.2322 | 557045435.9062 | 352778086.5661 | 319520463.534 | 310403633.2319 | 286141604.9755 | 270448744.436 | 260527607.4095 | 272704699.6544 | 287946517.7813 | 275793406.8123 | 262234541.4703 | 279793527.5296 | 339423104.8952
Expected Case | 2038 | 946613369.2679 | 872114417.1941 | 821942641.2937 | 755375438.6039 | 708793978.2249 | 698448142.16 | 721854712.0756 | 786309708.6853 | 756509923.1787 | 698785177.6931 | 738958512.8615 | 898190535.4574 | 593242655.9392 | 552056561.6555 | 511033535.9549 | 468773707.8588 | 437922829.2387 | 437514855.4128 | 448724790.352 | 497906579.7555 | 480278362.3564 | 436146352.7076 | 458718237.8741 | 558202431.0293 | 353370713.3287 | 320057855.5386 | 310909105.3389 | 286601730.7452 | 270871148.9862 | 260933286.7472 | 273129921.7236 | 288403128.9298 | 276231560.8222 | 262638824.9855 | 280240274.9874 | 339988104.4282
Expected Case | 2039 | 948656758.123 | 874000141.5283 | 823697224.3461 | 756980949.9364 | 710285485.5464 | 699919946.3538 | 723374485.2903 | 787978990.9506 | 758117536.0665 | 700252235.9329 | 740525650.9383 | 900121502.157 | 594621500.0236 | 553339678.9713 | 512221305.5141 | 469863255.0239 | 438940671.2574 | 438531749.1985 | 449767738.8259 | 499063838.9903 | 481394649.2117 | 437160065.7512 | 459784413.6158 | 559499832.8803 | 354035258.0994 | 320660462.557 | 311475918.832 | 287117694.9125 | 271344814.2889 | 261388197.1554 | 273606746.4644 | 288915151.9602 | 276722886.8549 | 263092170.1817 | 280741237.3226 | 340621669.2767
Expected Case | 2040 | 950974390.5698 | 876138949.2701 | 825687290.3106 | 758801937.2382 | 711977168.338 | 701589281.6575 | 725098227.546 | 789872307.8938 | 759940906.9739 | 701916188.3272 | 742303114.9029 | 902311624.2503 | 596185399.0246 | 554795003.6965 | 513568485.843 | 471099030.5131 | 440095118.0395 | 439685120.485 | 450950661.6052 | 500376414.1986 | 482660753.1298 | 438309829.4077 | 460993680.9986 | 560971359.2708 | 354788991.5452 | 321343945.5736 | 312118804.4676 | 287702906.7251 | 271882050.2985 | 261904161.1726 | 274147565.9408 | 289495893.6952 | 277280153.8441 | 263606358.9195 | 281309433.9043 | 341340264.9794
Expected Case | 2041 | 953628088.907 | 878587892.6113 | 827965923.7273 | 760886974.916 | 713914151.8393 | 703500677.1964 | 727071919.2605 | 792040163.2976 | 762028673.8895 | 703821420.4135 | 744338318.1871 | 904819322.7273 | 597976069.579 | 556461356.2748 | 515111012.6589 | 472513998.3462 | 441416964.1805 | 441005735.1792 | 452305112.8758 | 501879318.0142 | 484110447.134 | 439626313.3513 | 462378296.9447 | 562656262.8202 | 355652019.328 | 322126536.3364 | 312854911.0683 | 288372976.5698 | 272497187.6588 | 262494942.0172 | 274766806.3848 | 290160845.2834 | 277918226.7554 | 264195107.0622 | 281960021.2424 | 342163059.9071
Expected Case | 2042 | 956689977.1419 | 881413530.5895 | 830595054.8355 | 763292731.5333 | 716149080.697 | 705706082.1705 | 729349202.7616 | 794541476.6018 | 764437579.5539 | 706019713.8774 | 746686574.9216 | 907712753.5125 | 600042179.7416 | 558384025.9632 | 516890809.7985 | 474146615.4752 | 442942135.7083 | 442529485.8401 | 453867904.8299 | 503613397.3731 | 485783131.9881 | 441145297.8726 | 463975893.4823 | 564600336.9761 | 356647797.4003 | 323029504.6264 | 313704245.037 | 289146116.058 | 273206944.9887 | 263176596.3304 | 275481297.9316 | 290928079.2287 | 278654447.5658 | 264874416.0048 | 282710681.4393 | 343112416.5364
Expected Case | 2043 | 960244315.3723 | 884693621.9321 | 833647034.6904 | 766085411.1028 | 718743457.9153 | 708266187.1161 | 731992746.6104 | 797445081.4434 | 767233914.6385 | 708571563.5535 | 749412506.7799 | 911071540.9233 | 602440586.795 | 560615922.7057 | 518956855.4964 | 476041809.8887 | 444712603.8161 | 444298304.5599 | 455682043.9372 | 505626372.4025 | 487724838.3039 | 442908583.9043 | 465830434.868 | 566857080.7122 | 357803728.5773 | 324077699.2264 | 314690179.1939 | 290043601.2141 | 274030854.0992 | 263967882.5562 | 276310702.6733 | 291818709.0408 | 279509076.3346 | 265662979.6492 | 283582071.9118 | 344214460.2111
Expected Case | 2044 | 964389624.8415 | 888519086.1453 | 837206459.8694 | 769342422.7639 | 721769195.9717 | 711251954.5319 | 735075826.1146 | 800831461.6537 | 770495189.6083 | 711547703.116 | 752591672.7489 | 914988785.8102 | 605237771.2003 | 563218911.5328 | 521366417.626 | 478252113.7031 | 446777443.3828 | 446361220.499 | 457797815.5751 | 507974039.9316 | 489989387.4424 | 444965047.2486 | 467993326.3738 | 569489047.7824 | 359151853.6411 | 325300174.6126 | 315840042.2434 | 291090309.0609 | 274991752.5889 | 264890734.033 | 277278010.5394 | 292857421.7221 | 280505802.1659 | 266582655.8673 | 284598346.375 | 345499738.0277
Expected Case | 2045 | 969241150.2363 | 892996275.8259 | 841372286.7577 | 773154315.4352 | 725310414.0951 | 714746392.4138 | 738684154.6652 | 804794762.7558 | 774312071.9071 | 715030872.8947 | 756312457.5414 | 919573392.3849 | 608511498.1145 | 566265358.7259 | 524186484.9693 | 480838976.075 | 449194059.4809 | 448775585.2503 | 460274040.7901 | 510721667.9967 | 492639736.6467 | 447371860.1086 | 470524699.0361 | 572569410.0991 | 360729652.1219 | 326730917.1 | 317185801.7884 | 292315339.3602 | 276116354.6142 | 265970807.1635 | 278410113.8751 | 294073094.7591 | 281672335.2604 | 267659012.7861 | 285787758.5053 | 347003982.2858
Forecast Type | Year
High Growth Scenario | 2021 | 910176423 | 831355874 | 789788522 | 723722366 | 680627343 | 674441211 | 705271047 | 786080780 | 749950686 | 696279563 | 738274562 | 894000472 | 567442063 | 522408065 | 488023591 | 446532390 | 417381651 | 419818090 | 436786823 | 495607426 | 473691464 | 432467118 | 456521919 | 553647832 | 342734360 | 308947809 | 301764931 | 277189976 | 263245692 | 254623121 | 268484224 | 290473354 | 276259222 | 263812445 | 281752643 | 340352640
High Growth Scenario | 2022 | 928689466 | 847204048 | 805716626 | 738137986 | 694668883 | 688148858 | 719082278 | 801602119 | 765101290 | 710321167 | 753581941 | 912091272 | 580260006 | 534446275 | 498973772 | 456115333 | 426846485 | 429397593 | 444965598 | 505622331 | 483838057 | 441398285 | 466012246 | 564974012 | 348429460 | 312757773 | 306742854 | 282022653 | 267822398 | 258751265 | 274116680 | 295979788 | 281263233 | 268922882 | 287569695 | 347117260
High Growth Scenario | 2023 | 935465650 | 853614482 | 811196881 | 743302265 | 699667670 | 692568387 | 724214011 | 807981546 | 771026615 | 715878454 | 759070431 | 918634307 | 584872210 | 539236251 | 502917575 | 459778513 | 430972832 | 432171002 | 448518279 | 509773341 | 487801887 | 445132347 | 469467699 | 569140447 | 350593440 | 314378231 | 308279306 | 283523752 | 268694838 | 260397385 | 275695732 | 298208205 | 283224728 | 270746107 | 289602732 | 349493860
High Growth Scenario | 2024 | 939386309 | 887331851 | 813885716 | 746035030 | 702297940 | 695271519 | 726863261 | 810625118 | 773277119 | 717753573 | 761217941 | 921243730 | 587223290 | 561051780 | 504771043 | 461930516 | 432890758 | 434203037 | 450444535 | 511613146 | 489580726 | 446531674 | 471017037 | 570760753 | 352163019 | 326280071 | 309114673 | 284104514 | 269407182 | 261068482 | 276418726 | 299011972 | 283696393 | 271221899 | 290200904 | 350482977
High Growth Scenario | 2025 | 947860775 | 865294290 | 821954570 | 753400072 | 708538776 | 702417041 | 733777002 | 818591519 | 780561596 | 724832253 | 768777444 | 930060120 | 592686201 | 547281243 | 509971346 | 466671835 | 436992145 | 438923454 | 454916357 | 516897768 | 494496645 | 451206758 | 475925960 | 576413187 | 355174574 | 318013047 | 311983224 | 286728237 | 271546631 | 263493587 | 278860645 | 301693751 | 286064951 | 273625495 | 292851484 | 353646933
High Growth Scenario | 2026 | 952692659 | 869190109 | 826530696 | 757122215 | 712125134 | 705187157 | 737151204 | 822344518 | 784377470 | 728282679 | 772138600 | 935321392 | 596124123 | 549368508 | 512971643 | 468980980 | 439072757 | 440836663 | 457292285 | 519740582 | 497039254 | 453598275 | 478399672 | 580326518 | 356568536 | 319821601 | 313559053 | 288141235 | 273052377 | 264350494 | 279858919 | 302603936 | 287338216 | 274684404 | 293738928 | 354994874
High Growth Scenario | 2027 | 958141790 | 873680980 | 830275179 | 761473963 | 715628348 | 708569888 | 741101581 | 825952861 | 788849483 | 732320439 | 776067655 | 939761189 | 599628848 | 552292600 | 515389096 | 471766316 | 441325600 | 443043311 | 459839202 | 522121723 | 499968362 | 456211246 | 480927683 | 583178576 | 358512942 | 321388380 | 314886083 | 289707647 | 274302748 | 265526577 | 281262379 | 303831138 | 288881121 | 276109193 | 295139972 | 356582613
High Growth Scenario | 2028 | 963014899 | 878300773 | 834887489 | 765229704 | 719955581 | 712741480 | 745170588 | 830444763 | 792699396 | 735802326 | 780740902 | 944352080 | 602781349 | 555305607 | 518353319 | 474190196 | 444094721 | 445751208 | 462468117 | 525070059 | 502511457 | 458486418 | 483925054 | 586132748 | 360233550 | 322995166 | 316534170 | 291039508 | 275860860 | 266990272 | 282702471 | 305374704 | 290187939 | 277315908 | 296815848 | 358219332
High Growth Scenario | 2029 | 967889718 | 882234410 | 838764327 | 768247326 | 723574215 | 716239268 | 748573438 | 834940400 | 797300408 | 739958654 | 784134070 | 948944729 | 605935625 | 557885390 | 520861615 | 476157234 | 446427544 | 448038461 | 464684317 | 528021586 | 505531460 | 461182607 | 486129720 | 589088692 | 361954093 | 324349020 | 317902712 | 292090092 | 277146671 | 268200807 | 283889121 | 306918814 | 291768948 | 278776047 | 298004350 | 359856037
High Growth Scenario | 2030 | 972019195 | 886875293 | 842744745 | 772143138 | 725919895 | 719884720 | 752096682 | 838782038 | 800580214 | 742869383 | 787577586 | 952831851 | 608586205 | 560879009 | 523397744 | 478633545 | 447938651 | 450382214 | 466937667 | 530520315 | 507676612 | 463064223 | 488328992 | 591568663 | 363432990 | 325996284 | 319347001 | 293509593 | 277981244 | 269502506 | 285159015 | 308261723 | 292903602 | 279805160 | 299248594 | 361263188
High Growth Scenario | 2031 | 976130330 | 890793745 | 845968811 | 776027466 | 729699298 | 722135332 | 754935501 | 842664876 | 803791914 | 746489509 | 791674731 | 958091623 | 611224821 | 563415384 | 525463665 | 481102386 | 450333988 | 451852833 | 468765611 | 533044647 | 509778073 | 465387568 | 490933140 | 594900431 | 364905509 | 327378361 | 320505146 | 294925080 | 279365310 | 270282499 | 286169890 | 309620229 | 294013841 | 281101941 | 300741591 | 363191192
High Growth Scenario | 2032 | 980273046 | 894023859 | 849936803 | 779165544 | 732769795 | 725768884 | 759084313 | 845785462 | 807807070 | 748712510 | 794484555 | 961961962 | 613883587 | 565516706 | 527992041 | 483108978 | 452292254 | 454189130 | 471407412 | 535087193 | 512389513 | 466840248 | 492739384 | 597369926 | 366389459 | 328507153 | 321944762 | 296056566 | 280477541 | 271579754 | 287676901 | 310698269 | 295417557 | 281872262 | 301745171 | 364592036
High Growth Scenario | 2033 | 985117741 | 897960026 | 853177759 | 782349927 | 735824480 | 728708462 | 761937382 | 849688869 | 811093008 | 752349591 | 798601943 | 965852863 | 616983435 | 568065907 | 530070183 | 485145613 | 454242158 | 456092563 | 473246034 | 537626499 | 514539888 | 469176080 | 495358011 | 599853629 | 368134306 | 329894119 | 323107576 | 297204314 | 281582322 | 272615899 | 288691348 | 312062370 | 296553120 | 283173511 | 303243932 | 365999234
High Growth Scenario | 2034 | 989297095 | 902653626 | 857207113 | 785538881 | 738945529 | 732392582 | 765503381 | 853569118 | 814355748 | 756023395 | 801465019 | 969788778 | 619669265 | 571096722 | 532640752 | 487187557 | 456235611 | 458464602 | 475530142 | 540154002 | 516678172 | 471537630 | 497201237 | 602367969 | 369627830 | 331556904 | 324566361 | 298351324 | 282709918 | 273927980 | 289973239 | 313415116 | 297677576 | 284485765 | 304263782 | 367420809
High Growth Scenario | 2035 | 993551005 | 906701166 | 861265664 | 789538454 | 742833652 | 735456601 | 768446692 | 856807453 | 818490390 | 759021133 | 805005072 | 974466804 | 622405809 | 573722475 | 535233478 | 489736078 | 458706665 | 460452410 | 477431511 | 542279532 | 519373716 | 473481685 | 499468361 | 605347396 | 371145196 | 332978691 | 326032186 | 299802376 | 284126987 | 275004191 | 291015181 | 314527921 | 299116674 | 285539448 | 305536711 | 369119408
High Growth Scenario | 2036 | 997912053 | 910846269 | 864700035 | 792867639 | 746051201 | 738558566 | 772106220 | 861612113 | 821897849 | 762096692 | 808629473 | 979249561 | 625215052 | 576415019 | 537443805 | 491874087 | 460769165 | 462469371 | 479783522 | 545402377 | 521613470 | 475480004 | 501793345 | 608397681 | 372697001 | 334431250 | 327256230 | 300993552 | 285282036 | 276089195 | 292322698 | 316209736 | 300284379 | 286616688 | 306836128 | 370851880
High Growth Scenario | 2037 | 1003129125 | 915123235 | 868971757 | 796308132 | 749371886 | 742439291 | 775873482 | 865062875 | 825420363 | 766687021 | 812368079 | 984173827 | 628568054 | 579197692 | 540181846 | 494088094 | 462902583 | 464981180 | 482210029 | 547676085 | 523933616 | 478431133 | 504196499 | 611543533 | 374561071 | 335925543 | 328789911 | 302220038 | 286469303 | 277458111 | 293663453 | 317386790 | 301486747 | 288255888 | 308171580 | 372630294
High Growth Scenario | 2038 | 1007776968 | 919534351 | 873403398 | 800611800 | 752827272 | 745777638 | 779781325 | 870079499 | 830662876 | 770007513 | 816873804 | 988545023 | 631573887 | 582073822 | 543028679 | 496846658 | 465128456 | 467162522 | 484733570 | 550951238 | 527355152 | 480599731 | 507085182 | 614355433 | 376203081 | 337460529 | 330374719 | 303765142 | 287698816 | 278615116 | 295047755 | 319128261 | 303307724 | 289407782 | 309788622 | 374189590
High Growth Scenario | 2039 | 1012659088 | 924198418 | 878038360 | 804382034 | 756454042 | 749962532 | 783867950 | 873812417 | 833704773 | 773432959 | 820883192 | 993145212 | 634738393 | 585120793 | 546013683 | 499285432 | 467471815 | 469885710 | 487380358 | 553426150 | 529391549 | 482846017 | 509677547 | 617321749 | 377920695 | 339077625 | 332024677 | 305096602 | 288982227 | 280076822 | 296487592 | 320386267 | 304313224 | 290586942 | 311205645 | 375823463
High Growth Scenario | 2040 | 1018545495 | 929780110 | 882877752 | 809819870 | 761005536 | 753633959 | 788122569 | 879278531 | 838555484 | 778488863 | 825812215 | 998700996 | 638547114 | 588762045 | 549140329 | 502773302 | 470401069 | 472301454 | 490146549 | 557014386 | 532591176 | 486125447 | 512855470 | 620897083 | 379998381 | 341018065 | 333737423 | 307046568 | 290604467 | 281332505 | 297976020 | 322264145 | 305964308 | 292363416 | 312956745 | 377803913
High Growth Scenario | 2041 | 1024030163 | 934273041 | 888025628 | 814055659 | 765060240 | 758292557 | 792648458 | 884268840 | 843621135 | 782396903 | 830271064 | 1004536837 | 642121954 | 591730034 | 552476578 | 505531974 | 473040866 | 475353297 | 493099707 | 560320376 | 535945456 | 488706732 | 515759180 | 624664978 | 381908209 | 342543007 | 335549050 | 308523685 | 292019374 | 282939260 | 299548751 | 323948464 | 307675679 | 293690171 | 314511884 | 379871859
High Growth Scenario | 2042 | 1030664518 | 940541116 | 893497262 | 818582986 | 770144448 | 762487032 | 796810822 | 889548650 | 849042327 | 787302669 | 835077452 | 1010801075 | 646439493 | 595841925 | 556035725 | 508492137 | 476338567 | 478135307 | 495848706 | 563832891 | 539547573 | 491933672 | 518900192 | 628721614 | 384225025 | 344699191 | 337461537 | 310090849 | 293805881 | 284351725 | 300962116 | 325715759 | 309494754 | 295368997 | 316177260 | 382079461
High Growth Scenario | 2043 | 1037775153 | 946560308 | 899423645 | 824241848 | 774850902 | 767738921 | 802645959 | 895278149 | 854062338 | 792525540 | 840924925 | 1017508261 | 651082086 | 599819833 | 559903709 | 512179942 | 479428311 | 481605796 | 499665267 | 567658204 | 542921015 | 495385904 | 522714019 | 633080649 | 386693067 | 346740475 | 339519936 | 312061906 | 295422591 | 286133125 | 302980692 | 327619945 | 311141323 | 297139636 | 318210906 | 384427612
High Growth Scenario | 2044 | 1044755427 | 953851372 | 905841661 | 830401346 | 780732624 | 773452695 | 808265194 | 901463183 | 861097636 | 798141716 | 847206732 | 1024760667 | 655674252 | 604632067 | 564108669 | 516208631 | 483275994 | 485396612 | 503379416 | 571805576 | 547607187 | 499116454 | 526828971 | 637811070 | 389081175 | 349219305 | 341732992 | 314192715 | 297456630 | 288056083 | 304885778 | 329657607 | 313490449 | 299025262 | 320377761 | 386949597
High Growth Scenario | 2045 | 1053925215 | 961053729 | 912856763 | 837104812 | 787114534 | 779661864 | 814397690 | 908208076 | 867918464 | 804325808 | 854020853 | 1034101469 | 661678068 | 609421841 | 568722295 | 520610973 | 487470145 | 489534768 | 507451139 | 576347617 | 552194831 | 503240834 | 531312027 | 643879948 | 392247147 | 351631888 | 344134468 | 316493839 | 299644389 | 290127096 | 306946551 | 331860459 | 315723633 | 301084974 | 322708826 | 390221521
Forecast Type
Low Growth Scenario | 2021 | 910176423 | 831355874 | 789788522 | 723722366 | 680627343 | 651441209 | 681061201 | 758634808 | 724503258 | 672756605 | 712923424 | 863195961 | 567442063 | 522408065 | 488023591 | 446532390 | 417381651 | 405501324 | 421793238 | 478303317 | 457618101 | 417856743 | 440845705 | 534570828 | 342734360 | 308947809 | 301764931 | 277189976 | 263245692 | 245939885 | 259267963 | 280331491 | 266885157 | 254899862 | 272077719 | 328625133
Low Growth Scenario | 2022 | 901667873 | 822468163 | 782124213 | 715878961 | 674049234 | 644843521 | 673860983 | 751633944 | 717188881 | 665968095 | 705941704 | 854499606 | 563376483 | 518842004 | 484363182 | 442360882 | 414176528 | 402375522 | 416982819 | 474104170 | 453539001 | 413836992 | 436551702 | 529300176 | 338291390 | 303626159 | 297761031 | 273518079 | 259872706 | 242467999 | 256878164 | 277529774 | 263649880 | 252131103 | 269390002 | 325199430
Low Growth Scenario | 2023 | 902056163 | 823373711 | 782608444 | 717448274 | 675492160 | 645224844 | 675168735 | 752380029 | 717878178 | 666808851 | 707104729 | 855695806 | 563983917 | 520132873 | 485193607 | 443786217 | 416081494 | 402628062 | 418143690 | 474693120 | 454176708 | 414620928 | 437328101 | 530146860 | 338072246 | 303240838 | 297414837 | 273662057 | 259410666 | 242596782 | 257025045 | 277686909 | 263701470 | 252187923 | 269776628 | 325548946
Low Growth Scenario | 2024 | 900274842 | 850330042 | 780301319 | 715159664 | 673153997 | 643870123 | 673351855 | 750109701 | 716385482 | 664661315 | 704945941 | 852953860 | 562774175 | 537655876 | 483942036 | 442813084 | 414926668 | 402102424 | 417282974 | 473419804 | 453561234 | 413501710 | 436197744 | 528451453 | 337500667 | 312674166 | 296359283 | 272346580 | 258227329 | 241767699 | 256068881 | 276689897 | 262824248 | 251159605 | 268748197 | 324502407
Low Growth Scenario | 2025 | 903774228 | 824744359 | 783358442 | 718207886 | 675847919 | 646250746 | 675813715 | 753132352 | 718445956 | 667060637 | 707547382 | 855789132 | 565119401 | 521634227 | 486024865 | 444873056 | 416830020 | 403826492 | 418981124 | 475563725 | 455145522 | 415244032 | 438020352 | 530383069 | 338654827 | 303110132 | 297333577 | 273334830 | 259017899 | 242424254 | 256832591 | 277568627 | 263300434 | 251816605 | 269527030 | 325406063
Low Growth Scenario | 2026 | 902925132 | 823153953 | 782916187 | 717613940 | 675168540 | 645012989 | 674767078 | 752642371 | 717765261 | 666472710 | 706608823 | 855648346 | 564983310 | 520271520 | 485903070 | 444508538 | 416286546 | 403219728 | 418592247 | 475687228 | 454828859 | 415101005 | 437798899 | 530892835 | 337941822 | 302882433 | 297013117 | 273105402 | 258881994 | 241793261 | 256174831 | 276955143 | 262936402 | 251371705 | 268809924 | 324755511
Low Growth Scenario | 2027 | 901947877 | 822813638 | 781687646 | 716934920 | 674410429 | 644338839 | 674249635 | 751377901 | 716999815 | 665806931 | 706190647 | 854084955 | 564461306 | 520137091 | 485228632 | 444172437 | 415906648 | 402881942 | 418358862 | 474979557 | 454430447 | 414775546 | 437625031 | 530011298 | 337486571 | 302676547 | 296459014 | 272762483 | 258503781 | 241456897 | 255890773 | 276398344 | 262569368 | 251031385 | 268565616 | 324073657
Low Growth Scenario | 2028 | 901137280 | 821946577 | 781277420 | 716369967 | 673759023 | 644442723 | 673838019 | 750919122 | 716348746 | 665245939 | 705883811 | 853330192 | 564050199 | 519675670 | 485068646 | 443913263 | 415599008 | 403036908 | 418197665 | 474787927 | 454110920 | 414521967 | 437526535 | 529638025 | 337087081 | 302270907 | 296208774 | 272456704 | 258160015 | 241405815 | 255640354 | 276131195 | 262237826 | 250723972 | 268357276 | 323692167
Low Growth Scenario | 2029 | 900329452 | 821082648 | 780179425 | 715116202 | 673108823 | 643871372 | 672824936 | 750460764 | 716447409 | 664685839 | 704978580 | 852577986 | 563640339 | 519215764 | 484481162 | 443226733 | 415291635 | 402769230 | 417662690 | 474596130 | 454266298 | 414268482 | 437056688 | 529265863 | 336689113 | 301866884 | 295698263 | 271889469 | 257817188 | 241102142 | 255162246 | 275864634 | 262181111 | 250417357 | 267921892 | 323312123
Low Growth Scenario | 2030 | 898780002 | 820187771 | 779127881 | 713963050 | 671937594 | 642754214 | 671856054 | 748711483 | 715204961 | 663612071 | 703503369 | 851125080 | 562730770 | 518704386 | 483887651 | 442569064 | 414628145 | 402126976 | 417120440 | 473551690 | 453537104 | 413659541 | 436199680 | 528423693 | 336049232 | 301483385 | 295240230 | 271393986 | 257309449 | 240627238 | 254735614 | 275159793 | 261667857 | 249952530 | 267303689 | 322701387
Low Growth Scenario | 2031 | 897215205 | 818622956 | 777376745 | 713514142 | 670726521 | 641672688 | 670275787 | 748331465 | 713234352 | 662501041 | 702611323 | 850297946 | 561810432 | 517768304 | 482858503 | 442346916 | 413938934 | 401505935 | 416197461 | 473372147 | 452344976 | 413026231 | 435703161 | 527968936 | 335404773 | 300854652 | 294518242 | 271167226 | 256787587 | 240166753 | 254078326 | 274959318 | 260889376 | 249474810 | 266908162 | 322329010
Low Growth Scenario | 2032 | 896330941 | 817059468 | 777023805 | 711661801 | 669514206 | 640543460 | 669930115 | 746571027 | 712726905 | 660747183 | 701124891 | 848829344 | 561315906 | 516832716 | 482697517 | 441254375 | 413248597 | 400854712 | 416040769 | 472319061 | 452080460 | 411991752 | 434837713 | 527115564 | 335015035 | 300226752 | 294326288 | 270407426 | 256265609 | 239688748 | 253889346 | 274251966 | 260646445 | 248755431 | 266287178 | 321713780
Low Growth Scenario | 2033 | 894785645 | 815515341 | 775291346 | 711227206 | 668350227 | 638802873 | 668366125 | 745501668 | 711485095 | 660321114 | 700245856 | 847380267 | 560408059 | 515909894 | 481680191 | 441041466 | 412588678 | 399821403 | 415128100 | 471703780 | 451350779 | 411785791 | 434349550 | 526274910 | 334377586 | 299605447 | 293611155 | 270185740 | 255761549 | 238981470 | 253238025 | 273797888 | 260134316 | 248535323 | 265896306 | 321105357
Low Growth Scenario | 2034 | 893283357 | 814656928 | 774274648 | 709426338 | 667182551 | 638392058 | 667427241 | 743794360 | 710315812 | 659252400 | 698808234 | 845971715 | 559528825 | 515422403 | 481109203 | 439982912 | 411928115 | 399621962 | 414605316 | 470686546 | 450668736 | 411180813 | 433516510 | 525461085 | 333754532 | 299234525 | 293165445 | 269443426 | 255254436 | 238770096 | 252821925 | 273107814 | 259647076 | 248071587 | 265291724 | 320510630
Low Growth Scenario | 2035 | 891848934 | 813900061 | 773352239 | 708357521 | 666773173 | 638027208 | 666581348 | 742847841 | 709158645 | 658266116 | 698042032 | 844627134 | 558694979 | 515001827 | 480599687 | 439381049 | 411738614 | 399454115 | 414143159 | 470153683 | 449997172 | 410630134 | 433102749 | 524689845 | 333153955 | 298898234 | 292752552 | 268976472 | 255034559 | 238573093 | 252438189 | 272694158 | 259161473 | 247635982 | 264939283 | 319937289
Low Growth Scenario | 2036 | 890510256 | 812543615 | 771798379 | 707404552 | 665761881 | 636431878 | 665169827 | 741943764 | 708119641 | 656678912 | 696731969 | 843372827 | 557925335 | 514205700 | 479701909 | 438855051 | 411181626 | 398519852 | 413333702 | 469652047 | 449404684 | 409708761 | 432355581 | 523978864 | 332584921 | 298337915 | 292096470 | 268549501 | 254580255 | 237912026 | 251836125 | 272291717 | 258714957 | 246970151 | 264376388 | 319393963
Low Growth Scenario | 2037 | 889298870 | 811303844 | 771069512 | 706552932 | 664135273 | 635603765 | 664488856 | 741180803 | 707182451 | 656488360 | 696138856 | 842908060 | 557241183 | 513488562 | 479322543 | 438397371 | 410250156 | 398071320 | 412983815 | 469245661 | 448882382 | 409664519 | 432058796 | 523764155 | 332057687 | 297815282 | 291746969 | 268155561 | 253885117 | 237532445 | 251505041 | 271935142 | 258300069 | 246823841 | 264080060 | 319143905
Low Growth Scenario | 2038 | 888294589 | 810262331 | 769767152 | 705830851 | 663340256 | 634891389 | 663928099 | 740553101 | 707074622 | 655783013 | 695053865 | 841300673 | 556694273 | 512903614 | 478594016 | 438027143 | 409839602 | 397702274 | 412716011 | 468932607 | 448893836 | 409306577 | 431463849 | 522846837 | 331600316 | 297358717 | 291173136 | 267803708 | 253500654 | 237189115 | 251212088 | 271620494 | 258180786 | 246476436 | 263590016 | 318453836
Low Growth Scenario | 2039 | 887498976 | 810048912 | 769356088 | 705270676 | 663406644 | 634323584 | 663517794 | 739433857 | 705730342 | 654598207 | 694165531 | 840559559 | 556287580 | 512851410 | 478428928 | 437766334 | 409970587 | 397432638 | 412551042 | 468317942 | 448129471 | 408658738 | 430999914 | 522477167 | 331211396 | 297197502 | 290927160 | 267504342 | 253436057 | 236890946 | 250966752 | 271115915 | 257600871 | 245939469 | 263165617 | 318082392
Low Growth Scenario | 2040 | 886959660 | 809431353 | 769211710 | 704909755 | 662948801 | 633998792 | 662710495 | 739185315 | 705285058 | 654897879 | 694671998 | 840060154 | 556053248 | 512553940 | 478441291 | 437640293 | 409789167 | 397326246 | 412150692 | 468266698 | 447947221 | 408949362 | 431413253 | 522269329 | 330906412 | 296877413 | 290770419 | 267269462 | 253159634 | 236672546 | 250559803 | 270918617 | 257337837 | 245948517 | 263258745 | 317790825
Low Growth Scenario | 2041 | 886781675 | 809153325 | 769336212 | 704844309 | 662768063 | 633827053 | 662768711 | 739237486 | 705138517 | 654124106 | 693644180 | 839902552 | 556059775 | 512484363 | 478635103 | 437711268 | 409793062 | 397329206 | 412302647 | 468420697 | 447968606 | 408583997 | 430887416 | 522288173 | 330721900 | 296668962 | 290701109 | 267133041 | 252975001 | 236497847 | 250466064 | 270816789 | 257169911 | 245540109 | 262756764 | 317614379
Low Growth Scenario | 2042 | 886983198 | 809222875 | 769122443 | 704412201 | 662864179 | 633377968 | 662524014 | 738944686 | 705289129 | 654294198 | 694146543 | 840102880 | 556321634 | 512650545 | 478635552 | 437570865 | 409985132 | 397174452 | 412283149 | 468373842 | 448195603 | 408825424 | 431328583 | 522546772 | 330661564 | 296572330 | 290486891 | 266841336 | 252879047 | 236203516 | 250240865 | 270570844 | 257093526 | 245468774 | 262817960 | 317556108
Low Growth Scenario | 2043 | 887692523 | 809766190 | 769300351 | 705057051 | 663346235 | 633925271 | 663249080 | 739730609 | 705855201 | 654841019 | 694381390 | 840783141 | 556922854 | 513135631 | 478900151 | 438119079 | 410436336 | 397663941 | 412887556 | 469032054 | 448706851 | 409323099 | 431623414 | 523124536 | 330769669 | 296630559 | 290400200 | 266937972 | 252909899 | 236261330 | 250361524 | 270698555 | 257148350 | 245517920 | 262757976 | 317658605
Low Growth Scenario | 2044 | 889002235 | 811495760 | 770716109 | 706128480 | 664226574 | 634853218 | 663795746 | 740311686 | 706848843 | 655160904 | 695698958 | 842030645 | 557925674 | 514394981 | 479959862 | 438955955 | 411158376 | 398415576 | 413405300 | 469585844 | 449514074 | 409703666 | 432615031 | 524079899 | 331076561 | 297100779 | 290756247 | 267172525 | 253068198 | 236437642 | 250390446 | 270725842 | 257334769 | 245457238 | 263083927 | 317950746
Low Growth Scenario | 2045 | 890961762 | 812564740 | 772032345 | 707766729 | 665637471 | 636306864 | 664879364 | 741480490 | 708413173 | 656619900 | 696945331 | 843891096 | 559365929 | 515262243 | 480986749 | 440173226 | 412237839 | 399524906 | 414286281 | 470542516 | 450712951 | 410825990 | 433590626 | 525446072 | 331595833 | 297302497 | 291045596 | 267593503 | 253399632 | 236781958 | 250593083 | 270937974 | 257700222 | 245793910 | 263354705 | 318445024
Forecast Type | Year | January | February | March | April | May | June | July | August | September | October | November | December
Climate Change Scenario | 2021 | 910176423 | 831355874 | 789788522 | 723722366 | 680627343 | 673088269 | 697625832 | 759338551 | 730490888 | 676789112 | 714160066 | 866544277 | 567442063 | 522408065 | 488023591 | 446532390 | 417381651 | 418975927 | 432052007 | 478747012 | 461400069 | 420361379 | 441610399 | 536644415 | 342734360 | 308947809 | 301764931 | 277189976 | 263245692 | 254112342 | 265573825 | 280591539 | 269090819 | 256427733 | 272549667 | 329899862
Climate Change Scenario | 2022 | 912334291 | 841020076 | 792848037 | 730239622 | 685425592 | 676645877 | 700611608 | 761486823 | 733658771 | 678064387 | 717078383 | 868562687 | 570041031 | 530545207 | 491004359 | 451234721 | 421166849 | 422219855 | 433536012 | 480319018 | 463954301 | 421353708 | 443438583 | 538011229 | 342293260 | 310474869 | 301843678 | 279004901 | 264258743 | 254426022 | 267075596 | 281167805 | 269704470 | 256710679 | 273639800 | 330551458
Climate Change Scenario | 2023 | 917694647 | 845366998 | 797617373 | 733966101 | 689002004 | 679717997 | 702557655 | 764344913 | 735843847 | 680252578 | 718858876 | 871765210 | 573761416 | 534026238 | 494498690 | 454003517 | 424403124 | 424152204 | 435106123 | 482242029 | 465542966 | 422980221 | 444597772 | 540102669 | 343933231 | 311340760 | 303118683 | 279962584 | 264598880 | 255565793 | 267451532 | 282102884 | 270300881 | 257272357 | 274261104 | 331662541
Climate Change Scenario | 2024 | 921608369 | 849618468 | 801023606 | 736700617 | 691635522 | 681744836 | 704566842 | 766997724 | 738094132 | 682134716 | 721023655 | 875047641 | 576110056 | 537205955 | 496793976 | 456150827 | 426318530 | 425755507 | 436627218 | 484078411 | 467305513 | 424372331 | 446146113 | 542139756 | 345498313 | 312412513 | 304229630 | 280549790 | 265316992 | 255989329 | 267939624 | 282919313 | 270788619 | 257762385 | 274877542 | 332907885
Climate Change Scenario | 2025 | 925817501 | 852923125 | 804085992 | 739035914 | 693614689 | 683469375 | 706387758 | 769321179 | 740149011 | 683854710 | 723009519 | 878538805 | 578902801 | 539456730 | 498885012 | 457774374 | 427787697 | 427083515 | 437935973 | 485786123 | 468894710 | 425698312 | 447592476 | 544482385 | 346914700 | 313466395 | 305200980 | 281261540 | 265826992 | 256385860 | 268451785 | 283535056 | 271254301 | 258156398 | 275417043 | 334056420
Climate Change Scenario | 2026 | 909323814 | 844454264 | 802220970 | 740600573 | 703596690 | 693693214 | 719963741 | 774468296 | 747703332 | 697377694 | 724536781 | 860334995 | 568987129 | 533734306 | 497884242 | 458747050 | 433814401 | 433651405 | 446630030 | 489481712 | 473799823 | 434349640 | 448906658 | 533800698 | 340336685 | 310719958 | 304336728 | 281853523 | 269782289 | 260041809 | 273333711 | 284986584 | 273903509 | 263028054 | 275630123 | 326534297
Climate Change Scenario | 2027 | 910483661 | 846185119 | 803123322 | 741359557 | 704968541 | 695723678 | 722001025 | 776001708 | 749182479 | 698727759 | 725978826 | 861447756 | 569803211 | 534911244 | 498534719 | 459304564 | 434751733 | 435011037 | 447987676 | 490545366 | 474827638 | 435284125 | 449887729 | 534580361 | 340680450 | 311273875 | 304588603 | 282054993 | 270216808 | 260712641 | 274013349 | 285456342 | 274354841 | 263443634 | 276091097 | 326867395
Climate Change Scenario | 2028 | 911805836 | 847374690 | 804865850 | 742955412 | 706451972 | 697188298 | 724152956 | 778366024 | 751529928 | 700188150 | 727536689 | 862700093 | 570727984 | 535752593 | 499713902 | 460387476 | 435765205 | 436024189 | 449424145 | 492141937 | 476413128 | 436294838 | 450947594 | 535453659 | 341077852 | 311622097 | 305151948 | 282567936 | 270686767 | 261164109 | 274728811 | 286224087 | 275116800 | 263893312 | 276589095 | 327246434
Climate Change Scenario | 2029 | 912419183 | 848566586 | 805185176 | 743835729 | 707937052 | 698654545 | 725657925 | 781436631 | 753130714 | 701650167 | 728477866 | 863954615 | 571208969 | 536595371 | 500009404 | 461027004 | 436779798 | 437038461 | 450459287 | 494185464 | 477525492 | 437306668 | 451625244 | 536328280 | 341210214 | 311971215 | 305175772 | 282808725 | 271157254 | 261616084 | 275198638 | 287251167 | 275605222 | 264343499 | 276852622 | 327626335
Climate Change Scenario | 2030 | 913001204 | 849062780 | 806290137 | 744848776 | 708162559 | 700263801 | 727897127 | 782487942 | 754896965 | 702569056 | 729467465 | 864507550 | 571634738 | 536965563 | 500757129 | 461714406 | 436981248 | 438106758 | 451913424 | 494914925 | 478707226 | 437943199 | 452298438 | 536732242 | 341366466 | 312097217 | 305533008 | 283134370 | 271181311 | 262157043 | 275983703 | 287573017 | 276189739 | 264625857 | 277169027 | 327775308
Climate Change Scenario | 2031 | 913566988 | 849553294 | 806671273 | 745848620 | 709804867 | 701174475 | 728837394 | 784234480 | 755893699 | 703487414 | 730443639 | 865027516 | 572049450 | 537331338 | 501054457 | 462392849 | 438056138 | 438737254 | 452560392 | 496083323 | 479400236 | 438578564 | 452962530 | 537114854 | 341517538 | 312221956 | 305616816 | 283455771 | 271748729 | 262437221 | 276277002 | 288151157 | 276493463 | 264908850 | 277481109 | 327912662
Climate Change Scenario | 2032 | 914115286 | 850044207 | 807761637 | 746131798 | 710736949 | 702095155 | 730427607 | 785271693 | 757646668 | 704394102 | 730802136 | 865564940 | 572453127 | 537697283 | 501792267 | 462626939 | 438692778 | 439374014 | 453610991 | 496803084 | 480572926 | 439206655 | 453243543 | 537508222 | 341662159 | 312346924 | 305969370 | 283504859 | 272044171 | 262721141 | 276816616 | 288468609 | 277073742 | 265187447 | 277558593 | 328056718
Climate Change Scenario | 2033 | 914701382 | 850554331 | 808160841 | 747147773 | 710965545 | 703021151 | 731383502 | 787739723 | 758667790 | 705327742 | 731794034 | 866121694 | 572881370 | 538076199 | 502101655 | 463316288 | 438896139 | 440015089 | 454268749 | 498429207 | 481282462 | 439852575 | 453918301 | 537914481 | 341820012 | 312478132 | 306059186 | 283831485 | 272069406 | 263006062 | 277114753 | 289310516 | 277385328 | 265475167 | 277875733 | 328207213
Climate Change Scenario | 2034 | 915330956 | 851780536 | 809306465 | 748200652 | 712656121 | 703989547 | 733660479 | 788830158 | 759716070 | 706965877 | 732821025 | 866719439 | 573338852 | 538910007 | 502876840 | 464030561 | 440004152 | 440684812 | 455749355 | 499186015 | 482011346 | 440940077 | 454616872 | 538348185 | 341992104 | 312870529 | 306429625 | 284170091 | 272651969 | 263304735 | 277911124 | 289644143 | 277704724 | 266025800 | 278204153 | 328371254
Climate Change Scenario | 2035 | 916029846 | 852395335 | 809804146 | 749307196 | 713688982 | 705686508 | 734703796 | 789979285 | 761577975 | 707300224 | 733284190 | 867382540 | 573843008 | 539360022 | 503252722 | 464781374 | 440709561 | 441814042 | 456467244 | 499983509 | 483259899 | 441217889 | 454968876 | 538825705 | 342186838 | 313035313 | 306551424 | 284525822 | 272979421 | 263872466 | 278236552 | 289995776 | 278318076 | 266082335 | 278315314 | 328556835
Climate Change Scenario | 2036 | 916827253 | 853102053 | 810388297 | 749777007 | 714788103 | 706770789 | 735824230 | 792626829 | 762763123 | 708380626 | 734443283 | 868138537 | 574413544 | 539872482 | 503687004 | 465141800 | 441460743 | 442564554 | 457238048 | 501734540 | 484083904 | 441965995 | 455757259 | 539365545 | 342413709 | 313229571 | 306701293 | 284635207 | 273327360 | 264206235 | 278586182 | 290892289 | 278679219 | 266414631 | 278686024 | 328772992
Climate Change Scenario | 2037 | 917756433 | 853931674 | 811802563 | 751071512 | 715277240 | 707954406 | 737684467 | 794675335 | 764056383 | 710243805 | 735088010 | 869688301 | 575072900 | 540468470 | 504643567 | 466019970 | 441841612 | 443383693 | 458475327 | 503113345 | 484982975 | 443209209 | 456232600 | 540404796 | 342683533 | 313463204 | 307158996 | 285051542 | 273435628 | 264570713 | 279209140 | 291561990 | 279073408 | 267034596 | 278855410 | 329283505
Climate Change Scenario | 2038 | 918165183 | 854933282 | 812651116 | 751785251 | 716606337 | 709266313 | 739678285 | 796164978 | 766247180 | 711551445 | 736485011 | 870080250 | 575414176 | 541180743 | 505256635 | 466545696 | 442749634 | 444291465 | 459804415 | 504147128 | 486460163 | 444114411 | 457182779 | 540732608 | 342751007 | 313752539 | 307394481 | 285239555 | 273856703 | 264974848 | 279873870 | 292017850 | 279787017 | 267437034 | 279302232 | 329347642
Climate Change Scenario | 2039 | 919500141 | 856121303 | 814402030 | 753389959 | 718098626 | 710739965 | 741840912 | 798532281 | 767846586 | 712337126 | 738053111 | 871344384 | 576346027 | 542020378 | 506441030 | 467634302 | 443769019 | 445310984 | 461249486 | 505747730 | 487572468 | 444704535 | 458249240 | 541612478 | 343154114 | 314100925 | 307961000 | 285755657 | 274329607 | 265428981 | 280591426 | 292784551 | 280274118 | 267632591 | 279803871 | 329731906
Climate Change Scenario | 2040 | 921100850 | 858258563 | 815678959 | 755209125 | 720503841 | 712403760 | 743559903 | 801136084 | 770422851 | 714678301 | 739828771 | 872859316 | 577457062 | 543472657 | 507343413 | 468868448 | 445365718 | 446462540 | 462432285 | 507511907 | 489318143 | 446279099 | 459457035 | 542660721 | 343643788 | 314785906 | 308335546 | 286340677 | 275138123 | 265941220 | 281127618 | 293624177 | 281104708 | 268399202 | 280371736 | 330198595
Climate Change Scenario | 2041 | 923049411 | 859338706 | 817955973 | 757294496 | 721728138 | 715000208 | 746171883 | 804008770 | 772508440 | 716581542 | 741247212 | 874703295 | 578801595 | 544269715 | 508883418 | 470283054 | 446248394 | 448214483 | 464187034 | 509463272 | 490768155 | 447596638 | 460458121 | 543928798 | 344247816 | 315068991 | 309072555 | 287011442 | 275479744 | 266785725 | 281984849 | 294545498 | 281740285 | 268984904 | 280789091 | 330774497
Climate Change Scenario | 2042 | 925393056 | 861475159 | 819873088 | 758984400 | 723964200 | 717197465 | 749078544 | 806505343 | 775668299 | 718783153 | 742977866 | 876920138 | 580412547 | 545752874 | 510218381 | 471470341 | 447775830 | 449735426 | 466145309 | 511196593 | 492920005 | 449120332 | 461671377 | 545447228 | 344980509 | 315722285 | 309654707 | 287514059 | 276188370 | 267462039 | 282933235 | 295308750 | 282748294 | 269662821 | 281306489 | 331472910
Climate Change Scenario | 2043 | 927524880 | 864071393 | 822207625 | 761059546 | 726555886 | 719755238 | 752361240 | 810114112 | 778461728 | 721332568 | 746320871 | 879609115 | 581912982 | 547547952 | 511835664 | 472918761 | 449546436 | 451505434 | 468361892 | 513659272 | 494862275 | 450885137 | 463908692 | 547281561 | 345611898 | 316523441 | 310371961 | 288140785 | 277009450 | 268249804 | 283999348 | 296454840 | 283599453 | 270447431 | 282412179 | 332327554
Climate Change Scenario | 2044 | 930963141 | 867887838 | 825767260 | 765032381 | 729583627 | 722745570 | 755441563 | 814202110 | 782475678 | 724301860 | 748881278 | 882860430 | 584259766 | 550141073 | 514242709 | 475572830 | 451614601 | 453574282 | 470481391 | 516455153 | 497608270 | 452940836 | 465686046 | 549492358 | 346703375 | 317746765 | 311524551 | 289459551 | 277969026 | 269171288 | 284960172 | 297746957 | 284867408 | 271361024 | 283195232 | 333368072
Climate Change Scenario | 2045 | 935082872 | 870997908 | 829219926 | 768843046 | 733124729 | 726918043 | 759680345 | 818161109 | 786293690 | 727787292 | 752602012 | 886755405 | 587066159 | 552315789 | 516615397 | 478157718 | 454033565 | 456417932 | 473356765 | 519203933 | 500262789 | 455353142 | 468216319 | 552135396 | 348016713 | 318682119 | 312604529 | 290685328 | 279091164 | 270500111 | 286323580 | 298957176 | 286030901 | 272434150 | 284385693 | 334620009

## Load Split Percentages
Note: This state allocation is for load calculations not to be confused with the PT ratio used for cost allocation
|  | Washington | Washington | Washington | Washington | Washington | Washington | Washington | Washington | Washington | Washington | Washington | Washington
| Year | January | February | March | April | May | June | July | August | September | October | November | December
| 2021 | 62.34% | 62.84% | 61.79% | 61.7% | 61.32% | 62.25% | 61.93% | 63.05% | 63.16% | 62.11% | 61.84% | 61.93%
| 2022 | 62.48% | 63.08% | 61.93% | 61.79% | 61.45% | 62.4% | 61.88% | 63.08% | 63.24% | 62.14% | 61.84% | 61.94%
| 2023 | 62.52% | 63.17% | 62% | 61.86% | 61.6% | 62.4% | 61.93% | 63.09% | 63.27% | 62.18% | 61.85% | 61.96%
| 2024 | 62.51% | 63.23% | 62.02% | 61.92% | 61.64% | 62.45% | 61.97% | 63.11% | 63.31% | 62.21% | 61.88% | 61.96%
| 2025 | 62.53% | 63.25% | 62.04% | 61.94% | 61.68% | 62.49% | 62% | 63.14% | 63.35% | 62.25% | 61.91% | 61.98%
| 2026 | 62.54% | 63.26% | 62.05% | 61.94% | 61.67% | 62.48% | 61.99% | 63.14% | 63.35% | 62.24% | 61.91% | 61.98%
| 2027 | 62.54% | 63.25% | 62.05% | 61.94% | 61.67% | 62.48% | 61.99% | 63.14% | 63.35% | 62.24% | 61.91% | 61.98%
| 2028 | 62.53% | 63.25% | 62.04% | 61.94% | 61.67% | 62.48% | 61.99% | 63.14% | 63.35% | 62.25% | 61.91% | 61.98%
| 2029 | 62.53% | 63.25% | 62.04% | 61.94% | 61.67% | 62.49% | 62% | 63.14% | 63.35% | 62.25% | 61.91% | 61.98%
| 2030 | 62.53% | 63.25% | 62.04% | 61.94% | 61.67% | 62.49% | 62% | 63.14% | 63.35% | 62.25% | 61.91% | 61.98%
| 2031 | 62.53% | 63.25% | 62.04% | 61.94% | 61.68% | 62.49% | 62% | 63.15% | 63.35% | 62.25% | 61.91% | 61.98%
| 2032 | 62.53% | 63.25% | 62.04% | 61.94% | 61.68% | 62.49% | 62% | 63.15% | 63.35% | 62.25% | 61.91% | 61.97%
| 2033 | 62.52% | 63.24% | 62.04% | 61.94% | 61.68% | 62.49% | 62% | 63.15% | 63.35% | 62.25% | 61.91% | 61.97%
| 2034 | 62.52% | 63.24% | 62.04% | 61.94% | 61.68% | 62.49% | 62% | 63.15% | 63.35% | 62.25% | 61.91% | 61.97%
| 2035 | 62.52% | 63.24% | 62.04% | 61.94% | 61.68% | 62.49% | 62% | 63.15% | 63.35% | 62.26% | 61.91% | 61.97%
| 2036 | 62.52% | 63.24% | 62.04% | 61.94% | 61.68% | 62.49% | 62% | 63.15% | 63.35% | 62.26% | 61.91% | 61.97%
| 2037 | 62.52% | 63.24% | 62.04% | 61.94% | 61.68% | 62.5% | 62% | 63.15% | 63.35% | 62.26% | 61.91% | 61.97%
| 2038 | 62.52% | 63.24% | 62.04% | 61.94% | 61.68% | 62.5% | 62.01% | 63.15% | 63.35% | 62.26% | 61.91% | 61.97%
| 2039 | 62.51% | 63.23% | 62.04% | 61.94% | 61.68% | 62.5% | 62.01% | 63.15% | 63.36% | 62.26% | 61.91% | 61.96%
| 2040 | 62.51% | 63.23% | 62.04% | 61.94% | 61.69% | 62.5% | 62.01% | 63.15% | 63.36% | 62.27% | 61.91% | 61.96%
| 2041 | 62.51% | 63.23% | 62.04% | 61.94% | 61.69% | 62.5% | 62.01% | 63.15% | 63.36% | 62.27% | 61.91% | 61.96%
| 2042 | 62.51% | 63.22% | 62.04% | 61.94% | 61.69% | 62.5% | 62.01% | 63.15% | 63.36% | 62.27% | 61.91% | 61.96%
| 2043 | 62.5% | 63.22% | 62.04% | 61.94% | 61.69% | 62.51% | 62.02% | 63.15% | 63.36% | 62.28% | 61.91% | 61.95%
| 2044 | 62.5% | 63.22% | 62.04% | 61.94% | 61.7% | 62.51% | 62.02% | 63.15% | 63.36% | 62.28% | 61.91% | 61.95%
| 2045 | 62.49% | 63.21% | 62.03% | 61.94% | 61.7% | 62.51% | 62.02% | 63.16% | 63.36% | 62.28% | 61.91% | 61.95%
|  | Idaho | Idaho | Idaho | Idaho | Idaho | Idaho | Idaho | Idaho | Idaho | Idaho | Idaho | Idaho
| Year | January | February | March | April | May | June | July | August | September | October | November | December
| 2021 | 37.66% | 37.16% | 38.21% | 38.3% | 38.68% | 37.75% | 38.07% | 36.95% | 36.84% | 37.89% | 38.16% | 38.07%
| 2022 | 37.52% | 36.92% | 38.07% | 38.21% | 38.55% | 37.6% | 38.12% | 36.92% | 36.76% | 37.86% | 38.16% | 38.06%
| 2023 | 37.48% | 36.83% | 38% | 38.14% | 38.4% | 37.6% | 38.07% | 36.91% | 36.73% | 37.82% | 38.15% | 38.04%
| 2024 | 37.49% | 36.77% | 37.98% | 38.08% | 38.36% | 37.55% | 38.03% | 36.89% | 36.69% | 37.79% | 38.12% | 38.04%
| 2025 | 37.47% | 36.75% | 37.96% | 38.06% | 38.32% | 37.51% | 38% | 36.86% | 36.65% | 37.75% | 38.09% | 38.02%
| 2026 | 37.46% | 36.74% | 37.95% | 38.06% | 38.33% | 37.52% | 38.01% | 36.86% | 36.65% | 37.76% | 38.09% | 38.02%
| 2027 | 37.46% | 36.75% | 37.95% | 38.06% | 38.33% | 37.52% | 38.01% | 36.86% | 36.65% | 37.76% | 38.09% | 38.02%
| 2028 | 37.47% | 36.75% | 37.96% | 38.06% | 38.33% | 37.52% | 38.01% | 36.86% | 36.65% | 37.75% | 38.09% | 38.02%
| 2029 | 37.47% | 36.75% | 37.96% | 38.06% | 38.33% | 37.51% | 38% | 36.86% | 36.65% | 37.75% | 38.09% | 38.02%
| 2030 | 37.47% | 36.75% | 37.96% | 38.06% | 38.33% | 37.51% | 38% | 36.86% | 36.65% | 37.75% | 38.09% | 38.02%
| 2031 | 37.47% | 36.75% | 37.96% | 38.06% | 38.32% | 37.51% | 38% | 36.85% | 36.65% | 37.75% | 38.09% | 38.02%
| 2032 | 37.47% | 36.75% | 37.96% | 38.06% | 38.32% | 37.51% | 38% | 36.85% | 36.65% | 37.75% | 38.09% | 38.03%
| 2033 | 37.48% | 36.76% | 37.96% | 38.06% | 38.32% | 37.51% | 38% | 36.85% | 36.65% | 37.75% | 38.09% | 38.03%
| 2034 | 37.48% | 36.76% | 37.96% | 38.06% | 38.32% | 37.51% | 38% | 36.85% | 36.65% | 37.75% | 38.09% | 38.03%
| 2035 | 37.48% | 36.76% | 37.96% | 38.06% | 38.32% | 37.51% | 38% | 36.85% | 36.65% | 37.74% | 38.09% | 38.03%
| 2036 | 37.48% | 36.76% | 37.96% | 38.06% | 38.32% | 37.51% | 38% | 36.85% | 36.65% | 37.74% | 38.09% | 38.03%
| 2037 | 37.48% | 36.76% | 37.96% | 38.06% | 38.32% | 37.5% | 38% | 36.85% | 36.65% | 37.74% | 38.09% | 38.03%
| 2038 | 37.48% | 36.76% | 37.96% | 38.06% | 38.32% | 37.5% | 37.99% | 36.85% | 36.65% | 37.74% | 38.09% | 38.03%
| 2039 | 37.49% | 36.77% | 37.96% | 38.06% | 38.32% | 37.5% | 37.99% | 36.85% | 36.64% | 37.74% | 38.09% | 38.04%
| 2040 | 37.49% | 36.77% | 37.96% | 38.06% | 38.31% | 37.5% | 37.99% | 36.85% | 36.64% | 37.73% | 38.09% | 38.04%
| 2041 | 37.49% | 36.77% | 37.96% | 38.06% | 38.31% | 37.5% | 37.99% | 36.85% | 36.64% | 37.73% | 38.09% | 38.04%
| 2042 | 37.49% | 36.78% | 37.96% | 38.06% | 38.31% | 37.5% | 37.99% | 36.85% | 36.64% | 37.73% | 38.09% | 38.04%
| 2043 | 37.5% | 36.78% | 37.96% | 38.06% | 38.31% | 37.49% | 37.98% | 36.85% | 36.64% | 37.72% | 38.09% | 38.05%
| 2044 | 37.5% | 36.78% | 37.96% | 38.06% | 38.3% | 37.49% | 37.98% | 36.85% | 36.64% | 37.72% | 38.09% | 38.05%
| 2045 | 37.51% | 36.79% | 37.97% | 38.06% | 38.3% | 37.49% | 37.98% | 36.84% | 36.64% | 37.72% | 38.09% | 38.05%

## PHEV
|  | System | System | System
Forecast Type | Year | Peak- MW | Energy- aMW | Light Duty Cars
Expected Case | 2021 | 2 | 0.9 | 2389
Expected Case | 2022 | 2 | 1 | 2799
Expected Case | 2023 | 2 | 1.2 | 3279
Expected Case | 2024 | 3 | 1.4 | 3842
Expected Case | 2025 | 3 | 1.6 | 4501
Expected Case | 2026 | 4 | 1.9 | 5274
Expected Case | 2027 | 4 | 2.2 | 6179
Expected Case | 2028 | 5 | 2.6 | 7240
Expected Case | 2029 | 6 | 3.1 | 8483
Expected Case | 2030 | 7 | 3.6 | 9939
Expected Case | 2031 | 8 | 4.2 | 11645
Expected Case | 2032 | 10 | 4.9 | 13643
Expected Case | 2033 | 12 | 5.8 | 15985
Expected Case | 2034 | 14 | 6.7 | 18729
Expected Case | 2035 | 16 | 7.9 | 21944
Expected Case | 2036 | 19 | 9.3 | 25711
Expected Case | 2037 | 22 | 10.8 | 30124
Expected Case | 2038 | 26 | 12.7 | 35295
Expected Case | 2039 | 30 | 14.9 | 41353
Expected Case | 2040 | 35 | 17.4 | 48451
Expected Case | 2041 | 41 | 20.4 | 56768
Expected Case | 2042 | 48 | 23.9 | 66512
Expected Case | 2043 | 56 | 28 | 77929
Expected Case | 2044 | 66 | 32.9 | 91305
Expected Case | 2045 | 77 | 38.5 | 106978
Note: This load is included in the load forecast

## Customer Rooftop Solar
|  |  | Peak Reduction (hr 18) | Peak Reduction (hr 18) | Peak Reduction (hr 18) | Peak Reduction (hr 18) | Peak Reduction (hr 18) | Peak Reduction (hr 18) | Peak Reduction (hr 18) | Peak Reduction (hr 18) | Peak Reduction (hr 18) | Peak Reduction (hr 18) | Peak Reduction (hr 18) | Peak Reduction (hr 18)
|  |  | 0% | 0.5836% | 11.95% | 22.28% | 26.24% | 28.2% | 32.53% | 25.94% | 15.63% | 6.547% | 0.1167% | 0%
Forecast Type | Year | Energy- aMW | January | February | March | April | May | June | July | August | September | October | November | December
Expected Case | 2021 | 1.1 | 0 | 0.0064198 | 0.13146 | 0.24511 | 0.28862 | 0.3102 | 0.35787 | 0.28534 | 0.17191 | 0.072016 | 0.0012832 | 0
Expected Case | 2022 | 1.2 | 0 | 0.0070034 | 0.14341 | 0.26739 | 0.31486 | 0.3384 | 0.3904 | 0.31129 | 0.18754 | 0.078563 | 0.0013998 | 0
Expected Case | 2023 | 1.4 | 0 | 0.0081706 | 0.16732 | 0.31196 | 0.36734 | 0.3948 | 0.45547 | 0.36317 | 0.21879 | 0.091657 | 0.0016331 | 0
Expected Case | 2024 | 1.5 | 0 | 0.0087542 | 0.17927 | 0.33424 | 0.39358 | 0.423 | 0.488 | 0.38911 | 0.23442 | 0.098204 | 0.0017498 | 0
Expected Case | 2025 | 1.6 | 0 | 0.0093378 | 0.19122 | 0.35652 | 0.41982 | 0.4512 | 0.52054 | 0.41505 | 0.25005 | 0.10475 | 0.0018664 | 0
Expected Case | 2026 | 1.8 | 0 | 0.010505 | 0.21512 | 0.40109 | 0.4723 | 0.5076 | 0.5856 | 0.46693 | 0.28131 | 0.11784 | 0.0020997 | 0
Expected Case | 2027 | 2 | 0 | 0.011672 | 0.23902 | 0.44565 | 0.52477 | 0.564 | 0.65067 | 0.51881 | 0.31256 | 0.13094 | 0.002333 | 0
Expected Case | 2028 | 2.2 | 0 | 0.01284 | 0.26292 | 0.49022 | 0.57725 | 0.6204 | 0.71574 | 0.57069 | 0.34382 | 0.14403 | 0.0025663 | 0
Expected Case | 2029 | 2.4 | 0 | 0.014007 | 0.28683 | 0.53478 | 0.62973 | 0.6768 | 0.78081 | 0.62257 | 0.37507 | 0.15713 | 0.0027996 | 0
Expected Case | 2030 | 2.7 | 0 | 0.015758 | 0.32268 | 0.60163 | 0.70844 | 0.7614 | 0.87841 | 0.70039 | 0.42196 | 0.17677 | 0.0031496 | 0
Expected Case | 2031 | 2.9 | 0 | 0.016925 | 0.34658 | 0.64619 | 0.76092 | 0.8178 | 0.94347 | 0.75227 | 0.45322 | 0.18986 | 0.0033829 | 0
Expected Case | 2032 | 3.3 | 0 | 0.019259 | 0.39439 | 0.73532 | 0.86587 | 0.9306 | 1.0736 | 0.85603 | 0.51573 | 0.21605 | 0.0038495 | 0
Expected Case | 2033 | 3.6 | 0 | 0.02101 | 0.43024 | 0.80217 | 0.94459 | 1.0152 | 1.1712 | 0.93386 | 0.56261 | 0.23569 | 0.0041994 | 0
Expected Case | 2034 | 4 | 0 | 0.023345 | 0.47804 | 0.8913 | 1.0495 | 1.128 | 1.3013 | 1.0376 | 0.62512 | 0.26188 | 0.004666 | 0
Expected Case | 2035 | 4.4 | 0 | 0.025679 | 0.52585 | 0.98043 | 1.1545 | 1.2408 | 1.4315 | 1.1414 | 0.68764 | 0.28807 | 0.0051326 | 0
Expected Case | 2036 | 4.8 | 0 | 0.028014 | 0.57365 | 1.0696 | 1.2595 | 1.3536 | 1.5616 | 1.2451 | 0.75015 | 0.31425 | 0.0055992 | 0
Expected Case | 2037 | 5.3 | 0 | 0.030932 | 0.63341 | 1.181 | 1.3906 | 1.4946 | 1.7243 | 1.3748 | 0.82829 | 0.34699 | 0.0061825 | 0
Expected Case | 2038 | 5.9 | 0 | 0.034433 | 0.70511 | 1.3147 | 1.5481 | 1.6638 | 1.9195 | 1.5305 | 0.92206 | 0.38627 | 0.0068824 | 0
Expected Case | 2039 | 6.5 | 0 | 0.037935 | 0.77682 | 1.4484 | 1.7055 | 1.833 | 2.1147 | 1.6861 | 1.0158 | 0.42555 | 0.0075823 | 0
Expected Case | 2040 | 7.1 | 0 | 0.041437 | 0.84853 | 1.5821 | 1.8629 | 2.0022 | 2.3099 | 1.8418 | 1.1096 | 0.46483 | 0.0082822 | 0
Expected Case | 2041 | 7.9 | 0 | 0.046106 | 0.94413 | 1.7603 | 2.0729 | 2.2278 | 2.5702 | 2.0493 | 1.2346 | 0.51721 | 0.0092154 | 0
Expected Case | 2042 | 8.7 | 0 | 0.050775 | 1.0397 | 1.9386 | 2.2828 | 2.4534 | 2.8304 | 2.2568 | 1.3596 | 0.56958 | 0.010149 | 0
Expected Case | 2043 | 9.6 | 0 | 0.056027 | 1.1473 | 2.1391 | 2.5189 | 2.7072 | 3.1232 | 2.4903 | 1.5003 | 0.62851 | 0.011198 | 0
Expected Case | 2044 | 10.6 | 0 | 0.061863 | 1.2668 | 2.362 | 2.7813 | 2.9892 | 3.4486 | 2.7497 | 1.6566 | 0.69398 | 0.012365 | 0
Expected Case | 2045 | 11.7 | 0 | 0.068283 | 1.3983 | 2.6071 | 3.0699 | 3.2994 | 3.8064 | 3.035 | 1.8285 | 0.76599 | 0.013648 | 0