## 2.0 - Source (hidden)
2019 Books
ResSFWx_v3_7 | 1
ResConnectedTstats_v1.3 | 2
ResSFExistingHVAC_v4_2 | 3
ResHPWH_v4_1 | 4
ResMHNewHomesandHVAC_v3_4 | 5
ResLighting_v6_1 | 6
ResSFDuctSealing_v4_4.xlsx | 7
ResDHPonFAF_v1_6 | 8
Showerheads_v3.1 | 9
Ind_and_Ag_GreenMotorRewind_v3_1 | 10
ComGroceryWalkinECM_v3_0 | 11
ComGroceryStripCurtain_v1_7 | 12
ComGroceryFHPSingleCompressor_v1_6 | 13
ComGroceryWalkinEvapFanECMController_v3_0 | 14
CommGroceryDisplayCaseECMs_v3_3 | 15
ComGroceryDoorGasketReplacement_v1_5 | 16
ConGroceryAntiSweatHeaterControls_v3_1 | 17
ComCookingSteamer_v3_0 | 18
ComCookingPreRinseSprayValve_v2_4 | 19
ComOnDemandOverwrappers_v1_0 | 20
ComCookingCombinationOven_v3_0 | 21
ComCookingConvectionOven_v3_0 | 22
ComCookingHotFoodCabinet_v3_0 | 23
ComCookingFryer_v3_0 | 24
ComRefrideratorFreezer_v4_2 | 25
ComGroceryCompressorECM_v2_3 | 26
ComGroceryDisplayCaceLighting_v1.0 | 27
Other Sources
Carryover from 2018 | A
Avista_2019_Forecast_8_17_2018.xlsx | B
October_2018-Measure-Changes - Proposed Incentives Lamps.xlsx | C
Weatherization Program Exhibit | D
Showerhead Incentive Amounts.pdf | D
Most Favorable Fuel | MFF

## 2.0 - NEBs (hidden)
Measure
Res Clothes Washers (ResClothesWashersSF_v5V_3:
|  |  |  | Electric savings (kWh/yr) |  |  |  |  | Gas savings (therms/yr) |  |  | Non-energy Benefits (2006$/yr)
Efficiency Level | DHW Fuel | Dryer Fuel | Incremental Cost (2006$) | Machine | Dryer | DHW | Waste Water | Total | Dryer | DHW | Total | Waste water | Detergent | Total | Lifetime | TRC B/C
Top Load _ CEE Tier 1 | Electric | Electric | -14.3427 | 6.4227 | 29.1268 | 48.1529 | 2.417 | 86.1195 | 0 | 0 | 0 | 6.3705 | 0 | 6.3705 | 14.2 | [negative incremental cost]
Top Load _ CEE Tier 1 | Electric | Gas | -14.3427 | 6.4227 | 0 | 48.1529 | 2.417 | 56.9926 | 1.1123 | 0 | 1.1123 | 6.3705 | 0 | 6.3705 | 14.2 | [negative incremental cost]
Top Load _ CEE Tier 1 | Gas | Electric | -14.3427 | 6.4227 | 29.1268 | 0 | 2.417 | 37.9666 | 0 | 2.189 | 2.189 | 6.3705 | 0 | 6.3705 | 14.2 | [negative incremental cost]
Top Load _ CEE Tier 1 | Gas | Gas | -14.3427 | 6.4227 | 0 | 0 | 2.417 | 8.8397 | 1.1123 | 2.189 | 3.3013 | 6.3705 | 0 | 6.3705 | 14.2 | [negative incremental cost]
Top Load _ CEE Tier 1 | Any | Any | -14.3427 | 6.4227 | 27.6705 | 28.5121 | 2.417 | 65.0223 | 0.055613 | 0.89287 | 0.94849 | 6.3705 | 0 | 6.3705 | 14.2 | [negative incremental cost]
Front Load _ ENERGY STAR | Electric | Electric | 98.4114 | -9.3932 | 63.5157 | 72.8645 | 7.0249 | 134.0119 | 0 | 0 | 0 | 18.4859 | 0 | 18.4859 | 14.2 | 0
Front Load _ ENERGY STAR | Electric | Gas | 98.4114 | -9.3932 | 0 | 72.8645 | 7.0249 | 70.4962 | 2.4254 | 0 | 2.4254 | 18.4859 | 0 | 18.4859 | 14.2 | 0
Front Load _ ENERGY STAR | Gas | Electric | 98.4114 | -9.3932 | 63.5157 | 0 | 7.0249 | 61.1474 | 0 | 3.3124 | 3.3124 | 18.4859 | 0 | 18.4859 | 14.2 | 0
Front Load _ ENERGY STAR | Gas | Gas | 98.4114 | -9.3932 | 0 | 0 | 7.0249 | -2.3683 | 2.4254 | 3.3124 | 5.7379 | 18.4859 | 0 | 18.4859 | 14.2 | 0
Front Load _ ENERGY STAR | Any | Any | 98.4114 | -9.3932 | 60.3399 | 43.1442 | 7.0249 | 101.1159 | 0.12127 | 1.3511 | 1.4724 | 18.4859 | 0 | 18.4859 | 14.2 | 0
Front Load _ CEE Tier 1 | Electric | Electric | 80.1367 | -9.3932 | 55.5778 | 55.5559 | 6.1494 | 107.8899 | 0 | 0 | 0 | 16.1821 | 0 | 16.1821 | 14.2 | 0
Front Load _ CEE Tier 1 | Electric | Gas | 80.1367 | -9.3932 | 0 | 55.5559 | 6.1494 | 52.3121 | 2.1223 | 0 | 2.1223 | 16.1821 | 0 | 16.1821 | 14.2 | 0
Front Load _ CEE Tier 1 | Gas | Electric | 80.1367 | -9.3932 | 55.5778 | 0 | 6.1494 | 52.334 | 0 | 2.5256 | 2.5256 | 16.1821 | 0 | 16.1821 | 14.2 | 0
Front Load _ CEE Tier 1 | Gas | Gas | 80.1367 | -9.3932 | 0 | 0 | 6.1494 | -3.2438 | 2.1223 | 2.5256 | 4.6479 | 16.1821 | 0 | 16.1821 | 14.2 | 0
Front Load _ CEE Tier 1 | Any | Any | 80.1367 | -9.3932 | 52.7989 | 32.8955 | 6.1494 | 82.4507 | 0.10612 | 1.0301 | 1.1363 | 16.1821 | 0 | 16.1821 | 14.2 | 0
Front Load _ CEE Tier 2 | Electric | Electric | 125.2604 | -9.3932 | 68.6794 | 85.7692 | 7.7193 | 152.7747 | 0 | 0 | 0 | 20.3117 | 0 | 20.3117 | 14.2 | 0
Front Load _ CEE Tier 2 | Electric | Gas | 125.2604 | -9.3932 | 0 | 85.7692 | 7.7193 | 84.0953 | 2.6226 | 0 | 2.6226 | 20.3117 | 0 | 20.3117 | 14.2 | 0
Front Load _ CEE Tier 2 | Gas | Electric | 125.2604 | -9.3932 | 68.6794 | 0 | 7.7193 | 67.0055 | 0 | 3.8991 | 3.8991 | 20.3117 | 0 | 20.3117 | 14.2 | 0
Front Load _ CEE Tier 2 | Gas | Gas | 125.2604 | -9.3932 | 0 | 0 | 7.7193 | -1.6739 | 2.6226 | 3.8991 | 6.5217 | 20.3117 | 0 | 20.3117 | 14.2 | 0
Front Load _ CEE Tier 2 | Any | Any | 125.2604 | -9.3932 | 65.2454 | 50.7853 | 7.7193 | 114.3569 | 0.13113 | 1.5904 | 1.7215 | 20.3117 | 0 | 20.3117 | 14.2 | 0
Front Load _ CEE Tier 3 | Electric | Electric | 124.4697 | -9.3932 | 77.8234 | 103.3054 | 8.5455 | 180.2811 | 0 | 0 | 0 | 22.4881 | 0 | 22.4881 | 14.2 | 0
Front Load _ CEE Tier 3 | Electric | Gas | 124.4697 | -9.3932 | 0 | 103.3054 | 8.5455 | 102.4577 | 2.9718 | 0 | 2.9718 | 22.4881 | 0 | 22.4881 | 14.2 | 0
Front Load _ CEE Tier 3 | Gas | Electric | 124.4697 | -9.3932 | 77.8234 | 0 | 8.5455 | 76.9757 | 0 | 4.6963 | 4.6963 | 22.4881 | 0 | 22.4881 | 14.2 | 0
Front Load _ CEE Tier 3 | Gas | Gas | 124.4697 | -9.3932 | 0 | 0 | 8.5455 | -0.84771 | 2.9718 | 4.6963 | 7.6681 | 22.4881 | 0 | 22.4881 | 14.2 | 0
Front Load _ CEE Tier 3 | Any | Any | 124.4697 | -9.3932 | 73.9322 | 61.1688 | 8.5455 | 134.2534 | 0.14859 | 1.9155 | 2.0641 | 22.4881 | 0 | 22.4881 | 14.2 | 0
Res Showerheads(ResShowershead_v2_4)
Measure Application | Savings Component | Savings for Period 1 | Measure Life | Capital Cost | Annual O&M | Non-E Val ($/yr) | Savings (therms/yr)
Residential Showerhead Replacement_2_00gpm_Any Shower_ Any Water Heating_Retail | Water Heating | 77.8662 | 10 | 26.5765 | 0 | 15.4742 | 2.1478
Residential Showerhead Replacement_1_75gpm_Any Shower_ Any Water Heating_Retail | Water Heating | 106.6596 | 10 | 26.5765 | 0 | 21.0353 | 2.9421
Residential Showerhead Replacement_1_50gpm_Any Shower_ Any Water Heating_Retail | Water Heating | 132.2493 | 10 | 26.5765 | 0 | 25.7259 | 3.6479
Residential Showerhead Replacement_2_00gpm_Any Shower_ Any Water Heating_Mail-by-Request | Water Heating | 73.9729 | 10 | 26.5765 | 0 | 14.7005 | 2.0404
Residential Showerhead Replacement_1_75gpm_Any Shower_ Any Water Heating_Mail-by-Request | Water Heating | 108.0818 | 10 | 26.5765 | 0 | 21.3158 | 2.9813
Residential Showerhead Replacement_1_50gpm_Any Shower_ Any Water Heating_Mail-by-Request | Water Heating | 143.585 | 10 | 26.5765 | 0 | 27.931 | 3.9606
Residential Showerhead Replacement_2_00gpm_Any Shower_ Any Water Heating_Direct Install | Water Heating | 87.5995 | 10 | 33.9588 | 0 | 17.4085 | 2.4163
Residential Showerhead Replacement_1_75gpm_Any Shower_ Any Water Heating_Direct Install | Water Heating | 127.9916 | 10 | 33.9588 | 0 | 25.2424 | 3.5305
Residential Showerhead Replacement_1_50gpm_Any Shower_ Any Water Heating_Direct Install | Water Heating | 170.0348 | 10 | 33.9588 | 0 | 33.0762 | 4.6902
Residential Showerhead Replacement_2_00gpm_Any Shower_ Any Water Heating_Retail | Water Treatment | 3.8958 | 10 | 0 | 0 | 0 | 0
Residential Showerhead Replacement_1_75gpm_Any Shower_ Any Water Heating_Retail | Water Treatment | 5.2959 | 10 | 0 | 0 | 0 | 0
Residential Showerhead Replacement_1_50gpm_Any Shower_ Any Water Heating_Retail | Water Treatment | 6.4768 | 10 | 0 | 0 | 0 | 0
Residential Showerhead Replacement_2_00gpm_Any Shower_ Any Water Heating_Mail-by-Request | Water Treatment | 3.701 | 10 | 0 | 0 | 0 | 0
Residential Showerhead Replacement_1_75gpm_Any Shower_ Any Water Heating_Mail-by-Request | Water Treatment | 5.3665 | 10 | 0 | 0 | 0 | 0
Residential Showerhead Replacement_1_50gpm_Any Shower_ Any Water Heating_Mail-by-Request | Water Treatment | 7.0319 | 10 | 0 | 0 | 0 | 0
Residential Showerhead Replacement_2_00gpm_Any Shower_ Any Water Heating_Direct Install | Water Treatment | 4.3828 | 10 | 0 | 0 | 0 | 0
Residential Showerhead Replacement_1_75gpm_Any Shower_ Any Water Heating_Direct Install | Water Treatment | 6.355 | 10 | 0 | 0 | 0 | 0
Residential Showerhead Replacement_1_50gpm_Any Shower_ Any Water Heating_Direct Install | Water Treatment | 8.3273 | 10 | 0 | 0 | 0 | 0
Res HVAC (ResSFExistingHVAC_v4_1)
Measure Application | Sector | Category | Technology, Measure or Practice | Building Type | Vintage | Heating Zone | Cooling Zone | Other Specification 1 | Other Specification 2 | Details of Implementation and Product Standards | UnitType | Incremental Capital Cost ($/unit) | Incremental O&M Costs ($/unit) | Measure Life (years) | Annual Savings @ Site (kWh/yr) - Period 1
Existing Single Family Home HVAC Conversion - Convert FAF w/CAC to Heat Pump - House with "Good Insulation" - Heating Zone 2 | Residential | HVAC | Conversion to high efficiency heat pump | Single Family | Existing Construction | HZ2 | All | with Existing Central AC | House with "Good Insulation" | Heat pump system must be new and meet or exceed minimum federal efficiency standards. |  | 3253.65 | -48.475 | 15 | 3605
Existing Single Family Home HVAC Conversion - Convert FAF w/CAC to Heat Pump - House with "Fair Insulation" - Heating Zone 2 | Residential | HVAC | Conversion to high efficiency heat pump | Single Family | Existing Construction | HZ2 | All | with Existing Central AC | House with "Fair Insulation" | Heat pump system must be new and meet or exceed minimum federal efficiency standards. |  | 3438.28 | -80.331 | 15 | 6098
Existing Single Family Home HVAC Conversion - Convert FAF w/CAC to Heat Pump - House with "Poor Insulation" - Heating Zone 2 | Residential | HVAC | Conversion to high efficiency heat pump | Single Family | Existing Construction | HZ2 | All | with Existing Central AC | House with "Poor Insulation" | Heat pump system must be new and meet or exceed minimum federal efficiency standards. |  | 3526.87 | -115.007 | 15 | 8591
Existing Single Family Home HVAC Upgrade - Heat Pump Upgrade to 9.0 HSPF/14 SEER - Heating Zone 2 | Residential | HVAC | Upgrade to high efficiency heat pump | Single Family | Existing Construction | HZ2 | All | HSPF 9.0/SEER 14 |  | Heat pump system must be new and have an AHRI HSPF rating of 9.0 or higher. |  | 89.5 | -1.098 | 15 | 82
Existing Single Family Home HVAC Conversion - Convert FAF w/o CAC to Heat Pump - House with "Good Insulation" - Heating Zone 2 - Cooling Zone 2 | Residential | HVAC | Conversion to high efficiency heat pump | Single Family | Existing Construction | HZ2 | CZ2 | without Existing Central AC | House with "Good Insulation" | Heat pump system must be new and meet or exceed minimum federal efficiency standards. |  | 4041.71 | -48.475 | 15 | 3463
Existing Single Family Home HVAC Conversion - Convert FAF w/o CAC to Heat Pump - House with "Fair Insulation" - Heating Zone 2 - Cooling Zone 2 | Residential | HVAC | Conversion to high efficiency heat pump | Single Family | Existing Construction | HZ2 | CZ2 | without Existing Central AC | House with "Fair Insulation" | Heat pump system must be new and meet or exceed minimum federal efficiency standards. |  | 4429.84 | -80.331 | 15 | 5879
Existing Single Family Home HVAC Conversion - Convert FAF w/o CAC to Heat Pump - House with "Poor Insulation" - Heating Zone 2 - Cooling Zone 2 | Residential | HVAC | Conversion to high efficiency heat pump | Single Family | Existing Construction | HZ2 | CZ2 | without Existing Central AC | House with "Poor Insulation" | Heat pump system must be new and meet or exceed minimum federal efficiency standards. |  | 4606.09 | -115.007 | 15 | 8254
Existing Single Family Home HVAC Upgrade - Central Heat Pump Upgrade to Variable Capacity Central Heat Pump - Heating Zone 2 - Cooling Zone 2 | Residential | HVAC | Upgrade to high efficiency heat pump | Single Family | Existing Construction | HZ2 | CZ2 | VCHP |  | Heat pump system must be new and have an AHRI HSPF rating of 10.0 or higher. The compressor must be variable speed and inverter-driven. |  | 5377.54 | -7.316 | 15 | 672
New Single Family Home HVAC Upgrade - Heat Pump Upgrade to 9.0 HSPF/14 SEER - Heating Zone 2 | Residential | HVAC | Upgrade to high efficiency heat pump | Single Family | New Construction | HZ2 | CZ2 | HSPF 9.0/SEER 14 |  | Heat pump system must be new and have an AHRI HSPF rating of 9.0 or higher. |  | 89.5 | -1.098 | 15 | 82
New Single Family Home HVAC Upgrade - Central Heat Pump Upgrade to Variable Capacity Central Heat Pump - Heating Zone 2 - Cooling Zone 2 | Residential | HVAC | Upgrade to high efficiency heat pump | Single Family | New Construction | HZ2 | CZ2 | VCHP |  | Heat pump system must be new and have an AHRI HSPF rating of 10.0 or higher. The compressor must be variable speed and inverter-driven. |  | 5377.54 | -7.316 | 15 | 672
New Single Family Home HVAC Upgrade - Central Heat Pump Upgrade to Variable Capacity Central Heat Pump - Heating Zone 3 - Cooling Zone 2 | Residential | HVAC | Upgrade to high efficiency heat pump | Single Family | New Construction | HZ2 | CZ2 | VCHP |  | Heat pump system must be new and have an AHRI HSPF rating of 10.0 or higher. The compressor must be variable speed and inverter-driven. |  | 5377.54 | -9.468 | 15 | 833
Zonal to DHP_HSPF 9.0 and above_HZ2CZ2 | Residential | HVAC | Install Ductless Heat Pump to displace zonal resistance heat | Single Family | Existing Construction | HZ2 | CZ2 | No screen for supplemental fuel use | HSPF 9.0 and above | Inverter-driven DHP of 0.75 ton or greater heating capacity must be installed in the main living area of a house heated with zonal electric heat. | per DHP | 3553.36 | -35.539 | 15 | 2259
Zonal to DHP_HSPF 9.0 to 11.0_HZ2CZ2 | Residential | HVAC | Install Ductless Heat Pump to displace zonal resistance heat | Single Family | Existing Construction | HZ2 | CZ2 | No screen for supplemental fuel use | HSPF 9.0 to 11.0 | Inverter-driven DHP of 0.75 ton or greater heating capacity must be installed in the main living area of a house heated with zonal electric heat. | per DHP | 3553.36 | -35.539 | 15 | 2259
Zonal to DHP_HSPF 11.1 to 12.5_HZ2CZ2 | Residential | HVAC | Install Ductless Heat Pump to displace zonal resistance heat | Single Family | Existing Construction | HZ2 | CZ2 | No screen for supplemental fuel use | HSPF 11.1 to 12.5 | Inverter-driven DHP of 0.75 ton or greater heating capacity must be installed in the main living area of a house heated with zonal electric heat. | per DHP | 3553.36 | -35.539 | 15 | 2375
Zonal to DHP_HSPF 12.6 and above_HZ2CZ2 | Residential | HVAC | Install Ductless Heat Pump to displace zonal resistance heat | Single Family | Existing Construction | HZ2 | CZ2 | No screen for supplemental fuel use | HSPF 12.6 and above | Inverter-driven DHP of 0.75 ton or greater heating capacity must be installed in the main living area of a house heated with zonal electric heat. | per DHP | 3553.36 | -35.539 | 15 | 2499
Res Lighting (ResLighting_Bulbs_v4_2)
ProCost Full Measure Name | Technology, Measure or Practice | Unit Type | Building Type | Vintage | Lamp Type | Lumen Bin | Delivery Mechanism or Program | Incremental Capital Cost ($/unit) | Incremental O&M Costs ($/unit) | Present Value of Periodic Capital Replacement Cost ($/unit) | Measure Life (years) | First Year Savings @ Site (kwh/yr) | Average Annual Savings @ Site, 2016 - 2019 (kWh/yr)
Retail_CFL_Decorative and Mini-Base_250 to 1049 lumens | CFL | Light bulb | Primarily residential | any | Decorative and Mini-Base | 250 to 1049 lumens | Retail | 1.1043 | 0 | -6.8486 | 7.7487 | 19.8435 | 22.2932
Retail_CFL_Decorative and Mini-Base_1050 to 1489 lumens | CFL | Light bulb | Primarily residential | any | Decorative and Mini-Base | 1050 to 1489 lumens | Retail | 0 | 0 | -20.8514 | 7.8211 | 15.9288 | 18.4439
Retail_CFL_Decorative and Mini-Base_1490 to 2600 lumens | CFL | Light bulb | Primarily residential | any | Decorative and Mini-Base | 1490 to 2600 lumens | Retail | 0 | 0 | -5.4883 | 10.9831 | 1.7566 | 1.6381
Retail_CFL_General Purpose, Dimmable, and Three-Way_250 to 1049 lumens | CFL | Light bulb | Primarily residential | any | General Purpose, Dimmable, and Three-Way | 250 to 1049 lumens | Retail | 0.62465 | 0 | -5.2551 | 6.3896 | 10.1247 | 10.072
Retail_CFL_General Purpose, Dimmable, and Three-Way_1050 to 1489 lumens | CFL | Light bulb | Primarily residential | any | General Purpose, Dimmable, and Three-Way | 1050 to 1489 lumens | Retail | 0.80253 | 0 | -5.2094 | 5.9351 | 17.7295 | 16.9646
Retail_CFL_General Purpose, Dimmable, and Three-Way_1490 to 2600 lumens | CFL | Light bulb | Primarily residential | any | General Purpose, Dimmable, and Three-Way | 1490 to 2600 lumens | Retail | 0.4408 | 0 | -5.1987 | 6.1701 | 12.7583 | 9.9174
Retail_CFL_Globe_250 to 1049 lumens | CFL | Light bulb | Primarily residential | any | Globe | 250 to 1049 lumens | Retail | 2.4863 | 0 | -6.9198 | 11.795 | 10.6141 | 12.2143
Retail_CFL_Globe_1050 to 1489 lumens | CFL | Light bulb | Primarily residential | any | Globe | 1050 to 1489 lumens | Retail | 0 | 0 | -7.912 | 10.0779 | 1.2499 | 1.0903
Retail_CFL_Globe_1490 to 2600 lumens | CFL | Light bulb | Primarily residential | any | Globe | 1490 to 2600 lumens | Retail | 0.95427 | 0 | -15.2678 | 7.5479 | 21.5459 | 24.9479
Retail_CFL_Reflectors and Outdoor_250 to 1049 lumens | CFL | Light bulb | Primarily residential | any | Reflectors and Outdoor | 250 to 1049 lumens | Retail | 0.64335 | 0 | -15.1494 | 5.277 | 28.3178 | 30.0487
Retail_CFL_Reflectors and Outdoor_1050 to 1489 lumens | CFL | Light bulb | Primarily residential | any | Reflectors and Outdoor | 1050 to 1489 lumens | Retail | 0.92472 | 0 | -22.0047 | 4.6727 | 33.6333 | 36.2013
Retail_CFL_Reflectors and Outdoor_1490 to 2600 lumens | CFL | Light bulb | Primarily residential | any | Reflectors and Outdoor | 1490 to 2600 lumens | Retail | 0 | 0 | -3.9017 | 4.3085 | 12.5698 | 8.3811
Retail_LED_Decorative and Mini-Base_250 to 1049 lumens | LED | Light bulb | Primarily residential | any | Decorative and Mini-Base | 250 to 1049 lumens | Retail | 5.4393 | 0 | -10.6112 | 12 | 27.2367 | 26.3833
Retail_LED_Decorative and Mini-Base_1050 to 1489 lumens | LED | Light bulb | Primarily residential | any | Decorative and Mini-Base | 1050 to 1489 lumens | Retail | 0.054145 | 0 | -22.1206 | 12 | 23.0011 | 23.0011
Retail_LED_Decorative and Mini-Base_1490 to 2600 lumens | LED | Light bulb | Primarily residential | any | Decorative and Mini-Base | 1490 to 2600 lumens | Retail | 0.41414 | 0 | -6.4858 | 12 | 4.3362 | 3.8154
Retail_LED_General Purpose, Dimmable, and Three-Way_250 to 1049 lumens | LED | Light bulb | Primarily residential | any | General Purpose, Dimmable, and Three-Way | 250 to 1049 lumens | Retail | 2.3072 | 0 | -7.5999 | 12 | 15.195 | 13.142
Retail_LED_General Purpose, Dimmable, and Three-Way_1050 to 1489 lumens | LED | Light bulb | Primarily residential | any | General Purpose, Dimmable, and Three-Way | 1050 to 1489 lumens | Retail | 6.7043 | 0 | -9.0751 | 12 | 26.5285 | 22.1067
Retail_LED_General Purpose, Dimmable, and Three-Way_1490 to 2600 lumens | LED | Light bulb | Primarily residential | any | General Purpose, Dimmable, and Three-Way | 1490 to 2600 lumens | Retail | 6.0438 | 0 | -9.7516 | 12 | 23.1657 | 17.1688
Retail_LED_Globe_250 to 1049 lumens | LED | Light bulb | Primarily residential | any | Globe | 250 to 1049 lumens | Retail | 3.9154 | 0 | -8.2106 | 12 | 13.9688 | 13.8693
Retail_LED_Globe_1050 to 1489 lumens | LED | Light bulb | Primarily residential | any | Globe | 1050 to 1489 lumens | Retail | 2.1067 | 0 | -10.6872 | 12 | 2.3432 | 1.8735
Retail_LED_Globe_1490 to 2600 lumens | LED | Light bulb | Primarily residential | any | Globe | 1490 to 2600 lumens | Retail | 4.2337 | 0 | -18.2572 | 12 | 34.786 | 34.786
Retail_LED_Reflectors and Outdoor_250 to 1049 lumens | LED | Light bulb | Primarily residential | any | Reflectors and Outdoor | 250 to 1049 lumens | Retail | 2.5754 | 0 | -32.5263 | 12 | 40.7059 | 37.2879
Retail_LED_Reflectors and Outdoor_1050 to 1489 lumens | LED | Light bulb | Primarily residential | any | Reflectors and Outdoor | 1050 to 1489 lumens | Retail | 5.9661 | 0 | -49.9221 | 12 | 51.6669 | 48.2449
Retail_LED_Reflectors and Outdoor_1490 to 2600 lumens | LED | Light bulb | Primarily residential | any | Reflectors and Outdoor | 1490 to 2600 lumens | Retail | 7.7335 | 0 | -10.859 | 12 | 24.3466 | 16.751
Mail by request_CFL_Decorative and Mini-Base_250 to 1049 lumens | CFL | Light bulb | Residential | any | Decorative and Mini-Base | 250 to 1049 lumens | Mail by request | 1.9056 | 0 | -6.8486 | 7.7487 | 19.8435 | 22.2932
Mail by request_CFL_Decorative and Mini-Base_1050 to 1489 lumens | CFL | Light bulb | Residential | any | Decorative and Mini-Base | 1050 to 1489 lumens | Mail by request | 0 | 0 | -20.8514 | 7.8211 | 15.9288 | 18.4439
Mail by request_CFL_Decorative and Mini-Base_1490 to 2600 lumens | CFL | Light bulb | Residential | any | Decorative and Mini-Base | 1490 to 2600 lumens | Mail by request | 0 | 0 | -5.4883 | 10.9831 | 1.7566 | 1.6381
Mail by request_CFL_General Purpose, Dimmable, and Three-Way_250 to 1049 lumens | CFL | Light bulb | Residential | any | General Purpose, Dimmable, and Three-Way | 250 to 1049 lumens | Mail by request | 1.3863 | 0 | -5.6123 | 8.4834 | 7.6901 | 7.6586
Mail by request_CFL_General Purpose, Dimmable, and Three-Way_1050 to 1489 lumens | CFL | Light bulb | Residential | any | General Purpose, Dimmable, and Three-Way | 1050 to 1489 lumens | Mail by request | 1.3327 | 0 | -5.1997 | 7.4159 | 15.0663 | 14.6555
Mail by request_CFL_General Purpose, Dimmable, and Three-Way_1490 to 2600 lumens | CFL | Light bulb | Residential | any | General Purpose, Dimmable, and Three-Way | 1490 to 2600 lumens | Mail by request | 0.53185 | 0 | -5.4446 | 7.5388 | 11.6642 | 9.1867
Mail by request_CFL_Globe_250 to 1049 lumens | CFL | Light bulb | Residential | any | Globe | 250 to 1049 lumens | Mail by request | 2.2487 | 0 | -6.9198 | 11.795 | 10.6141 | 12.2143
Mail by request_CFL_Globe_1050 to 1489 lumens | CFL | Light bulb | Residential | any | Globe | 1050 to 1489 lumens | Mail by request | 0 | 0 | -7.912 | 10.0779 | 1.2499 | 1.0903
Mail by request_CFL_Globe_1490 to 2600 lumens | CFL | Light bulb | Residential | any | Globe | 1490 to 2600 lumens | Mail by request | 0.64468 | 0 | -15.2678 | 7.5479 | 21.5459 | 24.9479
Mail by request_CFL_Reflectors and Outdoor_250 to 1049 lumens | CFL | Light bulb | Residential | any | Reflectors and Outdoor | 250 to 1049 lumens | Mail by request | 0.084601 | 0 | -17.9375 | 6.4948 | 23.0054 | 24.4118
Mail by request_CFL_Reflectors and Outdoor_1050 to 1489 lumens | CFL | Light bulb | Residential | any | Reflectors and Outdoor | 1050 to 1489 lumens | Mail by request | 0 | 0 | -26.1235 | 5.5185 | 28.4781 | 30.6525
Mail by request_CFL_Reflectors and Outdoor_1490 to 2600 lumens | CFL | Light bulb | Residential | any | Reflectors and Outdoor | 1490 to 2600 lumens | Mail by request | 0.13737 | 0 | -4.2487 | 4.9676 | 10.9021 | 7.2691
Mail by request_LED_Decorative and Mini-Base_250 to 1049 lumens | LED | Light bulb | Residential | any | Decorative and Mini-Base | 250 to 1049 lumens | Mail by request | 7.4393 | 0 | -10.6112 | 12 | 27.2367 | 26.3833
Mail by request_LED_Decorative and Mini-Base_1050 to 1489 lumens | LED | Light bulb | Residential | any | Decorative and Mini-Base | 1050 to 1489 lumens | Mail by request | 2.0541 | 0 | -22.1206 | 12 | 23.0011 | 23.0011
Mail by request_LED_Decorative and Mini-Base_1490 to 2600 lumens | LED | Light bulb | Residential | any | Decorative and Mini-Base | 1490 to 2600 lumens | Mail by request | 2.4141 | 0 | -6.4858 | 12 | 4.3362 | 3.8154
Mail by request_LED_General Purpose, Dimmable, and Three-Way_250 to 1049 lumens | LED | Light bulb | Residential | any | General Purpose, Dimmable, and Three-Way | 250 to 1049 lumens | Mail by request | 4.3066 | 0 | -7.0249 | 12 | 11.5295 | 9.9809
Mail by request_LED_General Purpose, Dimmable, and Three-Way_1050 to 1489 lumens | LED | Light bulb | Residential | any | General Purpose, Dimmable, and Three-Way | 1050 to 1489 lumens | Mail by request | 8.7043 | 0 | -8.1532 | 12 | 22.3825 | 18.9217
Mail by request_LED_General Purpose, Dimmable, and Three-Way_1490 to 2600 lumens | LED | Light bulb | Residential | any | General Purpose, Dimmable, and Three-Way | 1490 to 2600 lumens | Mail by request | 8.0438 | 0 | -8.7292 | 12 | 20.6816 | 15.3445
Mail by request_LED_Globe_250 to 1049 lumens | LED | Light bulb | Residential | any | Globe | 250 to 1049 lumens | Mail by request | 5.9154 | 0 | -8.2106 | 12 | 13.9688 | 13.8693
Mail by request_LED_Globe_1050 to 1489 lumens | LED | Light bulb | Residential | any | Globe | 1050 to 1489 lumens | Mail by request | 4.1067 | 0 | -10.6872 | 12 | 2.3432 | 1.8735
Mail by request_LED_Globe_1490 to 2600 lumens | LED | Light bulb | Residential | any | Globe | 1490 to 2600 lumens | Mail by request | 6.2337 | 0 | -18.2572 | 12 | 34.786 | 34.786
Mail by request_LED_Reflectors and Outdoor_250 to 1049 lumens | LED | Light bulb | Residential | any | Reflectors and Outdoor | 250 to 1049 lumens | Mail by request | 4.5754 | 0 | -31.9241 | 12 | 33.0695 | 30.2928
Mail by request_LED_Reflectors and Outdoor_1050 to 1489 lumens | LED | Light bulb | Residential | any | Reflectors and Outdoor | 1050 to 1489 lumens | Mail by request | 7.9661 | 0 | -48.5261 | 12 | 43.7475 | 40.85
Mail by request_LED_Reflectors and Outdoor_1490 to 2600 lumens | LED | Light bulb | Residential | any | Reflectors and Outdoor | 1490 to 2600 lumens | Mail by request | 9.7335 | 0 | -9.6491 | 12 | 21.1165 | 14.5286
Unsolicited mail_CFL_Decorative and Mini-Base_250 to 1049 lumens | CFL | Light bulb | Residential | any | Decorative and Mini-Base | 250 to 1049 lumens | Unsolicited mail | 1.9056 | 0 | -6.8486 | 7.7487 | 19.8435 | 22.2932
Unsolicited mail_CFL_Decorative and Mini-Base_1050 to 1489 lumens | CFL | Light bulb | Residential | any | Decorative and Mini-Base | 1050 to 1489 lumens | Unsolicited mail | 0 | 0 | -20.8514 | 7.8211 | 15.9288 | 18.4439
Unsolicited mail_CFL_Decorative and Mini-Base_1490 to 2600 lumens | CFL | Light bulb | Residential | any | Decorative and Mini-Base | 1490 to 2600 lumens | Unsolicited mail | 0 | 0 | -5.4883 | 10.9831 | 1.7566 | 1.6381
Unsolicited mail_CFL_General Purpose, Dimmable, and Three-Way_250 to 1049 lumens | CFL | Light bulb | Residential | any | General Purpose, Dimmable, and Three-Way | 250 to 1049 lumens | Unsolicited mail | 1.3863 | 0 | -5.6123 | 8.4834 | 7.6901 | 7.6586
Unsolicited mail_CFL_General Purpose, Dimmable, and Three-Way_1050 to 1489 lumens | CFL | Light bulb | Residential | any | General Purpose, Dimmable, and Three-Way | 1050 to 1489 lumens | Unsolicited mail | 1.3327 | 0 | -5.1997 | 7.4159 | 15.0663 | 14.6555
Unsolicited mail_CFL_General Purpose, Dimmable, and Three-Way_1490 to 2600 lumens | CFL | Light bulb | Residential | any | General Purpose, Dimmable, and Three-Way | 1490 to 2600 lumens | Unsolicited mail | 0.53185 | 0 | -5.4446 | 7.5388 | 11.6642 | 9.1867
Unsolicited mail_CFL_Globe_250 to 1049 lumens | CFL | Light bulb | Residential | any | Globe | 250 to 1049 lumens | Unsolicited mail | 2.2487 | 0 | -6.9198 | 11.795 | 10.6141 | 12.2143
Unsolicited mail_CFL_Globe_1050 to 1489 lumens | CFL | Light bulb | Residential | any | Globe | 1050 to 1489 lumens | Unsolicited mail | 0 | 0 | -7.912 | 10.0779 | 1.2499 | 1.0903
Unsolicited mail_CFL_Globe_1490 to 2600 lumens | CFL | Light bulb | Residential | any | Globe | 1490 to 2600 lumens | Unsolicited mail | 0.64468 | 0 | -15.2678 | 7.5479 | 21.5459 | 24.9479
Unsolicited mail_CFL_Reflectors and Outdoor_250 to 1049 lumens | CFL | Light bulb | Residential | any | Reflectors and Outdoor | 250 to 1049 lumens | Unsolicited mail | 0.084601 | 0 | -17.9375 | 6.4948 | 23.0054 | 24.4118
Unsolicited mail_CFL_Reflectors and Outdoor_1050 to 1489 lumens | CFL | Light bulb | Residential | any | Reflectors and Outdoor | 1050 to 1489 lumens | Unsolicited mail | 0 | 0 | -26.1235 | 5.5185 | 28.4781 | 30.6525
Unsolicited mail_CFL_Reflectors and Outdoor_1490 to 2600 lumens | CFL | Light bulb | Residential | any | Reflectors and Outdoor | 1490 to 2600 lumens | Unsolicited mail | 0.13737 | 0 | -4.2487 | 4.9676 | 10.9021 | 7.2691
Unsolicited mail_LED_Decorative and Mini-Base_250 to 1049 lumens | LED | Light bulb | Residential | any | Decorative and Mini-Base | 250 to 1049 lumens | Unsolicited mail | 7.4393 | 0 | -11.2956 | 13.08 | 20.6999 | 23.2848
Unsolicited mail_LED_Decorative and Mini-Base_1050 to 1489 lumens | LED | Light bulb | Residential | any | Decorative and Mini-Base | 1050 to 1489 lumens | Unsolicited mail | 2.0541 | 0 | -23.5472 | 13.08 | 17.4808 | 20.241
Unsolicited mail_LED_Decorative and Mini-Base_1490 to 2600 lumens | LED | Light bulb | Residential | any | Decorative and Mini-Base | 1490 to 2600 lumens | Unsolicited mail | 2.4141 | 0 | -6.9041 | 13.08 | 3.2955 | 3.42
Unsolicited mail_LED_General Purpose, Dimmable, and Three-Way_250 to 1049 lumens | LED | Light bulb | Residential | any | General Purpose, Dimmable, and Three-Way | 250 to 1049 lumens | Unsolicited mail | 4.3066 | 0 | -7.478 | 13.08 | 8.7624 | 8.9003
Unsolicited mail_LED_General Purpose, Dimmable, and Three-Way_1050 to 1489 lumens | LED | Light bulb | Residential | any | General Purpose, Dimmable, and Three-Way | 1050 to 1489 lumens | Unsolicited mail | 8.7043 | 0 | -8.6791 | 13.08 | 17.0107 | 16.907
Unsolicited mail_LED_General Purpose, Dimmable, and Three-Way_1490 to 2600 lumens | LED | Light bulb | Residential | any | General Purpose, Dimmable, and Three-Way | 1490 to 2600 lumens | Unsolicited mail | 8.0438 | 0 | -9.2922 | 13.08 | 15.718 | 13.8806
Unsolicited mail_LED_Globe_250 to 1049 lumens | LED | Light bulb | Residential | any | Globe | 250 to 1049 lumens | Unsolicited mail | 5.9154 | 0 | -8.7401 | 13.08 | 10.6163 | 12.2169
Unsolicited mail_LED_Globe_1050 to 1489 lumens | LED | Light bulb | Residential | any | Globe | 1050 to 1489 lumens | Unsolicited mail | 4.1067 | 0 | -11.3765 | 13.08 | 1.7808 | 1.705
Unsolicited mail_LED_Globe_1490 to 2600 lumens | LED | Light bulb | Residential | any | Globe | 1490 to 2600 lumens | Unsolicited mail | 6.2337 | 0 | -19.4347 | 13.08 | 26.4374 | 30.6117
Unsolicited mail_LED_Reflectors and Outdoor_250 to 1049 lumens | LED | Light bulb | Residential | any | Reflectors and Outdoor | 250 to 1049 lumens | Unsolicited mail | 4.5754 | 0 | -33.983 | 13.08 | 25.1328 | 26.875
Unsolicited mail_LED_Reflectors and Outdoor_1050 to 1489 lumens | LED | Light bulb | Residential | any | Reflectors and Outdoor | 1050 to 1489 lumens | Unsolicited mail | 7.9661 | 0 | -51.6558 | 13.08 | 33.2481 | 36.1757
Unsolicited mail_LED_Reflectors and Outdoor_1490 to 2600 lumens | LED | Light bulb | Residential | any | Reflectors and Outdoor | 1490 to 2600 lumens | Unsolicited mail | 9.7335 | 0 | -10.2715 | 13.08 | 16.0486 | 13.2281
Give away_CFL_Decorative and Mini-Base_250 to 1049 lumens | CFL | Light bulb | Residential | any | Decorative and Mini-Base | 250 to 1049 lumens | Give away | 0.12022 | 0 | -6.8486 | 7.7487 | 19.8435 | 22.2932
Give away_CFL_Decorative and Mini-Base_1050 to 1489 lumens | CFL | Light bulb | Residential | any | Decorative and Mini-Base | 1050 to 1489 lumens | Give away | 0 | 0 | -20.8514 | 7.8211 | 15.9288 | 18.4439
Give away_CFL_Decorative and Mini-Base_1490 to 2600 lumens | CFL | Light bulb | Residential | any | Decorative and Mini-Base | 1490 to 2600 lumens | Give away | 0 | 0 | -5.4883 | 10.9831 | 1.7566 | 1.6381
Give away_CFL_General Purpose, Dimmable, and Three-Way_250 to 1049 lumens | CFL | Light bulb | Residential | any | General Purpose, Dimmable, and Three-Way | 250 to 1049 lumens | Give away | 0.017369 | 0 | -5.6123 | 8.4834 | 7.6901 | 7.6586
Give away_CFL_General Purpose, Dimmable, and Three-Way_1050 to 1489 lumens | CFL | Light bulb | Residential | any | General Purpose, Dimmable, and Three-Way | 1050 to 1489 lumens | Give away | 0.17216 | 0 | -5.1997 | 7.4159 | 15.0663 | 14.6555
Give away_CFL_General Purpose, Dimmable, and Three-Way_1490 to 2600 lumens | CFL | Light bulb | Residential | any | General Purpose, Dimmable, and Three-Way | 1490 to 2600 lumens | Give away | 0 | 0 | -5.4446 | 7.5388 | 11.6642 | 9.1867
Give away_CFL_Globe_250 to 1049 lumens | CFL | Light bulb | Residential | any | Globe | 250 to 1049 lumens | Give away | 0.56422 | 0 | -6.9198 | 11.795 | 10.6141 | 12.2143
Give away_CFL_Globe_1050 to 1489 lumens | CFL | Light bulb | Residential | any | Globe | 1050 to 1489 lumens | Give away | 0 | 0 | -7.912 | 10.0779 | 1.2499 | 1.0903
Give away_CFL_Globe_1490 to 2600 lumens | CFL | Light bulb | Residential | any | Globe | 1490 to 2600 lumens | Give away | 0 | 0 | -15.2678 | 7.5479 | 21.5459 | 24.9479
Give away_CFL_Reflectors and Outdoor_250 to 1049 lumens | CFL | Light bulb | Residential | any | Reflectors and Outdoor | 250 to 1049 lumens | Give away | 0.020942 | 0 | -17.9375 | 6.4948 | 23.0054 | 24.4118
Give away_CFL_Reflectors and Outdoor_1050 to 1489 lumens | CFL | Light bulb | Residential | any | Reflectors and Outdoor | 1050 to 1489 lumens | Give away | 0 | 0 | -26.1235 | 5.5185 | 28.4781 | 30.6525
Give away_CFL_Reflectors and Outdoor_1490 to 2600 lumens | CFL | Light bulb | Residential | any | Reflectors and Outdoor | 1490 to 2600 lumens | Give away | 0 | 0 | -4.2487 | 4.9676 | 10.9021 | 7.2691
Give away_LED_Decorative and Mini-Base_250 to 1049 lumens | LED | Light bulb | Residential | any | Decorative and Mini-Base | 250 to 1049 lumens | Give away | 5.6393 | 0 | -11.2956 | 13.08 | 20.6999 | 23.2848
Give away_LED_Decorative and Mini-Base_1050 to 1489 lumens | LED | Light bulb | Residential | any | Decorative and Mini-Base | 1050 to 1489 lumens | Give away | 0.25414 | 0 | -23.5472 | 13.08 | 17.4808 | 20.241
Give away_LED_Decorative and Mini-Base_1490 to 2600 lumens | LED | Light bulb | Residential | any | Decorative and Mini-Base | 1490 to 2600 lumens | Give away | 0.61414 | 0 | -6.9041 | 13.08 | 3.2955 | 3.42
Give away_LED_General Purpose, Dimmable, and Three-Way_250 to 1049 lumens | LED | Light bulb | Residential | any | General Purpose, Dimmable, and Three-Way | 250 to 1049 lumens | Give away | 2.5066 | 0 | -7.478 | 13.08 | 8.7624 | 8.9003
Give away_LED_General Purpose, Dimmable, and Three-Way_1050 to 1489 lumens | LED | Light bulb | Residential | any | General Purpose, Dimmable, and Three-Way | 1050 to 1489 lumens | Give away | 6.9043 | 0 | -8.6791 | 13.08 | 17.0107 | 16.907
Give away_LED_General Purpose, Dimmable, and Three-Way_1490 to 2600 lumens | LED | Light bulb | Residential | any | General Purpose, Dimmable, and Three-Way | 1490 to 2600 lumens | Give away | 6.2438 | 0 | -9.2922 | 13.08 | 15.718 | 13.8806
Give away_LED_Globe_250 to 1049 lumens | LED | Light bulb | Residential | any | Globe | 250 to 1049 lumens | Give away | 4.1154 | 0 | -8.7401 | 13.08 | 10.6163 | 12.2169
Give away_LED_Globe_1050 to 1489 lumens | LED | Light bulb | Residential | any | Globe | 1050 to 1489 lumens | Give away | 2.3067 | 0 | -11.3765 | 13.08 | 1.7808 | 1.705
Give away_LED_Globe_1490 to 2600 lumens | LED | Light bulb | Residential | any | Globe | 1490 to 2600 lumens | Give away | 4.4337 | 0 | -19.4347 | 13.08 | 26.4374 | 30.6117
Give away_LED_Reflectors and Outdoor_250 to 1049 lumens | LED | Light bulb | Residential | any | Reflectors and Outdoor | 250 to 1049 lumens | Give away | 2.7754 | 0 | -33.983 | 13.08 | 25.1328 | 26.875
Give away_LED_Reflectors and Outdoor_1050 to 1489 lumens | LED | Light bulb | Residential | any | Reflectors and Outdoor | 1050 to 1489 lumens | Give away | 6.1661 | 0 | -51.6558 | 13.08 | 33.2481 | 36.1757
Give away_LED_Reflectors and Outdoor_1490 to 2600 lumens | LED | Light bulb | Residential | any | Reflectors and Outdoor | 1490 to 2600 lumens | Give away | 7.9335 | 0 | -10.2715 | 13.08 | 16.0486 | 13.2281
Direct install - Exterior_CFL_Decorative and Mini-Base_250 to 1049 lumens | CFL | Light bulb | Residential - Exterior | any | Decorative and Mini-Base | 250 to 1049 lumens | Direct install | 3.4686 | 0 | -3.2022 | 3.898 | 53.7715 | 51.8876
Direct install - Exterior_CFL_Decorative and Mini-Base_1050 to 1489 lumens | CFL | Light bulb | Residential - Exterior | any | Decorative and Mini-Base | 1050 to 1489 lumens | Direct install | 4.1397 | 0 | -13.8209 | 3.898 | 41.394 | 41.394
Direct install - Exterior_CFL_Decorative and Mini-Base_1490 to 2600 lumens | CFL | Light bulb | Residential - Exterior | any | Decorative and Mini-Base | 1490 to 2600 lumens | Direct install | 4.2902 | 0 | -16.5851 | 3.898 | 65.1518 | 32.8489
Direct install - Exterior_CFL_General Purpose, Dimmable, and Three-Way_250 to 1049 lumens | CFL | Light bulb | Residential - Exterior | any | General Purpose, Dimmable, and Three-Way | 250 to 1049 lumens | Direct install | 3.5055 | 0 | -4.3666 | 3.9798 | 28.1773 | 23.1624
Direct install - Exterior_CFL_General Purpose, Dimmable, and Three-Way_1050 to 1489 lumens | CFL | Light bulb | Residential - Exterior | any | General Purpose, Dimmable, and Three-Way | 1050 to 1489 lumens | Direct install | 3.7205 | 0 | -4.5608 | 3.898 | 53.0855 | 41.9479
Direct install - Exterior_CFL_General Purpose, Dimmable, and Three-Way_1490 to 2600 lumens | CFL | Light bulb | Residential - Exterior | any | General Purpose, Dimmable, and Three-Way | 1490 to 2600 lumens | Direct install | 4.0364 | 0 | -6.9165 | 3.898 | 82.2634 | 50.1295
Direct install - Exterior_CFL_Globe_250 to 1049 lumens | CFL | Light bulb | Residential - Exterior | any | Globe | 250 to 1049 lumens | Direct install | 4.4395 | 0 | -4.8125 | 3.9781 | 44.6592 | 42.8835
Direct install - Exterior_CFL_Globe_1050 to 1489 lumens | CFL | Light bulb | Residential - Exterior | any | Globe | 1050 to 1489 lumens | Direct install | 4.7781 | 0 | -8.3289 | 3.898 | 46.0258 | 22.8879
Direct install - Exterior_CFL_Globe_1490 to 2600 lumens | CFL | Light bulb | Residential - Exterior | any | Globe | 1490 to 2600 lumens | Direct install | 4.5003 | 0 | -10.002 | 3.898 | 53.6863 | 53.6863
Direct install - Exterior_CFL_Reflectors and Outdoor_250 to 1049 lumens | CFL | Light bulb | Residential - Exterior | any | Reflectors and Outdoor | 250 to 1049 lumens | Direct install | 4.8786 | 0 | -12.1687 | 3.898 | 57.006 | 51.7872
Direct install - Exterior_CFL_Reflectors and Outdoor_1050 to 1489 lumens | CFL | Light bulb | Residential - Exterior | any | Reflectors and Outdoor | 1050 to 1489 lumens | Direct install | 5.8679 | 0 | -17.1307 | 3.898 | 57.3495 | 52.9216
Direct install - Exterior_CFL_Reflectors and Outdoor_1490 to 2600 lumens | CFL | Light bulb | Residential - Exterior | any | Reflectors and Outdoor | 1490 to 2600 lumens | Direct install | 3.353 | 0 | -12.0024 | 3.898 | 88.7078 | 47.9982
Direct install - Exterior_LED_Decorative and Mini-Base_250 to 1049 lumens | LED | Light bulb | Residential - Exterior | any | Decorative and Mini-Base | 250 to 1049 lumens | Direct install | 9.0023 | 0 | -11.0963 | 12 | 55.9799 | 54.0961
Direct install - Exterior_LED_Decorative and Mini-Base_1050 to 1489 lumens | LED | Light bulb | Residential - Exterior | any | Decorative and Mini-Base | 1050 to 1489 lumens | Direct install | 7.2397 | 0 | -24.261 | 12 | 45.4272 | 45.4272
Direct install - Exterior_LED_Decorative and Mini-Base_1490 to 2600 lumens | LED | Light bulb | Residential - Exterior | any | Decorative and Mini-Base | 1490 to 2600 lumens | Direct install | 7.2397 | 0 | -25.3778 | 12 | 70.7794 | 38.4765
Direct install - Exterior_LED_General Purpose, Dimmable, and Three-Way_250 to 1049 lumens | LED | Light bulb | Residential - Exterior | any | General Purpose, Dimmable, and Three-Way | 250 to 1049 lumens | Direct install | 6.4258 | 0 | -9.4615 | 12 | 31.1575 | 26.1426
Direct install - Exterior_LED_General Purpose, Dimmable, and Three-Way_1050 to 1489 lumens | LED | Light bulb | Residential - Exterior | any | General Purpose, Dimmable, and Three-Way | 1050 to 1489 lumens | Direct install | 11.092 | 0 | -11.1049 | 12 | 57.8341 | 46.6965
Direct install - Exterior_LED_General Purpose, Dimmable, and Three-Way_1490 to 2600 lumens | LED | Light bulb | Residential - Exterior | any | General Purpose, Dimmable, and Three-Way | 1490 to 2600 lumens | Direct install | 11.5483 | 0 | -15.1364 | 12 | 92.2337 | 60.0997
Direct install - Exterior_LED_Globe_250 to 1049 lumens | LED | Light bulb | Residential - Exterior | any | Globe | 250 to 1049 lumens | Direct install | 8.1219 | 0 | -15.4989 | 12 | 44.6569 | 42.8812
Direct install - Exterior_LED_Globe_1050 to 1489 lumens | LED | Light bulb | Residential - Exterior | any | Globe | 1050 to 1489 lumens | Direct install | 12.4123 | 0 | -17.667 | 12 | 47.8084 | 24.6705
Direct install - Exterior_LED_Globe_1490 to 2600 lumens | LED | Light bulb | Residential - Exterior | any | Globe | 1490 to 2600 lumens | Direct install | 10.0893 | 0 | -20.863 | 12 | 65.8745 | 65.8745
Direct install - Exterior_LED_Reflectors and Outdoor_250 to 1049 lumens | LED | Light bulb | Residential - Exterior | any | Reflectors and Outdoor | 250 to 1049 lumens | Direct install | 9.5276 | 0 | -35.6661 | 12 | 61.6068 | 56.3879
Direct install - Exterior_LED_Reflectors and Outdoor_1050 to 1489 lumens | LED | Light bulb | Residential - Exterior | any | Reflectors and Outdoor | 1050 to 1489 lumens | Direct install | 14.6917 | 0 | -52.2487 | 12 | 65.9312 | 61.5033
Direct install - Exterior_LED_Reflectors and Outdoor_1490 to 2600 lumens | LED | Light bulb | Residential - Exterior | any | Reflectors and Outdoor | 1490 to 2600 lumens | Direct install | 12.9491 | 0 | -20.7238 | 12 | 96.7862 | 56.0766
Direct install - High Use_CFL_Decorative and Mini-Base_250 to 1049 lumens | CFL | Light bulb | Residential - Family room, Living room, Kitchen | any | Decorative and Mini-Base | 250 to 1049 lumens | Direct install | 3.4686 | 0 | -5.8175 | 6.0859 | 41.8873 | 40.4203
Direct install - High Use_CFL_Decorative and Mini-Base_1050 to 1489 lumens | CFL | Light bulb | Residential - Family room, Living room, Kitchen | any | Decorative and Mini-Base | 1050 to 1489 lumens | Direct install | 4.1397 | 0 | -18.6529 | 5.4733 | 35.8534 | 35.8534
Direct install - High Use_CFL_Decorative and Mini-Base_1490 to 2600 lumens | CFL | Light bulb | Residential - Family room, Living room, Kitchen | any | Decorative and Mini-Base | 1490 to 2600 lumens | Direct install | 4.2902 | 0 | -18.6586 | 5.6285 | 54.8755 | 27.6677
Direct install - High Use_CFL_General Purpose, Dimmable, and Three-Way_250 to 1049 lumens | CFL | Light bulb | Residential - Family room, Living room, Kitchen | any | General Purpose, Dimmable, and Three-Way | 250 to 1049 lumens | Direct install | 3.5055 | 0 | -5.7609 | 5.9651 | 23.1648 | 19.1664
Direct install - High Use_CFL_General Purpose, Dimmable, and Three-Way_1050 to 1489 lumens | CFL | Light bulb | Residential - Family room, Living room, Kitchen | any | General Purpose, Dimmable, and Three-Way | 1050 to 1489 lumens | Direct install | 3.7205 | 0 | -6.4099 | 6.0936 | 40.873 | 32.1411
Direct install - High Use_CFL_General Purpose, Dimmable, and Three-Way_1490 to 2600 lumens | CFL | Light bulb | Residential - Family room, Living room, Kitchen | any | General Purpose, Dimmable, and Three-Way | 1490 to 2600 lumens | Direct install | 4.0364 | 0 | -8.9058 | 6.2219 | 62.0272 | 37.6616
Direct install - High Use_CFL_Globe_250 to 1049 lumens | CFL | Light bulb | Residential - Family room, Living room, Kitchen | any | Globe | 250 to 1049 lumens | Direct install | 4.4395 | 0 | -7.3274 | 5.682 | 37.6807 | 36.0325
Direct install - High Use_CFL_Globe_1050 to 1489 lumens | CFL | Light bulb | Residential - Family room, Living room, Kitchen | any | Globe | 1050 to 1489 lumens | Direct install | 4.7781 | 0 | -10.3621 | 5.7404 | 38.0104 | 18.902
Direct install - High Use_CFL_Globe_1490 to 2600 lumens | CFL | Light bulb | Residential - Family room, Living room, Kitchen | any | Globe | 1490 to 2600 lumens | Direct install | 4.5003 | 0 | -13.7075 | 5.5306 | 46.0187 | 46.0187
Direct install - High Use_CFL_Reflectors and Outdoor_250 to 1049 lumens | CFL | Light bulb | Residential - Family room, Living room, Kitchen | any | Reflectors and Outdoor | 250 to 1049 lumens | Direct install | 4.8786 | 0 | -18.4106 | 5.7012 | 47.3913 | 43.0536
Direct install - High Use_CFL_Reflectors and Outdoor_1050 to 1489 lumens | CFL | Light bulb | Residential - Family room, Living room, Kitchen | any | Reflectors and Outdoor | 1050 to 1489 lumens | Direct install | 5.8679 | 0 | -26.1177 | 5.6652 | 47.991 | 44.2857
Direct install - High Use_CFL_Reflectors and Outdoor_1490 to 2600 lumens | CFL | Light bulb | Residential - Family room, Living room, Kitchen | any | Reflectors and Outdoor | 1490 to 2600 lumens | Direct install | 3.353 | 0 | -14.1178 | 5.6742 | 74.115 | 40.1023
Direct install - High Use_LED_Decorative and Mini-Base_250 to 1049 lumens | LED | Light bulb | Residential - Family room, Living room, Kitchen | any | Decorative and Mini-Base | 250 to 1049 lumens | Direct install | 9.0023 | 0 | -10.9032 | 12 | 43.6076 | 42.1407
Direct install - High Use_LED_Decorative and Mini-Base_1050 to 1489 lumens | LED | Light bulb | Residential - Family room, Living room, Kitchen | any | Decorative and Mini-Base | 1050 to 1489 lumens | Direct install | 7.2397 | 0 | -23.2373 | 12 | 39.3468 | 39.3468
Direct install - High Use_LED_Decorative and Mini-Base_1490 to 2600 lumens | LED | Light bulb | Residential - Family room, Living room, Kitchen | any | Decorative and Mini-Base | 1490 to 2600 lumens | Direct install | 7.2397 | 0 | -22.9581 | 12 | 59.6155 | 32.4076
Direct install - High Use_LED_General Purpose, Dimmable, and Three-Way_250 to 1049 lumens | LED | Light bulb | Residential - Family room, Living room, Kitchen | any | General Purpose, Dimmable, and Three-Way | 250 to 1049 lumens | Direct install | 6.4258 | 0 | -8.4903 | 12 | 25.5477 | 21.5493
Direct install - High Use_LED_General Purpose, Dimmable, and Three-Way_1050 to 1489 lumens | LED | Light bulb | Residential - Family room, Living room, Kitchen | any | General Purpose, Dimmable, and Three-Way | 1050 to 1489 lumens | Direct install | 11.092 | 0 | -9.9131 | 12 | 44.5692 | 35.8374
Direct install - High Use_LED_General Purpose, Dimmable, and Three-Way_1490 to 2600 lumens | LED | Light bulb | Residential - Family room, Living room, Kitchen | any | General Purpose, Dimmable, and Three-Way | 1490 to 2600 lumens | Direct install | 11.5483 | 0 | -13.0135 | 12 | 69.5878 | 45.2222
Direct install - High Use_LED_Globe_250 to 1049 lumens | LED | Light bulb | Residential - Family room, Living room, Kitchen | any | Globe | 250 to 1049 lumens | Direct install | 8.1219 | 0 | -15.36 | 12 | 37.6832 | 36.0349
Direct install - High Use_LED_Globe_1050 to 1489 lumens | LED | Light bulb | Residential - Family room, Living room, Kitchen | any | Globe | 1050 to 1489 lumens | Direct install | 12.4123 | 0 | -16.7364 | 12 | 39.4826 | 20.3742
Direct install - High Use_LED_Globe_1490 to 2600 lumens | LED | Light bulb | Residential - Family room, Living room, Kitchen | any | Globe | 1490 to 2600 lumens | Direct install | 10.0893 | 0 | -18.8156 | 12 | 56.4661 | 56.4661
Direct install - High Use_LED_Reflectors and Outdoor_250 to 1049 lumens | LED | Light bulb | Residential - Family room, Living room, Kitchen | any | Reflectors and Outdoor | 250 to 1049 lumens | Direct install | 9.5276 | 0 | -34.6281 | 12 | 51.2152 | 46.8775
Direct install - High Use_LED_Reflectors and Outdoor_1050 to 1489 lumens | LED | Light bulb | Residential - Family room, Living room, Kitchen | any | Reflectors and Outdoor | 1050 to 1489 lumens | Direct install | 14.6917 | 0 | -50.4805 | 12 | 55.1723 | 51.4669
Direct install - High Use_LED_Reflectors and Outdoor_1490 to 2600 lumens | LED | Light bulb | Residential - Family room, Living room, Kitchen | any | Reflectors and Outdoor | 1490 to 2600 lumens | Direct install | 12.9491 | 0 | -18.9555 | 12 | 80.8645 | 46.8518
Direct install - Moderate Use_CFL_Decorative and Mini-Base_250 to 1049 lumens | CFL | Light bulb | Residential - All except exterior, family room, living room, kitchen, and closet | any | Decorative and Mini-Base | 250 to 1049 lumens | Direct install | 3.4686 | 0 | -3.9124 | 8.1016 | 20.8756 | 20.6217
Direct install - Moderate Use_CFL_Decorative and Mini-Base_1050 to 1489 lumens | CFL | Light bulb | Residential - All except exterior, family room, living room, kitchen, and closet | any | Decorative and Mini-Base | 1050 to 1489 lumens | Direct install | 4.1397 | 0 | -11.1003 | 9.3749 | 13.8853 | 13.8853
Direct install - Moderate Use_CFL_Decorative and Mini-Base_1490 to 2600 lumens | CFL | Light bulb | Residential - All except exterior, family room, living room, kitchen, and closet | any | Decorative and Mini-Base | 1490 to 2600 lumens | Direct install | 4.2902 | 0 | -15.159 | 9.7297 | 21.0578 | 16.3124
Direct install - Moderate Use_CFL_General Purpose, Dimmable, and Three-Way_250 to 1049 lumens | CFL | Light bulb | Residential - All except exterior, family room, living room, kitchen, and closet | any | General Purpose, Dimmable, and Three-Way | 250 to 1049 lumens | Direct install | 3.5055 | 0 | -4.206 | 9.3447 | 9.8801 | 9.2385
Direct install - Moderate Use_CFL_General Purpose, Dimmable, and Three-Way_1050 to 1489 lumens | CFL | Light bulb | Residential - All except exterior, family room, living room, kitchen, and closet | any | General Purpose, Dimmable, and Three-Way | 1050 to 1489 lumens | Direct install | 3.7205 | 0 | -4.667 | 9.3662 | 18.0269 | 16.583
Direct install - Moderate Use_CFL_General Purpose, Dimmable, and Three-Way_1490 to 2600 lumens | CFL | Light bulb | Residential - All except exterior, family room, living room, kitchen, and closet | any | General Purpose, Dimmable, and Three-Way | 1490 to 2600 lumens | Direct install | 4.0364 | 0 | -7.1057 | 9.7082 | 27.0186 | 22.5564
Direct install - Moderate Use_CFL_Globe_250 to 1049 lumens | CFL | Light bulb | Residential - All except exterior, family room, living room, kitchen, and closet | any | Globe | 250 to 1049 lumens | Direct install | 4.4395 | 0 | -6.7318 | 10.1986 | 13.9244 | 13.6704
Direct install - Moderate Use_CFL_Globe_1050 to 1489 lumens | CFL | Light bulb | Residential - All except exterior, family room, living room, kitchen, and closet | any | Globe | 1050 to 1489 lumens | Direct install | 4.7781 | 0 | -10.2617 | 10.1621 | 14.2853 | 11.0396
Direct install - Moderate Use_CFL_Globe_1490 to 2600 lumens | CFL | Light bulb | Residential - All except exterior, family room, living room, kitchen, and closet | any | Globe | 1490 to 2600 lumens | Direct install | 4.5003 | 0 | -8.4829 | 8.7736 | 19.3942 | 19.3942
Direct install - Moderate Use_CFL_Reflectors and Outdoor_250 to 1049 lumens | CFL | Light bulb | Residential - All except exterior, family room, living room, kitchen, and closet | any | Reflectors and Outdoor | 250 to 1049 lumens | Direct install | 4.8786 | 0 | -14.6951 | 8.6331 | 20.7994 | 20.1372
Direct install - Moderate Use_CFL_Reflectors and Outdoor_1050 to 1489 lumens | CFL | Light bulb | Residential - All except exterior, family room, living room, kitchen, and closet | any | Reflectors and Outdoor | 1050 to 1489 lumens | Direct install | 5.8679 | 0 | -20.5575 | 8.8568 | 20.4664 | 19.9208
Direct install - Moderate Use_CFL_Reflectors and Outdoor_1490 to 2600 lumens | CFL | Light bulb | Residential - All except exterior, family room, living room, kitchen, and closet | any | Reflectors and Outdoor | 1490 to 2600 lumens | Direct install | 3.353 | 0 | -13.2869 | 9.066 | 31.0322 | 24.7708
Direct install - Moderate Use_LED_Decorative and Mini-Base_250 to 1049 lumens | LED | Light bulb | Residential - All except exterior, family room, living room, kitchen, and closet | any | Decorative and Mini-Base | 250 to 1049 lumens | Direct install | 9.0023 | 0 | -6.2829 | 12 | 21.733 | 21.4791
Direct install - Moderate Use_LED_Decorative and Mini-Base_1050 to 1489 lumens | LED | Light bulb | Residential - All except exterior, family room, living room, kitchen, and closet | any | Decorative and Mini-Base | 1050 to 1489 lumens | Direct install | 7.2397 | 0 | -12.7211 | 12 | 15.2382 | 15.2382
Direct install - Moderate Use_LED_Decorative and Mini-Base_1490 to 2600 lumens | LED | Light bulb | Residential - All except exterior, family room, living room, kitchen, and closet | any | Decorative and Mini-Base | 1490 to 2600 lumens | Direct install | 7.2397 | 0 | -16.7228 | 12 | 22.8767 | 18.1313
Direct install - Moderate Use_LED_General Purpose, Dimmable, and Three-Way_250 to 1049 lumens | LED | Light bulb | Residential - All except exterior, family room, living room, kitchen, and closet | any | General Purpose, Dimmable, and Three-Way | 250 to 1049 lumens | Direct install | 6.4258 | 0 | -5.4129 | 12 | 10.8945 | 10.2529
Direct install - Moderate Use_LED_General Purpose, Dimmable, and Three-Way_1050 to 1489 lumens | LED | Light bulb | Residential - All except exterior, family room, living room, kitchen, and closet | any | General Purpose, Dimmable, and Three-Way | 1050 to 1489 lumens | Direct install | 11.092 | 0 | -6.5836 | 12 | 19.6335 | 18.1896
Direct install - Moderate Use_LED_General Purpose, Dimmable, and Three-Way_1490 to 2600 lumens | LED | Light bulb | Residential - All except exterior, family room, living room, kitchen, and closet | any | General Purpose, Dimmable, and Three-Way | 1490 to 2600 lumens | Direct install | 11.5483 | 0 | -9.3486 | 12 | 30.2877 | 25.8254
Direct install - Moderate Use_LED_Globe_250 to 1049 lumens | LED | Light bulb | Residential - All except exterior, family room, living room, kitchen, and closet | any | Globe | 250 to 1049 lumens | Direct install | 8.1219 | 0 | -8.5181 | 12 | 13.9264 | 13.6724
Direct install - Moderate Use_LED_Globe_1050 to 1489 lumens | LED | Light bulb | Residential - All except exterior, family room, living room, kitchen, and closet | any | Globe | 1050 to 1489 lumens | Direct install | 12.4123 | 0 | -12.7346 | 12 | 14.8385 | 11.5929
Direct install - Moderate Use_LED_Globe_1490 to 2600 lumens | LED | Light bulb | Residential - All except exterior, family room, living room, kitchen, and closet | any | Globe | 1490 to 2600 lumens | Direct install | 10.0893 | 0 | -11.0913 | 12 | 23.7971 | 23.7971
Direct install - Moderate Use_LED_Reflectors and Outdoor_250 to 1049 lumens | LED | Light bulb | Residential - All except exterior, family room, living room, kitchen, and closet | any | Reflectors and Outdoor | 250 to 1049 lumens | Direct install | 9.5276 | 0 | -20.4156 | 12 | 22.4785 | 21.8163
Direct install - Moderate Use_LED_Reflectors and Outdoor_1050 to 1489 lumens | LED | Light bulb | Residential - All except exterior, family room, living room, kitchen, and closet | any | Reflectors and Outdoor | 1050 to 1489 lumens | Direct install | 14.6917 | 0 | -29.1688 | 12 | 23.529 | 22.9833
Direct install - Moderate Use_LED_Reflectors and Outdoor_1490 to 2600 lumens | LED | Light bulb | Residential - All except exterior, family room, living room, kitchen, and closet | any | Reflectors and Outdoor | 1490 to 2600 lumens | Direct install | 12.9491 | 0 | -15.9775 | 12 | 33.8582 | 27.5968
Residential New Construction (ResSFEStarBuiltGreenHomesWA2014_v2_4)
ProCost Full Measure Name | Building Type | Vintage | Other 1 | Other 2 | Lost Opportunity? | Location | ID_ClimateZone | Incremental Capital Cost ($/unit) | Incremental O&M Costs ($/unit) | Present Value of Periodic Capital Replacement Cost ($/unit) | Measure Life (years) | Annual Savings @ Site (kwh/yr)
EStarGas_gfac_HZ2_CZ2 | Single Family | New Construction | Gas CAC | - | Yes | HZ2_CZ2 | 0 | 2412.34 | 0 | 151.68 | 45 | 470
EStarHP_hp90_HZ2_CZ2 | Single Family | New Construction | Heat Pump | - | Yes | HZ2_CZ2 | 0 | 2885.14 | 0 | 436.19 | 45 | 3095
EStarZnl_zonl_HZ2_CZ2 | Single Family | New Construction | Zonal | - | Yes | HZ2_CZ2 | 0 | 3258.23 | 0 | 1319.93 | 45 | 2006
Low Income NEBs
Customer Outreach LEDs | NEBs | ML | kWh
Direct install - Moderate Use_LED_General Purpose, Dimmable, and Three-Way_250 to 1049 lumens | 5.41 | 12 | 10.8945
Direct install - Moderate Use_LED_General Purpose, Dimmable, and Three-Way_1050 to 1489 lumens | 6.58 | 12 | 19.6335
Energy Star Refrigerator | 0
E to G Furnace Conversion | 1500
E to G H2O Conversion | 500
Health and Safety | Dollar for Dollar
Estar Windows | 628
Estar Doors | 398
Prescriptive Lighting | Annual NEBs(Lower Maintenance Costs from longer lives)
400 watt HID to 120-175 watt LED 2X4 Troffers | 28
400 watt HID Fixture to 4-Lamp T5 Fixture | 2
400 watt HID Fixture to 6-Lamp High Performance T8 Fixture | 3.5
400 watt HID Fixture to 8-Lamp High Performance T8 Fixture | 2
40 watt Incandescent to 6-10 watt LED lamp | 6
60 watt Incandescent to 9-13 watt LED lamp | 9
75-100 watt Incandescent to 12-20 watt LED lamp | 7
Over 150 watt Incandescent to 50-60W LED | 10
20 watt MR16 (GU10 Base) to MR16 LED 2-4 watt | 21
35 watt MR16 (GU10 Base) to MR16 LED 4-6 watt | 26
50 watt MR16 (GU10 Base) to MR16 LED 6-9 watt | 31
75-100 watt Incandescent to LED* 12-20 watt Fixture | 8
Occupancy sensors built in with relays (not switch sensors) | 2
4-Lamp T12/T8 Fixture to 2-Lamp LED | 1
4-Lamp T12/T8 Fixture to 2-Lamp HP T8 Fixture/Retrofit | 1
3-Lamp T12/T8 Fixture to LED Qualified 2x4 Fixture | 2.5
3-Lamp T12/T8 Fixture to 2-Lamp HP T8 Fixture/Retrofit | 0.5
2-Lamp T12/T8 Fixture to 1-Lamp HP T8 Fixture/Retrofit | 0.5
2-Lamp T12/T8 Fixture to 1 Lamp LED Qualified 1x4 Fixture | 3
2-Lamp T12/T8 Fixture to LED Qualified 2x4 Fixture | 1.4
250 watt HID to 85-140 LED | 18
1000 watt HID to 300-400 wattLED | 34
4': 1-Lamp LED 22-28 watt T5 Retro Tube Lamp | 1
4': 1-Lamp LED 8-23 watt T8 RetroTube Lamp | 1

## 3.4 - Open (hidden)
Open |  |  |  | User Entered Data | Calculated | [34 empty] | Res Space Heat
Res AC
Measure Description | 2018 Est Units | Elec Measure Type | Therm Savings Type | Customer Incremental Cost | Y1 KWh Savings | Y1 Therm Savings | Measure Life | Total Incentive | Y1 PV NEBs | Recurring NEBs | UOM | Savings Source | PV of Electric AC | PV of NG AC | Elec CIC | NG CIC | Elec Incentive | NG Incentive | Sub TRC | Sub UCT | Y1 KWh Totals | Y1 Therm Totals | Elec Avoided Cost Total | Gas Avoided Cost Total | Elec CIC Totals | Gas CIC Totals | Elec Incentive Totals | Gas Incentive Totals | 3rd Party Cost Totals | 3rd Party Elec Cost Totals | 3rd Party NG Cost Totals | Y1 PV NEBs Totals | Y1 PV Elec NEBs Totals | Y1 PV Gas NEBs Totals | Recurring NEBs Totals | Recurring Elec NEBs Totals | Recurring NG NEBs Totals | Retail Elec Savings Totals | Retail Gas Savings Totals | Res Lighting
[13 empty] | 0 | 0 | #DIV/0! | #DIV/0! | #DIV/0! | #DIV/0! | #REF! | #DIV/0! | 0 | 0 | 0 | 0 | #DIV/0! | #DIV/0! | #DIV/0! | #DIV/0! |  | #DIV/0! | #DIV/0! | 0 | #DIV/0! | #DIV/0! | #REF! | #REF! | #REF! | #REF! | #REF! | Res Refrigeration
[13 empty] | 0 | 0 | #DIV/0! | #DIV/0! | #DIV/0! | #DIV/0! | #REF! | #DIV/0! | 0 | 0 | 0 | 0 | #DIV/0! | #DIV/0! | #DIV/0! | #DIV/0! | 0 | #DIV/0! | #DIV/0! | 0 | #DIV/0! | #DIV/0! | #REF! | #REF! | #REF! | #REF! | #REF! | Res Water Heating
[13 empty] | 0 | 0 | #DIV/0! | #DIV/0! | #DIV/0! | #DIV/0! | #REF! | #DIV/0! | 0 | 0 | 0 | 0 | #DIV/0! | #DIV/0! | #DIV/0! | #DIV/0! | 0 | #DIV/0! | #DIV/0! | 0 | #DIV/0! | #DIV/0! | #REF! | #REF! | #REF! | #REF! | #REF! | Res Dishwasher
[13 empty] | 0 | 0 | #DIV/0! | #DIV/0! | #DIV/0! | #DIV/0! | #REF! | #DIV/0! | 0 | 0 | 0 | 0 | #DIV/0! | #DIV/0! | #DIV/0! | #DIV/0! | 0 | #DIV/0! | #DIV/0! | 0 | #DIV/0! | #DIV/0! | #REF! | #REF! | #REF! | #REF! | #REF! | Res Washer Dryer
[13 empty] | 0 | 0 | #DIV/0! | #DIV/0! | #DIV/0! | #DIV/0! | #REF! | #DIV/0! | 0 | 0 | 0 | 0 | #DIV/0! | #DIV/0! | #DIV/0! | #DIV/0! | 0 | #DIV/0! | #DIV/0! | 0 | #DIV/0! | #DIV/0! | #REF! | #REF! | #REF! | #REF! | #REF! | Res Misc
[13 empty] | 0 | 0 | #DIV/0! | #DIV/0! | #DIV/0! | #DIV/0! | #REF! | #DIV/0! | 0 | 0 | 0 | 0 | #DIV/0! | #DIV/0! | #DIV/0! | #DIV/0! | 0 | #DIV/0! | #DIV/0! | 0 | #DIV/0! | #DIV/0! | #REF! | #REF! | #REF! | #REF! | #REF! | Res Furnace Fan
[13 empty] | 0 | 0 | #DIV/0! | #DIV/0! | #DIV/0! | #DIV/0! | #REF! | #DIV/0! | 0 | 0 | 0 | 0 | #DIV/0! | #DIV/0! | #DIV/0! | #DIV/0! | 0 | #DIV/0! | #DIV/0! | 0 | #DIV/0! | #DIV/0! | #REF! | #REF! | #REF! | #REF! | #REF! | NonRes Compressed Air
[13 empty] | 0 | 0 | #DIV/0! | #DIV/0! | #DIV/0! | #DIV/0! | #REF! | #DIV/0! | 0 | 0 | 0 | 0 | #DIV/0! | #DIV/0! | #DIV/0! | #DIV/0! | 0 | #DIV/0! | #DIV/0! | 0 | #DIV/0! | #DIV/0! | #REF! | #REF! | #REF! | #REF! | #REF! | NonRes Cooking
[13 empty] | 0 | 0 | #DIV/0! | #DIV/0! | #DIV/0! | #DIV/0! | #REF! | #DIV/0! | 0 | 0 | 0 | 0 | #DIV/0! | #DIV/0! | #DIV/0! | #DIV/0! | 0 | #DIV/0! | #DIV/0! | 0 | #DIV/0! | #DIV/0! | #REF! | #REF! | #REF! | #REF! | #REF! | NonRes Space Cooling
[13 empty] | 0 | 0 | #DIV/0! | #DIV/0! | #DIV/0! | #DIV/0! | #REF! | #DIV/0! | 0 | 0 | 0 | 0 | #DIV/0! | #DIV/0! | #DIV/0! | #DIV/0! | 0 | #DIV/0! | #DIV/0! | 0 | #DIV/0! | #DIV/0! | #REF! | #REF! | #REF! | #REF! | #REF! | NonRes Exterior Lighting
[13 empty] | 0 | 0 | #DIV/0! | #DIV/0! | #DIV/0! | #DIV/0! | #REF! | #DIV/0! | 0 | 0 | 0 | 0 | #DIV/0! | #DIV/0! | #DIV/0! | #DIV/0! | 0 | #DIV/0! | #DIV/0! | 0 | #DIV/0! | #DIV/0! | #REF! | #REF! | #REF! | #REF! | #REF! | NonRes Space Heating
[13 empty] | 0 | 0 | #DIV/0! | #DIV/0! | #DIV/0! | #DIV/0! | #REF! | #DIV/0! | 0 | 0 | 0 | 0 | #DIV/0! | #DIV/0! | #DIV/0! | #DIV/0! | 0 | #DIV/0! | #DIV/0! | 0 | #DIV/0! | #DIV/0! | #REF! | #REF! | #REF! | #REF! | #REF! | NonRes Water Heating
[13 empty] | 0 | 0 | #DIV/0! | #DIV/0! | #DIV/0! | #DIV/0! | #REF! | #DIV/0! | 0 | 0 | 0 | 0 | #DIV/0! | #DIV/0! | #DIV/0! | #DIV/0! | 0 | #DIV/0! | #DIV/0! | 0 | #DIV/0! | #DIV/0! | #REF! | #REF! | #REF! | #REF! | #REF! | NonRes Interior Lighting
[13 empty] | 0 | 0 | #DIV/0! | #DIV/0! | #DIV/0! | #DIV/0! | #REF! | #DIV/0! | 0 | 0 | 0 | 0 | #DIV/0! | #DIV/0! | #DIV/0! | #DIV/0! | 0 | #DIV/0! | #DIV/0! | 0 | #DIV/0! | #DIV/0! | #REF! | #REF! | #REF! | #REF! | #REF! | NonRes Misc
[13 empty] | 0 | 0 | #DIV/0! | #DIV/0! | #DIV/0! | #DIV/0! | #REF! | #DIV/0! | 0 | 0 | 0 | 0 | #DIV/0! | #DIV/0! | #DIV/0! | #DIV/0! | 0 | #DIV/0! | #DIV/0! | 0 | #DIV/0! | #DIV/0! | #REF! | #REF! | #REF! | #REF! | #REF! | NonRes Motors
[13 empty] | 0 | 0 | #DIV/0! | #DIV/0! | #DIV/0! | #DIV/0! | #REF! | #DIV/0! | 0 | 0 | 0 | 0 | #DIV/0! | #DIV/0! | #DIV/0! | #DIV/0! | 0 | #DIV/0! | #DIV/0! | 0 | #DIV/0! | #DIV/0! | #REF! | #REF! | #REF! | #REF! | #REF! | NonRes Office Equipment
[13 empty] | 0 | 0 | #DIV/0! | #DIV/0! | #DIV/0! | #DIV/0! | #REF! | #DIV/0! | 0 | 0 | 0 | 0 | #DIV/0! | #DIV/0! | #DIV/0! | #DIV/0! | 0 | #DIV/0! | #DIV/0! | 0 | #DIV/0! | #DIV/0! | #REF! | #REF! | #REF! | #REF! | #REF! | NonRes Process
[13 empty] | 0 | 0 | #DIV/0! | #DIV/0! | #DIV/0! | #DIV/0! | #REF! | #DIV/0! | 0 | 0 | 0 | 0 | #DIV/0! | #DIV/0! | #DIV/0! | #DIV/0! | 0 | #DIV/0! | #DIV/0! | 0 | #DIV/0! | #DIV/0! | #REF! | #REF! | #REF! | #REF! | #REF! | NonRes Refrigeration
[13 empty] | 0 | 0 | #DIV/0! | #DIV/0! | #DIV/0! | #DIV/0! | #REF! | #DIV/0! | 0 | 0 | 0 | 0 | #DIV/0! | #DIV/0! | #DIV/0! | #DIV/0! | 0 | #DIV/0! | #DIV/0! | 0 | #DIV/0! | #DIV/0! | #REF! | #REF! | #REF! | #REF! | #REF! | NonRes Ventilation
[13 empty] | 0 | 0 | #DIV/0! | #DIV/0! | #DIV/0! | #DIV/0! | #REF! | #DIV/0! | 0 | 0 | 0 | 0 | #DIV/0! | #DIV/0! | #DIV/0! | #DIV/0! | 0 | #DIV/0! | #DIV/0! | 0 | #DIV/0! | #DIV/0! | #REF! | #REF! | #REF! | #REF! | #REF!
[13 empty] | 0 | 0 | #DIV/0! | #DIV/0! | #DIV/0! | #DIV/0! | #REF! | #DIV/0! | 0 | 0 | 0 | 0 | #DIV/0! | #DIV/0! | #DIV/0! | #DIV/0! | 0 | #DIV/0! | #DIV/0! | 0 | #DIV/0! | #DIV/0! | #REF! | #REF! | #REF! | #REF! | #REF! | Annual
[13 empty] | 0 | 0 | #DIV/0! | #DIV/0! | #DIV/0! | #DIV/0! | #REF! | #DIV/0! | 0 | 0 | 0 | 0 | #DIV/0! | #DIV/0! | #DIV/0! | #DIV/0! | 0 | #DIV/0! | #DIV/0! | 0 | #DIV/0! | #DIV/0! | #REF! | #REF! | #REF! | #REF! | #REF! | Winter
[13 empty] | 0 | 0 | #DIV/0! | #DIV/0! | #DIV/0! | #DIV/0! | #REF! | #DIV/0! | 0 | 0 | 0 | 0 | #DIV/0! | #DIV/0! | #DIV/0! | #DIV/0! | 0 | #DIV/0! | #DIV/0! | 0 | #DIV/0! | #DIV/0! | #REF! | #REF! | #REF! | #REF! | #REF! | NA
[13 empty] | 0 | 0 | #DIV/0! | #DIV/0! | #DIV/0! | #DIV/0! | #REF! | #DIV/0! | 0 | 0 | 0 | 0 | #DIV/0! | #DIV/0! | #DIV/0! | #DIV/0! | 0 | #DIV/0! | #DIV/0! | 0 | #DIV/0! | #DIV/0! | #REF! | #REF! | #REF! | #REF! | #REF!
[13 empty] | 0 | 0 | #DIV/0! | #DIV/0! | #DIV/0! | #DIV/0! | #REF! | #DIV/0! | 0 | 0 | 0 | 0 | #DIV/0! | #DIV/0! | #DIV/0! | #DIV/0! | 0 | #DIV/0! | #DIV/0! | 0 | #DIV/0! | #DIV/0! | #REF! | #REF! | #REF! | #REF! | #REF!
[13 empty] | 0 | 0 | #DIV/0! | #DIV/0! | #DIV/0! | #DIV/0! | #REF! | #DIV/0! | 0 | 0 | 0 | 0 | #DIV/0! | #DIV/0! | #DIV/0! | #DIV/0! | 0 | #DIV/0! | #DIV/0! | 0 | #DIV/0! | #DIV/0! | #REF! | #REF! | #REF! | #REF! | #REF!
[13 empty] | 0 | 0 | #DIV/0! | #DIV/0! | #DIV/0! | #DIV/0! | #REF! | #DIV/0! | 0 | 0 | 0 | 0 | #DIV/0! | #DIV/0! | #DIV/0! | #DIV/0! | 0 | #DIV/0! | #DIV/0! | 0 | #DIV/0! | #DIV/0! | #REF! | #REF! | #REF! | #REF! | #REF!
[13 empty] | 0 | 0 | #DIV/0! | #DIV/0! | #DIV/0! | #DIV/0! | #REF! | #DIV/0! | 0 | 0 | 0 | 0 | #DIV/0! | #DIV/0! | #DIV/0! | #DIV/0! | 0 | #DIV/0! | #DIV/0! | 0 | #DIV/0! | #DIV/0! | #REF! | #REF! | #REF! | #REF! | #REF!
[13 empty] | 0 | 0 | #DIV/0! | #DIV/0! | #DIV/0! | #DIV/0! | #REF! | #DIV/0! | 0 | 0 | 0 | 0 | #DIV/0! | #DIV/0! | #DIV/0! | #DIV/0! | 0 | #DIV/0! | #DIV/0! | 0 | #DIV/0! | #DIV/0! | #REF! | #REF! | #REF! | #REF! | #REF!
[13 empty] | 0 | 0 | #DIV/0! | #DIV/0! | #DIV/0! | #DIV/0! | #REF! | #DIV/0! | 0 | 0 | 0 | 0 | #DIV/0! | #DIV/0! | #DIV/0! | #DIV/0! | 0 | #DIV/0! | #DIV/0! | 0 | #DIV/0! | #DIV/0! | #REF! | #REF! | #REF! | #REF! | #REF!
[13 empty] | 0 | 0 | #DIV/0! | #DIV/0! | #DIV/0! | #DIV/0! | #REF! | #DIV/0! | 0 | 0 | 0 | 0 | #DIV/0! | #DIV/0! | #DIV/0! | #DIV/0! | 0 | #DIV/0! | #DIV/0! | 0 | #DIV/0! | #DIV/0! | #REF! | #REF! | #REF! | #REF! | #REF!
[13 empty] | 0 | 0 | #DIV/0! | #DIV/0! | #DIV/0! | #DIV/0! | #REF! | #DIV/0! | 0 | 0 | 0 | 0 | #DIV/0! | #DIV/0! | #DIV/0! | #DIV/0! | 0 | #DIV/0! | #DIV/0! | 0 | #DIV/0! | #DIV/0! | #REF! | #REF! | #REF! | #REF! | #REF!
[13 empty] | 0 | 0 | #DIV/0! | #DIV/0! | #DIV/0! | #DIV/0! | #REF! | #DIV/0! | 0 | 0 | 0 | 0 | #DIV/0! | #DIV/0! | #DIV/0! | #DIV/0! | 0 | #DIV/0! | #DIV/0! | 0 | #DIV/0! | #DIV/0! | #REF! | #REF! | #REF! | #REF! | #REF!
[13 empty] | 0 | 0 | #DIV/0! | #DIV/0! | #DIV/0! | #DIV/0! | #REF! | #DIV/0! | 0 | 0 | 0 | 0 | #DIV/0! | #DIV/0! | #DIV/0! | #DIV/0! | 0 | #DIV/0! | #DIV/0! | 0 | #DIV/0! | #DIV/0! | #REF! | #REF! | #REF! | #REF! | #REF!
|  |  | NA | [9 empty] | 0 | 0 | #DIV/0! | #DIV/0! | #DIV/0! | #DIV/0! | #REF! | #DIV/0! | 0 | 0 | 0 | 0 | #DIV/0! | #DIV/0! | #DIV/0! | #DIV/0! | 0 | #DIV/0! | #DIV/0! | 0 | #DIV/0! | #DIV/0! | #REF! | #REF! | #REF! | #REF! | #REF!
|  |  | NA | [9 empty] | 0 | 0 | #DIV/0! | #DIV/0! | #DIV/0! | #DIV/0! | #REF! | #DIV/0! | 0 | 0 | 0 | 0 | #DIV/0! | #DIV/0! | #DIV/0! | #DIV/0! | 0 | #DIV/0! | #DIV/0! | 0 | #DIV/0! | #DIV/0! | #REF! | #REF! | #REF! | #REF! | #REF!
|  |  | NA | [9 empty] | 0 | 0 | #DIV/0! | #DIV/0! | #DIV/0! | #DIV/0! | #REF! | #DIV/0! | 0 | 0 | 0 | 0 | #DIV/0! | #DIV/0! | #DIV/0! | #DIV/0! | 0 | #DIV/0! | #DIV/0! | 0 | #DIV/0! | #DIV/0! | #REF! | #REF! | #REF! | #REF! | #REF!
|  |  | NA | [9 empty] | 0 | 0 | #DIV/0! | #DIV/0! | #DIV/0! | #DIV/0! | #REF! | #DIV/0! | 0 | 0 | 0 | 0 | #DIV/0! | #DIV/0! | #DIV/0! | #DIV/0! | 0 | #DIV/0! | #DIV/0! | 0 | #DIV/0! | #DIV/0! | #REF! | #REF! | #REF! | #REF! | #REF!
|  |  | NA | [9 empty] | 0 | 0 | #DIV/0! | #DIV/0! | #DIV/0! | #DIV/0! | #REF! | #DIV/0! | 0 | 0 | 0 | 0 | #DIV/0! | #DIV/0! | #DIV/0! | #DIV/0! | 0 | #DIV/0! | #DIV/0! | 0 | #DIV/0! | #DIV/0! | #REF! | #REF! | #REF! | #REF! | #REF!
|  |  | NA | [9 empty] | 0 | 0 | #DIV/0! | #DIV/0! | #DIV/0! | #DIV/0! | #REF! | #DIV/0! | 0 | 0 | 0 | 0 | #DIV/0! | #DIV/0! | #DIV/0! | #DIV/0! | 0 | #DIV/0! | #DIV/0! | 0 | #DIV/0! | #DIV/0! | #REF! | #REF! | #REF! | #REF! | #REF!
|  |  | NA | [9 empty] | 0 | 0 | #DIV/0! | #DIV/0! | #DIV/0! | #DIV/0! | #REF! | #DIV/0! | 0 | 0 | 0 | 0 | #DIV/0! | #DIV/0! | #DIV/0! | #DIV/0! | 0 | #DIV/0! | #DIV/0! | 0 | #DIV/0! | #DIV/0! | #REF! | #REF! | #REF! | #REF! | #REF!
|  |  | NA | [9 empty] | 0 | 0 | #DIV/0! | #DIV/0! | #DIV/0! | #DIV/0! | #REF! | #DIV/0! | 0 | 0 | 0 | 0 | #DIV/0! | #DIV/0! | #DIV/0! | #DIV/0! | 0 | #DIV/0! | #DIV/0! | 0 | #DIV/0! | #DIV/0! | #REF! | #REF! | #REF! | #REF! | #REF!
|  |  | NA | [9 empty] | 0 | 0 | #DIV/0! | #DIV/0! | #DIV/0! | #DIV/0! | #REF! | #DIV/0! | 0 | 0 | 0 | 0 | #DIV/0! | #DIV/0! | #DIV/0! | #DIV/0! | 0 | #DIV/0! | #DIV/0! | 0 | #DIV/0! | #DIV/0! | #REF! | #REF! | #REF! | #REF! | #REF!
|  |  | NA | [9 empty] | 0 | 0 | #DIV/0! | #DIV/0! | #DIV/0! | #DIV/0! | #REF! | #DIV/0! | 0 | 0 | 0 | 0 | #DIV/0! | #DIV/0! | #DIV/0! | #DIV/0! | 0 | #DIV/0! | #DIV/0! | 0 | #DIV/0! | #DIV/0! | #REF! | #REF! | #REF! | #REF! | #REF!
|  |  | NA | [9 empty] | 0 | 0 | #DIV/0! | #DIV/0! | #DIV/0! | #DIV/0! | #REF! | #DIV/0! | 0 | 0 | 0 | 0 | #DIV/0! | #DIV/0! | #DIV/0! | #DIV/0! | 0 | #DIV/0! | #DIV/0! | 0 | #DIV/0! | #DIV/0! | #REF! | #REF! | #REF! | #REF! | #REF!
|  |  | NA | [9 empty] | 0 | 0 | #DIV/0! | #DIV/0! | #DIV/0! | #DIV/0! | #REF! | #DIV/0! | 0 | 0 | 0 | 0 | #DIV/0! | #DIV/0! | #DIV/0! | #DIV/0! | 0 | #DIV/0! | #DIV/0! | 0 | #DIV/0! | #DIV/0! | #REF! | #REF! | #REF! | #REF! | #REF!
|  |  | NA | [9 empty] | 0 | 0 | #DIV/0! | #DIV/0! | #DIV/0! | #DIV/0! | #REF! | #DIV/0! | 0 | 0 | 0 | 0 | #DIV/0! | #DIV/0! | #DIV/0! | #DIV/0! | 0 | #DIV/0! | #DIV/0! | 0 | #DIV/0! | #DIV/0! | #REF! | #REF! | #REF! | #REF! | #REF!
|  |  | NA | [9 empty] | 0 | 0 | #DIV/0! | #DIV/0! | #DIV/0! | #DIV/0! | #REF! | #DIV/0! | 0 | 0 | 0 | 0 | #DIV/0! | #DIV/0! | #DIV/0! | #DIV/0! | 0 | #DIV/0! | #DIV/0! | 0 | #DIV/0! | #DIV/0! | #REF! | #REF! | #REF! | #REF! | #REF!
|  |  | NA | [9 empty] | 0 | 0 | #DIV/0! | #DIV/0! | #DIV/0! | #DIV/0! | #REF! | #DIV/0! | 0 | 0 | 0 | 0 | #DIV/0! | #DIV/0! | #DIV/0! | #DIV/0! | 0 | #DIV/0! | #DIV/0! | 0 | #DIV/0! | #DIV/0! | #REF! | #REF! | #REF! | #REF! | #REF!
|  |  | NA | [9 empty] | 0 | 0 | #DIV/0! | #DIV/0! | #DIV/0! | #DIV/0! | #REF! | #DIV/0! | 0 | 0 | 0 | 0 | #DIV/0! | #DIV/0! | #DIV/0! | #DIV/0! | 0 | #DIV/0! | #DIV/0! | 0 | #DIV/0! | #DIV/0! | #REF! | #REF! | #REF! | #REF! | #REF!
|  |  | NA | [9 empty] | 0 | 0 | #DIV/0! | #DIV/0! | #DIV/0! | #DIV/0! | #REF! | #DIV/0! | 0 | 0 | 0 | 0 | #DIV/0! | #DIV/0! | #DIV/0! | #DIV/0! | 0 | #DIV/0! | #DIV/0! | 0 | #DIV/0! | #DIV/0! | #REF! | #REF! | #REF! | #REF! | #REF!
|  |  | NA | [9 empty] | 0 | 0 | #DIV/0! | #DIV/0! | #DIV/0! | #DIV/0! | #REF! | #DIV/0! | 0 | 0 | 0 | 0 | #DIV/0! | #DIV/0! | #DIV/0! | #DIV/0! | 0 | #DIV/0! | #DIV/0! | 0 | #DIV/0! | #DIV/0! | #REF! | #REF! | #REF! | #REF! | #REF!
|  |  | NA | [9 empty] | 0 | 0 | #DIV/0! | #DIV/0! | #DIV/0! | #DIV/0! | #REF! | #DIV/0! | 0 | 0 | 0 | 0 | #DIV/0! | #DIV/0! | #DIV/0! | #DIV/0! | 0 | #DIV/0! | #DIV/0! | 0 | #DIV/0! | #DIV/0! | #REF! | #REF! | #REF! | #REF! | #REF!
|  |  | NA | [9 empty] | 0 | 0 | #DIV/0! | #DIV/0! | #DIV/0! | #DIV/0! | #REF! | #DIV/0! | 0 | 0 | 0 | 0 | #DIV/0! | #DIV/0! | #DIV/0! | #DIV/0! | 0 | #DIV/0! | #DIV/0! | 0 | #DIV/0! | #DIV/0! | #REF! | #REF! | #REF! | #REF! | #REF!
|  |  | NA | [9 empty] | 0 | 0 | #DIV/0! | #DIV/0! | #DIV/0! | #DIV/0! | #REF! | #DIV/0! | 0 | 0 | 0 | 0 | #DIV/0! | #DIV/0! | #DIV/0! | #DIV/0! | 0 | #DIV/0! | #DIV/0! | 0 | #DIV/0! | #DIV/0! | #REF! | #REF! | #REF! | #REF! | #REF!
|  |  | NA | [9 empty] | 0 | 0 | #DIV/0! | #DIV/0! | #DIV/0! | #DIV/0! | #REF! | #DIV/0! | 0 | 0 | 0 | 0 | #DIV/0! | #DIV/0! | #DIV/0! | #DIV/0! | 0 | #DIV/0! | #DIV/0! | 0 | #DIV/0! | #DIV/0! | #REF! | #REF! | #REF! | #REF! | #REF!
|  |  | NA | [9 empty] | 0 | 0 | #DIV/0! | #DIV/0! | #DIV/0! | #DIV/0! | #REF! | #DIV/0! | 0 | 0 | 0 | 0 | #DIV/0! | #DIV/0! | #DIV/0! | #DIV/0! | 0 | #DIV/0! | #DIV/0! | 0 | #DIV/0! | #DIV/0! | #REF! | #REF! | #REF! | #REF! | #REF!
|  |  | NA | [9 empty] | 0 | 0 | #DIV/0! | #DIV/0! | #DIV/0! | #DIV/0! | #REF! | #DIV/0! | 0 | 0 | 0 | 0 | #DIV/0! | #DIV/0! | #DIV/0! | #DIV/0! | 0 | #DIV/0! | #DIV/0! | 0 | #DIV/0! | #DIV/0! | #REF! | #REF! | #REF! | #REF! | #REF!
|  |  | NA | [9 empty] | 0 | 0 | #DIV/0! | #DIV/0! | #DIV/0! | #DIV/0! | #REF! | #DIV/0! | 0 | 0 | 0 | 0 | #DIV/0! | #DIV/0! | #DIV/0! | #DIV/0! | 0 | #DIV/0! | #DIV/0! | 0 | #DIV/0! | #DIV/0! | #REF! | #REF! | #REF! | #REF! | #REF!
|  |  | NA | [9 empty] | 0 | 0 | #DIV/0! | #DIV/0! | #DIV/0! | #DIV/0! | #REF! | #DIV/0! | 0 | 0 | 0 | 0 | #DIV/0! | #DIV/0! | #DIV/0! | #DIV/0! | 0 | #DIV/0! | #DIV/0! | 0 | #DIV/0! | #DIV/0! | #REF! | #REF! | #REF! | #REF! | #REF!
|  |  | NA | [9 empty] | 0 | 0 | #DIV/0! | #DIV/0! | #DIV/0! | #DIV/0! | #REF! | #DIV/0! | 0 | 0 | 0 | 0 | #DIV/0! | #DIV/0! | #DIV/0! | #DIV/0! | 0 | #DIV/0! | #DIV/0! | 0 | #DIV/0! | #DIV/0! | #REF! | #REF! | #REF! | #REF! | #REF!
|  |  | NA | [9 empty] | 0 | 0 | #DIV/0! | #DIV/0! | #DIV/0! | #DIV/0! | #REF! | #DIV/0! | 0 | 0 | 0 | 0 | #DIV/0! | #DIV/0! | #DIV/0! | #DIV/0! | 0 | #DIV/0! | #DIV/0! | 0 | #DIV/0! | #DIV/0! | #REF! | #REF! | #REF! | #REF! | #REF!
|  |  | NA | [9 empty] | 0 | 0 | #DIV/0! | #DIV/0! | #DIV/0! | #DIV/0! | #REF! | #DIV/0! | 0 | 0 | 0 | 0 | #DIV/0! | #DIV/0! | #DIV/0! | #DIV/0! | 0 | #DIV/0! | #DIV/0! | 0 | #DIV/0! | #DIV/0! | #REF! | #REF! | #REF! | #REF! | #REF!
|  |  | NA | [9 empty] | 0 | 0 | #DIV/0! | #DIV/0! | #DIV/0! | #DIV/0! | #REF! | #DIV/0! | 0 | 0 | 0 | 0 | #DIV/0! | #DIV/0! | #DIV/0! | #DIV/0! | 0 | #DIV/0! | #DIV/0! | 0 | #DIV/0! | #DIV/0! | #REF! | #REF! | #REF! | #REF! | #REF!
|  |  | NA | [9 empty] | 0 | 0 | #DIV/0! | #DIV/0! | #DIV/0! | #DIV/0! | #REF! | #DIV/0! | 0 | 0 | 0 | 0 | #DIV/0! | #DIV/0! | #DIV/0! | #DIV/0! | 0 | #DIV/0! | #DIV/0! | 0 | #DIV/0! | #DIV/0! | #REF! | #REF! | #REF! | #REF! | #REF!
|  |  | NA | [9 empty] | 0 | 0 | #DIV/0! | #DIV/0! | #DIV/0! | #DIV/0! | #REF! | #DIV/0! | 0 | 0 | 0 | 0 | #DIV/0! | #DIV/0! | #DIV/0! | #DIV/0! | 0 | #DIV/0! | #DIV/0! | 0 | #DIV/0! | #DIV/0! | #REF! | #REF! | #REF! | #REF! | #REF!
|  |  | NA | [9 empty] | 0 | 0 | #DIV/0! | #DIV/0! | #DIV/0! | #DIV/0! | #REF! | #DIV/0! | 0 | 0 | 0 | 0 | #DIV/0! | #DIV/0! | #DIV/0! | #DIV/0! | 0 | #DIV/0! | #DIV/0! | 0 | #DIV/0! | #DIV/0! | #REF! | #REF! | #REF! | #REF! | #REF!
|  |  | NA | [9 empty] | 0 | 0 | #DIV/0! | #DIV/0! | #DIV/0! | #DIV/0! | #REF! | #DIV/0! | 0 | 0 | 0 | 0 | #DIV/0! | #DIV/0! | #DIV/0! | #DIV/0! | 0 | #DIV/0! | #DIV/0! | 0 | #DIV/0! | #DIV/0! | #REF! | #REF! | #REF! | #REF! | #REF!
|  |  | NA | [9 empty] | 0 | 0 | #DIV/0! | #DIV/0! | #DIV/0! | #DIV/0! | #REF! | #DIV/0! | 0 | 0 | 0 | 0 | #DIV/0! | #DIV/0! | #DIV/0! | #DIV/0! | 0 | #DIV/0! | #DIV/0! | 0 | #DIV/0! | #DIV/0! | #REF! | #REF! | #REF! | #REF! | #REF!
|  |  | NA | [9 empty] | 0 | 0 | #DIV/0! | #DIV/0! | #DIV/0! | #DIV/0! | #REF! | #DIV/0! | 0 | 0 | 0 | 0 | #DIV/0! | #DIV/0! | #DIV/0! | #DIV/0! | 0 | #DIV/0! | #DIV/0! | 0 | #DIV/0! | #DIV/0! | #REF! | #REF! | #REF! | #REF! | #REF!
|  |  | NA | [9 empty] | 0 | 0 | #DIV/0! | #DIV/0! | #DIV/0! | #DIV/0! | #REF! | #DIV/0! | 0 | 0 | 0 | 0 | #DIV/0! | #DIV/0! | #DIV/0! | #DIV/0! | 0 | #DIV/0! | #DIV/0! | 0 | #DIV/0! | #DIV/0! | #REF! | #REF! | #REF! | #REF! | #REF!
|  |  | NA | [9 empty] | 0 | 0 | #DIV/0! | #DIV/0! | #DIV/0! | #DIV/0! | #REF! | #DIV/0! | 0 | 0 | 0 | 0 | #DIV/0! | #DIV/0! | #DIV/0! | #DIV/0! | 0 | #DIV/0! | #DIV/0! | 0 | #DIV/0! | #DIV/0! | #REF! | #REF! | #REF! | #REF! | #REF!
|  |  | NA | [9 empty] | 0 | 0 | #DIV/0! | #DIV/0! | #DIV/0! | #DIV/0! | #REF! | #DIV/0! | 0 | 0 | 0 | 0 | #DIV/0! | #DIV/0! | #DIV/0! | #DIV/0! | 0 | #DIV/0! | #DIV/0! | 0 | #DIV/0! | #DIV/0! | #REF! | #REF! | #REF! | #REF! | #REF!
|  |  | NA | [9 empty] | 0 | 0 | #DIV/0! | #DIV/0! | #DIV/0! | #DIV/0! | #REF! | #DIV/0! | 0 | 0 | 0 | 0 | #DIV/0! | #DIV/0! | #DIV/0! | #DIV/0! | 0 | #DIV/0! | #DIV/0! | 0 | #DIV/0! | #DIV/0! | #REF! | #REF! | #REF! | #REF! | #REF!
|  |  | NA | [9 empty] | 0 | 0 | #DIV/0! | #DIV/0! | #DIV/0! | #DIV/0! | #REF! | #DIV/0! | 0 | 0 | 0 | 0 | #DIV/0! | #DIV/0! | #DIV/0! | #DIV/0! | 0 | #DIV/0! | #DIV/0! | 0 | #DIV/0! | #DIV/0! | #REF! | #REF! | #REF! | #REF! | #REF!
|  |  | NA | [9 empty] | 0 | 0 | #DIV/0! | #DIV/0! | #DIV/0! | #DIV/0! | #REF! | #DIV/0! | 0 | 0 | 0 | 0 | #DIV/0! | #DIV/0! | #DIV/0! | #DIV/0! | 0 | #DIV/0! | #DIV/0! | 0 | #DIV/0! | #DIV/0! | #REF! | #REF! | #REF! | #REF! | #REF!
|  |  | NA | [9 empty] | 0 | 0 | #DIV/0! | #DIV/0! | #DIV/0! | #DIV/0! | #REF! | #DIV/0! | 0 | 0 | 0 | 0 | #DIV/0! | #DIV/0! | #DIV/0! | #DIV/0! | 0 | #DIV/0! | #DIV/0! | 0 | #DIV/0! | #DIV/0! | #REF! | #REF! | #REF! | #REF! | #REF!
|  |  | NA | [9 empty] | 0 | 0 | #DIV/0! | #DIV/0! | #DIV/0! | #DIV/0! | #REF! | #DIV/0! | 0 | 0 | 0 | 0 | #DIV/0! | #DIV/0! | #DIV/0! | #DIV/0! | 0 | #DIV/0! | #DIV/0! | 0 | #DIV/0! | #DIV/0! | #REF! | #REF! | #REF! | #REF! | #REF!
|  |  | NA | [9 empty] | 0 | 0 | #DIV/0! | #DIV/0! | #DIV/0! | #DIV/0! | #REF! | #DIV/0! | 0 | 0 | 0 | 0 | #DIV/0! | #DIV/0! | #DIV/0! | #DIV/0! | 0 | #DIV/0! | #DIV/0! | 0 | #DIV/0! | #DIV/0! | #REF! | #REF! | #REF! | #REF! | #REF!
|  |  | NA | [9 empty] | 0 | 0 | #DIV/0! | #DIV/0! | #DIV/0! | #DIV/0! | #REF! | #DIV/0! | 0 | 0 | 0 | 0 | #DIV/0! | #DIV/0! | #DIV/0! | #DIV/0! | 0 | #DIV/0! | #DIV/0! | 0 | #DIV/0! | #DIV/0! | #REF! | #REF! | #REF! | #REF! | #REF!
|  |  | NA | [9 empty] | 0 | 0 | #DIV/0! | #DIV/0! | #DIV/0! | #DIV/0! | #REF! | #DIV/0! | 0 | 0 | 0 | 0 | #DIV/0! | #DIV/0! | #DIV/0! | #DIV/0! | 0 | #DIV/0! | #DIV/0! | 0 | #DIV/0! | #DIV/0! | #REF! | #REF! | #REF! | #REF! | #REF!
|  |  | NA | [9 empty] | 0 | 0 | #DIV/0! | #DIV/0! | #DIV/0! | #DIV/0! | #REF! | #DIV/0! | 0 | 0 | 0 | 0 | #DIV/0! | #DIV/0! | #DIV/0! | #DIV/0! | 0 | #DIV/0! | #DIV/0! | 0 | #DIV/0! | #DIV/0! | #REF! | #REF! | #REF! | #REF! | #REF!
|  |  | NA | [9 empty] | 0 | 0 | #DIV/0! | #DIV/0! | #DIV/0! | #DIV/0! | #REF! | #DIV/0! | 0 | 0 | 0 | 0 | #DIV/0! | #DIV/0! | #DIV/0! | #DIV/0! | 0 | #DIV/0! | #DIV/0! | 0 | #DIV/0! | #DIV/0! | #REF! | #REF! | #REF! | #REF! | #REF!
|  |  | NA | [9 empty] | 0 | 0 | #DIV/0! | #DIV/0! | #DIV/0! | #DIV/0! | #REF! | #DIV/0! | 0 | 0 | 0 | 0 | #DIV/0! | #DIV/0! | #DIV/0! | #DIV/0! | 0 | #DIV/0! | #DIV/0! | 0 | #DIV/0! | #DIV/0! | #REF! | #REF! | #REF! | #REF! | #REF!
|  |  | NA | [9 empty] | 0 | 0 | #DIV/0! | #DIV/0! | #DIV/0! | #DIV/0! | #REF! | #DIV/0! | 0 | 0 | 0 | 0 | #DIV/0! | #DIV/0! | #DIV/0! | #DIV/0! | 0 | #DIV/0! | #DIV/0! | 0 | #DIV/0! | #DIV/0! | #REF! | #REF! | #REF! | #REF! | #REF!
|  |  | NA | [9 empty] | 0 | 0 | #DIV/0! | #DIV/0! | #DIV/0! | #DIV/0! | #REF! | #DIV/0! | 0 | 0 | 0 | 0 | #DIV/0! | #DIV/0! | #DIV/0! | #DIV/0! | 0 | #DIV/0! | #DIV/0! | 0 | #DIV/0! | #DIV/0! | #REF! | #REF! | #REF! | #REF! | #REF!
|  |  | NA | [9 empty] | 0 | 0 | #DIV/0! | #DIV/0! | #DIV/0! | #DIV/0! | #REF! | #DIV/0! | 0 | 0 | 0 | 0 | #DIV/0! | #DIV/0! | #DIV/0! | #DIV/0! | 0 | #DIV/0! | #DIV/0! | 0 | #DIV/0! | #DIV/0! | #REF! | #REF! | #REF! | #REF! | #REF!
|  |  | NA | [9 empty] | 0 | 0 | #DIV/0! | #DIV/0! | #DIV/0! | #DIV/0! | #REF! | #DIV/0! | 0 | 0 | 0 | 0 | #DIV/0! | #DIV/0! | #DIV/0! | #DIV/0! | 0 | #DIV/0! | #DIV/0! | 0 | #DIV/0! | #DIV/0! | #REF! | #REF! | #REF! | #REF! | #REF!
|  |  | NA | [9 empty] | 0 | 0 | #DIV/0! | #DIV/0! | #DIV/0! | #DIV/0! | #REF! | #DIV/0! | 0 | 0 | 0 | 0 | #DIV/0! | #DIV/0! | #DIV/0! | #DIV/0! | 0 | #DIV/0! | #DIV/0! | 0 | #DIV/0! | #DIV/0! | #REF! | #REF! | #REF! | #REF! | #REF!
|  |  | NA | [9 empty] | 0 | 0 | #DIV/0! | #DIV/0! | #DIV/0! | #DIV/0! | #REF! | #DIV/0! | 0 | 0 | 0 | 0 | #DIV/0! | #DIV/0! | #DIV/0! | #DIV/0! | 0 | #DIV/0! | #DIV/0! | 0 | #DIV/0! | #DIV/0! | #REF! | #REF! | #REF! | #REF! | #REF!
|  |  | NA | [9 empty] | 0 | 0 | #DIV/0! | #DIV/0! | #DIV/0! | #DIV/0! | #REF! | #DIV/0! | 0 | 0 | 0 | 0 | #DIV/0! | #DIV/0! | #DIV/0! | #DIV/0! | 0 | #DIV/0! | #DIV/0! | 0 | #DIV/0! | #DIV/0! | #REF! | #REF! | #REF! | #REF! | #REF!
|  |  | NA | [9 empty] | 0 | 0 | #DIV/0! | #DIV/0! | #DIV/0! | #DIV/0! | #REF! | #DIV/0! | 0 | 0 | 0 | 0 | #DIV/0! | #DIV/0! | #DIV/0! | #DIV/0! | 0 | #DIV/0! | #DIV/0! | 0 | #DIV/0! | #DIV/0! | #REF! | #REF! | #REF! | #REF! | #REF!
|  |  | NA | [9 empty] | 0 | 0 | #DIV/0! | #DIV/0! | #DIV/0! | #DIV/0! | #REF! | #DIV/0! | 0 | 0 | 0 | 0 | #DIV/0! | #DIV/0! | #DIV/0! | #DIV/0! | 0 | #DIV/0! | #DIV/0! | 0 | #DIV/0! | #DIV/0! | #REF! | #REF! | #REF! | #REF! | #REF!
|  |  | NA | [9 empty] | 0 | 0 | #DIV/0! | #DIV/0! | #DIV/0! | #DIV/0! | #REF! | #DIV/0! | 0 | 0 | 0 | 0 | #DIV/0! | #DIV/0! | #DIV/0! | #DIV/0! | 0 | #DIV/0! | #DIV/0! | 0 | #DIV/0! | #DIV/0! | #REF! | #REF! | #REF! | #REF! | #REF!
|  |  | NA | [9 empty] | 0 | 0 | #DIV/0! | #DIV/0! | #DIV/0! | #DIV/0! | #REF! | #DIV/0! | 0 | 0 | 0 | 0 | #DIV/0! | #DIV/0! | #DIV/0! | #DIV/0! | 0 | #DIV/0! | #DIV/0! | 0 | #DIV/0! | #DIV/0! | #REF! | #REF! | #REF! | #REF! | #REF!
|  |  | NA | [9 empty] | 0 | 0 | #DIV/0! | #DIV/0! | #DIV/0! | #DIV/0! | #REF! | #DIV/0! | 0 | 0 | 0 | 0 | #DIV/0! | #DIV/0! | #DIV/0! | #DIV/0! | 0 | #DIV/0! | #DIV/0! | 0 | #DIV/0! | #DIV/0! | #REF! | #REF! | #REF! | #REF! | #REF!
|  |  | NA | [9 empty] | 0 | 0 | #DIV/0! | #DIV/0! | #DIV/0! | #DIV/0! | #REF! | #DIV/0! | 0 | 0 | 0 | 0 | #DIV/0! | #DIV/0! | #DIV/0! | #DIV/0! | 0 | #DIV/0! | #DIV/0! | 0 | #DIV/0! | #DIV/0! | #REF! | #REF! | #REF! | #REF! | #REF!
|  |  | NA | [9 empty] | 0 | 0 | #DIV/0! | #DIV/0! | #DIV/0! | #DIV/0! | #REF! | #DIV/0! | 0 | 0 | 0 | 0 | #DIV/0! | #DIV/0! | #DIV/0! | #DIV/0! | 0 | #DIV/0! | #DIV/0! | 0 | #DIV/0! | #DIV/0! | #REF! | #REF! | #REF! | #REF! | #REF!
|  |  | NA | [9 empty] | 0 | 0 | #DIV/0! | #DIV/0! | #DIV/0! | #DIV/0! | #REF! | #DIV/0! | 0 | 0 | 0 | 0 | #DIV/0! | #DIV/0! | #DIV/0! | #DIV/0! | 0 | #DIV/0! | #DIV/0! | 0 | #DIV/0! | #DIV/0! | #REF! | #REF! | #REF! | #REF! | #REF!
Total | [20 empty] | 0 | 0 | 0 | 0 | 0 | 0 | 0 | 0 | 0 | 0 | 0 | 0 | 0 | 0 | #REF! | #REF! | #REF! | #REF! | #REF!
Note on AJ3: Rff9457: Based on Oracle estimated program costs

## 3.6 - Open (hidden)
Open |  |  |  |  | User Entered Data |  | Calculated | [19 empty] | Program Totals | [18 empty] | Res Space Heat
Res AC
Measure Description | 2018 Est Units | Ref | Elec Measure Type | Therm Savings Type | Customer Incremental Cost | Ref | Y1 KWh Savings | Ref | Y1 Therm Savings | Measure Life | Ref | Total Incentive | Ref | Y1 PV NEBs | Recurring NEBs | Ref | UOM | Savings Source | PV of Electric AC | PV of NG AC | Elec CIC | NG CIC | Elec Incentive | NG Incentive | Sub TRC | Sub UCT | Y1 KWh Totals | Y1 Therm Totals | Elec Avoided Cost Total | Gas Avoided Cost Total | Elec CIC Totals | Gas CIC Totals | Elec Incentive Totals | Gas Incentive Totals | 3rd Party Cost Totals | 3rd Party Elec Cost Totals | 3rd Party NG Cost Totals | Y1 PV NEBs Totals | Y1 PV Elec NEBs Totals | Y1 PV Gas NEBs Totals | Recurring NEBs Totals | Recurring Elec NEBs Totals | Recurring NG NEBs Totals | Retail Elec Savings Totals | Retail Gas Savings Totals | Res Lighting
[19 empty] | 0 | 0 | 0 | 0 | 0 | 0 | #REF! | #DIV/0! | 0 | 0 | 0 | 0 | 0 | 0 | 0 | 0 | 0 | 0 | 0 | 0 | #DIV/0! | #DIV/0! | #REF! | #REF! | #REF! | #REF! | #REF! | Res Refrigeration
[19 empty] | 0 | 0 | 0 | 0 | 0 | 0 | #REF! | #DIV/0! | 0 | 0 | 0 | 0 | 0 | 0 | 0 | 0 | 0 | 0 | 0 | 0 | #DIV/0! | #DIV/0! | #REF! | #REF! | #REF! | #REF! | #REF! | Res Water Heating
[19 empty] | 0 | 0 | 0 | 0 | 0 | 0 | #REF! | #DIV/0! | 0 | 0 | 0 | 0 | 0 | 0 | 0 | 0 | 0 | 0 | 0 | 0 | #DIV/0! | #DIV/0! | #REF! | #REF! | #REF! | #REF! | #REF! | Res Dishwasher
|  |  |  | NA | [14 empty] | 0 | 0 | 0 | 0 | 0 | 0 | #REF! | #DIV/0! | 0 | 0 | 0 | 0 | 0 | 0 | 0 | 0 | 0 | 0 | 0 | 0 | #DIV/0! | #DIV/0! | #REF! | #REF! | #REF! | #REF! | #REF! | Res Washer Dryer
|  |  |  | NA | [14 empty] | 0 | 0 | 0 | 0 | 0 | 0 | #REF! | #DIV/0! | 0 | 0 | 0 | 0 | 0 | 0 | 0 | 0 | 0 | 0 | 0 | 0 | #DIV/0! | #DIV/0! | #REF! | #REF! | #REF! | #REF! | #REF! | Res Misc
|  |  |  | NA | [14 empty] | 0 | 0 | 0 | 0 | 0 | 0 | #REF! | #DIV/0! | 0 | 0 | 0 | 0 | 0 | 0 | 0 | 0 | 0 | 0 | 0 | 0 | #DIV/0! | #DIV/0! | #REF! | #REF! | #REF! | #REF! | #REF! | Res Furnace Fan
|  |  |  | NA | [14 empty] | 0 | 0 | 0 | 0 | 0 | 0 | #REF! | #DIV/0! | 0 | 0 | 0 | 0 | 0 | 0 | 0 | 0 | 0 | 0 | 0 | 0 | #DIV/0! | #DIV/0! | #REF! | #REF! | #REF! | #REF! | #REF! | NonRes Compressed Air
|  |  |  | NA | [14 empty] | 0 | 0 | 0 | 0 | 0 | 0 | #REF! | #DIV/0! | 0 | 0 | 0 | 0 | 0 | 0 | 0 | 0 | 0 | 0 | 0 | 0 | #DIV/0! | #DIV/0! | #REF! | #REF! | #REF! | #REF! | #REF! | NonRes Cooking
|  |  |  | NA | [14 empty] | 0 | 0 | 0 | 0 | 0 | 0 | #REF! | #DIV/0! | 0 | 0 | 0 | 0 | 0 | 0 | 0 | 0 | 0 | 0 | 0 | 0 | #DIV/0! | #DIV/0! | #REF! | #REF! | #REF! | #REF! | #REF! | NonRes Space Cooling
|  |  |  | NA | [14 empty] | 0 | 0 | 0 | 0 | 0 | 0 | #REF! | #DIV/0! | 0 | 0 | 0 | 0 | 0 | 0 | 0 | 0 | 0 | 0 | 0 | 0 | #DIV/0! | #DIV/0! | #REF! | #REF! | #REF! | #REF! | #REF! | NonRes Exterior Lighting
|  |  |  | NA | [14 empty] | 0 | 0 | 0 | 0 | 0 | 0 | #REF! | #DIV/0! | 0 | 0 | 0 | 0 | 0 | 0 | 0 | 0 | 0 | 0 | 0 | 0 | #DIV/0! | #DIV/0! | #REF! | #REF! | #REF! | #REF! | #REF! | NonRes Space Heating
|  |  |  | NA | [14 empty] | 0 | 0 | 0 | 0 | 0 | 0 | #REF! | #DIV/0! | 0 | 0 | 0 | 0 | 0 | 0 | 0 | 0 | 0 | 0 | 0 | 0 | #DIV/0! | #DIV/0! | #REF! | #REF! | #REF! | #REF! | #REF! | NonRes Water Heating
|  |  |  | NA | [14 empty] | 0 | 0 | 0 | 0 | 0 | 0 | #REF! | #DIV/0! | 0 | 0 | 0 | 0 | 0 | 0 | 0 | 0 | 0 | 0 | 0 | 0 | #DIV/0! | #DIV/0! | #REF! | #REF! | #REF! | #REF! | #REF! | NonRes Interior Lighting
|  |  |  | NA | [14 empty] | 0 | 0 | 0 | 0 | 0 | 0 | #REF! | #DIV/0! | 0 | 0 | 0 | 0 | 0 | 0 | 0 | 0 | 0 | 0 | 0 | 0 | #DIV/0! | #DIV/0! | #REF! | #REF! | #REF! | #REF! | #REF! | NonRes Misc
|  |  |  | NA | [14 empty] | 0 | 0 | 0 | 0 | 0 | 0 | #REF! | #DIV/0! | 0 | 0 | 0 | 0 | 0 | 0 | 0 | 0 | 0 | 0 | 0 | 0 | #DIV/0! | #DIV/0! | #REF! | #REF! | #REF! | #REF! | #REF! | NonRes Motors
|  |  |  | NA | [14 empty] | 0 | 0 | 0 | 0 | 0 | 0 | #REF! | #DIV/0! | 0 | 0 | 0 | 0 | 0 | 0 | 0 | 0 | 0 | 0 | 0 | 0 | #DIV/0! | #DIV/0! | #REF! | #REF! | #REF! | #REF! | #REF! | NonRes Office Equipment
|  |  |  | NA | [14 empty] | 0 | 0 | 0 | 0 | 0 | 0 | #REF! | #DIV/0! | 0 | 0 | 0 | 0 | 0 | 0 | 0 | 0 | 0 | 0 | 0 | 0 | #DIV/0! | #DIV/0! | #REF! | #REF! | #REF! | #REF! | #REF! | NonRes Process
|  |  |  | NA | [14 empty] | 0 | 0 | 0 | 0 | 0 | 0 | #REF! | #DIV/0! | 0 | 0 | 0 | 0 | 0 | 0 | 0 | 0 | 0 | 0 | 0 | 0 | #DIV/0! | #DIV/0! | #REF! | #REF! | #REF! | #REF! | #REF! | NonRes Refrigeration
|  |  |  | NA | [14 empty] | 0 | 0 | 0 | 0 | 0 | 0 | #REF! | #DIV/0! | 0 | 0 | 0 | 0 | 0 | 0 | 0 | 0 | 0 | 0 | 0 | 0 | #DIV/0! | #DIV/0! | #REF! | #REF! | #REF! | #REF! | #REF! | NonRes Ventilation
|  |  |  | NA | [14 empty] | 0 | 0 | 0 | 0 | 0 | 0 | #REF! | #DIV/0! | 0 | 0 | 0 | 0 | 0 | 0 | 0 | 0 | 0 | 0 | 0 | 0 | #DIV/0! | #DIV/0! | #REF! | #REF! | #REF! | #REF! | #REF!
|  |  |  | NA | [14 empty] | 0 | 0 | 0 | 0 | 0 | 0 | #REF! | #DIV/0! | 0 | 0 | 0 | 0 | 0 | 0 | 0 | 0 | 0 | 0 | 0 | 0 | #DIV/0! | #DIV/0! | #REF! | #REF! | #REF! | #REF! | #REF! | Annual
|  |  |  | NA | [14 empty] | 0 | 0 | 0 | 0 | 0 | 0 | #REF! | #DIV/0! | 0 | 0 | 0 | 0 | 0 | 0 | 0 | 0 | 0 | 0 | 0 | 0 | #DIV/0! | #DIV/0! | #REF! | #REF! | #REF! | #REF! | #REF! | Winter
|  |  |  | NA | [14 empty] | 0 | 0 | 0 | 0 | 0 | 0 | #REF! | #DIV/0! | 0 | 0 | 0 | 0 | 0 | 0 | 0 | 0 | 0 | 0 | 0 | 0 | #DIV/0! | #DIV/0! | #REF! | #REF! | #REF! | #REF! | #REF! | NA
|  |  |  | NA | [14 empty] | 0 | 0 | 0 | 0 | 0 | 0 | #REF! | #DIV/0! | 0 | 0 | 0 | 0 | 0 | 0 | 0 | 0 | 0 | 0 | 0 | 0 | #DIV/0! | #DIV/0! | #REF! | #REF! | #REF! | #REF! | #REF!
|  |  |  | NA | [14 empty] | 0 | 0 | 0 | 0 | 0 | 0 | #REF! | #DIV/0! | 0 | 0 | 0 | 0 | 0 | 0 | 0 | 0 | 0 | 0 | 0 | 0 | #DIV/0! | #DIV/0! | #REF! | #REF! | #REF! | #REF! | #REF!
|  |  |  | NA | [14 empty] | 0 | 0 | 0 | 0 | 0 | 0 | #REF! | #DIV/0! | 0 | 0 | 0 | 0 | 0 | 0 | 0 | 0 | 0 | 0 | 0 | 0 | #DIV/0! | #DIV/0! | #REF! | #REF! | #REF! | #REF! | #REF!
|  |  |  | NA | [14 empty] | 0 | 0 | 0 | 0 | 0 | 0 | #REF! | #DIV/0! | 0 | 0 | 0 | 0 | 0 | 0 | 0 | 0 | 0 | 0 | 0 | 0 | #DIV/0! | #DIV/0! | #REF! | #REF! | #REF! | #REF! | #REF!
|  |  |  | NA | [14 empty] | 0 | 0 | 0 | 0 | 0 | 0 | #REF! | #DIV/0! | 0 | 0 | 0 | 0 | 0 | 0 | 0 | 0 | 0 | 0 | 0 | 0 | #DIV/0! | #DIV/0! | #REF! | #REF! | #REF! | #REF! | #REF!
|  |  |  | NA | [14 empty] | 0 | 0 | 0 | 0 | 0 | 0 | #REF! | #DIV/0! | 0 | 0 | 0 | 0 | 0 | 0 | 0 | 0 | 0 | 0 | 0 | 0 | #DIV/0! | #DIV/0! | #REF! | #REF! | #REF! | #REF! | #REF!
|  |  |  | NA | [14 empty] | 0 | 0 | 0 | 0 | 0 | 0 | #REF! | #DIV/0! | 0 | 0 | 0 | 0 | 0 | 0 | 0 | 0 | 0 | 0 | 0 | 0 | #DIV/0! | #DIV/0! | #REF! | #REF! | #REF! | #REF! | #REF!
|  |  |  | NA | [14 empty] | 0 | 0 | 0 | 0 | 0 | 0 | #REF! | #DIV/0! | 0 | 0 | 0 | 0 | 0 | 0 | 0 | 0 | 0 | 0 | 0 | 0 | #DIV/0! | #DIV/0! | #REF! | #REF! | #REF! | #REF! | #REF!
|  |  |  | NA | [14 empty] | 0 | 0 | 0 | 0 | 0 | 0 | #REF! | #DIV/0! | 0 | 0 | 0 | 0 | 0 | 0 | 0 | 0 | 0 | 0 | 0 | 0 | #DIV/0! | #DIV/0! | #REF! | #REF! | #REF! | #REF! | #REF!
|  |  |  | NA | [14 empty] | 0 | 0 | 0 | 0 | 0 | 0 | #REF! | #DIV/0! | 0 | 0 | 0 | 0 | 0 | 0 | 0 | 0 | 0 | 0 | 0 | 0 | #DIV/0! | #DIV/0! | #REF! | #REF! | #REF! | #REF! | #REF!
|  |  |  | NA | [14 empty] | 0 | 0 | 0 | 0 | 0 | 0 | #REF! | #DIV/0! | 0 | 0 | 0 | 0 | 0 | 0 | 0 | 0 | 0 | 0 | 0 | 0 | #DIV/0! | #DIV/0! | #REF! | #REF! | #REF! | #REF! | #REF!
|  |  |  | NA | [14 empty] | 0 | 0 | 0 | 0 | 0 | 0 | #REF! | #DIV/0! | 0 | 0 | 0 | 0 | 0 | 0 | 0 | 0 | 0 | 0 | 0 | 0 | #DIV/0! | #DIV/0! | #REF! | #REF! | #REF! | #REF! | #REF!
|  |  |  | NA | [14 empty] | 0 | 0 | 0 | 0 | 0 | 0 | #REF! | #DIV/0! | 0 | 0 | 0 | 0 | 0 | 0 | 0 | 0 | 0 | 0 | 0 | 0 | #DIV/0! | #DIV/0! | #REF! | #REF! | #REF! | #REF! | #REF!
|  |  |  | NA | [14 empty] | 0 | 0 | 0 | 0 | 0 | 0 | #REF! | #DIV/0! | 0 | 0 | 0 | 0 | 0 | 0 | 0 | 0 | 0 | 0 | 0 | 0 | #DIV/0! | #DIV/0! | #REF! | #REF! | #REF! | #REF! | #REF!
|  |  |  | NA | [14 empty] | 0 | 0 | 0 | 0 | 0 | 0 | #REF! | #DIV/0! | 0 | 0 | 0 | 0 | 0 | 0 | 0 | 0 | 0 | 0 | 0 | 0 | #DIV/0! | #DIV/0! | #REF! | #REF! | #REF! | #REF! | #REF!
|  |  |  | NA | [14 empty] | 0 | 0 | 0 | 0 | 0 | 0 | #REF! | #DIV/0! | 0 | 0 | 0 | 0 | 0 | 0 | 0 | 0 | 0 | 0 | 0 | 0 | #DIV/0! | #DIV/0! | #REF! | #REF! | #REF! | #REF! | #REF!
|  |  |  | NA | [14 empty] | 0 | 0 | 0 | 0 | 0 | 0 | #REF! | #DIV/0! | 0 | 0 | 0 | 0 | 0 | 0 | 0 | 0 | 0 | 0 | 0 | 0 | #DIV/0! | #DIV/0! | #REF! | #REF! | #REF! | #REF! | #REF!
|  |  |  | NA | [14 empty] | 0 | 0 | 0 | 0 | 0 | 0 | #REF! | #DIV/0! | 0 | 0 | 0 | 0 | 0 | 0 | 0 | 0 | 0 | 0 | 0 | 0 | #DIV/0! | #DIV/0! | #REF! | #REF! | #REF! | #REF! | #REF!
|  |  |  | NA | [14 empty] | 0 | 0 | 0 | 0 | 0 | 0 | #REF! | #DIV/0! | 0 | 0 | 0 | 0 | 0 | 0 | 0 | 0 | 0 | 0 | 0 | 0 | #DIV/0! | #DIV/0! | #REF! | #REF! | #REF! | #REF! | #REF!
|  |  |  | NA | [14 empty] | 0 | 0 | 0 | 0 | 0 | 0 | #REF! | #DIV/0! | 0 | 0 | 0 | 0 | 0 | 0 | 0 | 0 | 0 | 0 | 0 | 0 | #DIV/0! | #DIV/0! | #REF! | #REF! | #REF! | #REF! | #REF!
|  |  |  | NA | [14 empty] | 0 | 0 | 0 | 0 | 0 | 0 | #REF! | #DIV/0! | 0 | 0 | 0 | 0 | 0 | 0 | 0 | 0 | 0 | 0 | 0 | 0 | #DIV/0! | #DIV/0! | #REF! | #REF! | #REF! | #REF! | #REF!
|  |  |  | NA | [14 empty] | 0 | 0 | 0 | 0 | 0 | 0 | #REF! | #DIV/0! | 0 | 0 | 0 | 0 | 0 | 0 | 0 | 0 | 0 | 0 | 0 | 0 | #DIV/0! | #DIV/0! | #REF! | #REF! | #REF! | #REF! | #REF!
|  |  |  | NA | [14 empty] | 0 | 0 | 0 | 0 | 0 | 0 | #REF! | #DIV/0! | 0 | 0 | 0 | 0 | 0 | 0 | 0 | 0 | 0 | 0 | 0 | 0 | #DIV/0! | #DIV/0! | #REF! | #REF! | #REF! | #REF! | #REF!
|  |  |  | NA | [14 empty] | 0 | 0 | 0 | 0 | 0 | 0 | #REF! | #DIV/0! | 0 | 0 | 0 | 0 | 0 | 0 | 0 | 0 | 0 | 0 | 0 | 0 | #DIV/0! | #DIV/0! | #REF! | #REF! | #REF! | #REF! | #REF!
|  |  |  | NA | [14 empty] | 0 | 0 | 0 | 0 | 0 | 0 | #REF! | #DIV/0! | 0 | 0 | 0 | 0 | 0 | 0 | 0 | 0 | 0 | 0 | 0 | 0 | #DIV/0! | #DIV/0! | #REF! | #REF! | #REF! | #REF! | #REF!
|  |  |  | NA | [14 empty] | 0 | 0 | 0 | 0 | 0 | 0 | #REF! | #DIV/0! | 0 | 0 | 0 | 0 | 0 | 0 | 0 | 0 | 0 | 0 | 0 | 0 | #DIV/0! | #DIV/0! | #REF! | #REF! | #REF! | #REF! | #REF!
|  |  |  | NA | [14 empty] | 0 | 0 | 0 | 0 | 0 | 0 | #REF! | #DIV/0! | 0 | 0 | 0 | 0 | 0 | 0 | 0 | 0 | 0 | 0 | 0 | 0 | #DIV/0! | #DIV/0! | #REF! | #REF! | #REF! | #REF! | #REF!
|  |  |  | NA | [14 empty] | 0 | 0 | 0 | 0 | 0 | 0 | #REF! | #DIV/0! | 0 | 0 | 0 | 0 | 0 | 0 | 0 | 0 | 0 | 0 | 0 | 0 | #DIV/0! | #DIV/0! | #REF! | #REF! | #REF! | #REF! | #REF!
|  |  |  | NA | [14 empty] | 0 | 0 | 0 | 0 | 0 | 0 | #REF! | #DIV/0! | 0 | 0 | 0 | 0 | 0 | 0 | 0 | 0 | 0 | 0 | 0 | 0 | #DIV/0! | #DIV/0! | #REF! | #REF! | #REF! | #REF! | #REF!
|  |  |  | NA | [14 empty] | 0 | 0 | 0 | 0 | 0 | 0 | #REF! | #DIV/0! | 0 | 0 | 0 | 0 | 0 | 0 | 0 | 0 | 0 | 0 | 0 | 0 | #DIV/0! | #DIV/0! | #REF! | #REF! | #REF! | #REF! | #REF!
|  |  |  | NA | [14 empty] | 0 | 0 | 0 | 0 | 0 | 0 | #REF! | #DIV/0! | 0 | 0 | 0 | 0 | 0 | 0 | 0 | 0 | 0 | 0 | 0 | 0 | #DIV/0! | #DIV/0! | #REF! | #REF! | #REF! | #REF! | #REF!
|  |  |  | NA | [14 empty] | 0 | 0 | 0 | 0 | 0 | 0 | #REF! | #DIV/0! | 0 | 0 | 0 | 0 | 0 | 0 | 0 | 0 | 0 | 0 | 0 | 0 | #DIV/0! | #DIV/0! | #REF! | #REF! | #REF! | #REF! | #REF!
|  |  |  | NA | [14 empty] | 0 | 0 | 0 | 0 | 0 | 0 | #REF! | #DIV/0! | 0 | 0 | 0 | 0 | 0 | 0 | 0 | 0 | 0 | 0 | 0 | 0 | #DIV/0! | #DIV/0! | #REF! | #REF! | #REF! | #REF! | #REF!
|  |  |  | NA | [14 empty] | 0 | 0 | 0 | 0 | 0 | 0 | #REF! | #DIV/0! | 0 | 0 | 0 | 0 | 0 | 0 | 0 | 0 | 0 | 0 | 0 | 0 | #DIV/0! | #DIV/0! | #REF! | #REF! | #REF! | #REF! | #REF!
|  |  |  | NA | [14 empty] | 0 | 0 | 0 | 0 | 0 | 0 | #REF! | #DIV/0! | 0 | 0 | 0 | 0 | 0 | 0 | 0 | 0 | 0 | 0 | 0 | 0 | #DIV/0! | #DIV/0! | #REF! | #REF! | #REF! | #REF! | #REF!
|  |  |  | NA | [14 empty] | 0 | 0 | 0 | 0 | 0 | 0 | #REF! | #DIV/0! | 0 | 0 | 0 | 0 | 0 | 0 | 0 | 0 | 0 | 0 | 0 | 0 | #DIV/0! | #DIV/0! | #REF! | #REF! | #REF! | #REF! | #REF!
|  |  |  | NA | [14 empty] | 0 | 0 | 0 | 0 | 0 | 0 | #REF! | #DIV/0! | 0 | 0 | 0 | 0 | 0 | 0 | 0 | 0 | 0 | 0 | 0 | 0 | #DIV/0! | #DIV/0! | #REF! | #REF! | #REF! | #REF! | #REF!
|  |  |  | NA | [14 empty] | 0 | 0 | 0 | 0 | 0 | 0 | #REF! | #DIV/0! | 0 | 0 | 0 | 0 | 0 | 0 | 0 | 0 | 0 | 0 | 0 | 0 | #DIV/0! | #DIV/0! | #REF! | #REF! | #REF! | #REF! | #REF!
|  |  |  | NA | [14 empty] | 0 | 0 | 0 | 0 | 0 | 0 | #REF! | #DIV/0! | 0 | 0 | 0 | 0 | 0 | 0 | 0 | 0 | 0 | 0 | 0 | 0 | #DIV/0! | #DIV/0! | #REF! | #REF! | #REF! | #REF! | #REF!
|  |  |  | NA | [14 empty] | 0 | 0 | 0 | 0 | 0 | 0 | #REF! | #DIV/0! | 0 | 0 | 0 | 0 | 0 | 0 | 0 | 0 | 0 | 0 | 0 | 0 | #DIV/0! | #DIV/0! | #REF! | #REF! | #REF! | #REF! | #REF!
|  |  |  | NA | [14 empty] | 0 | 0 | 0 | 0 | 0 | 0 | #REF! | #DIV/0! | 0 | 0 | 0 | 0 | 0 | 0 | 0 | 0 | 0 | 0 | 0 | 0 | #DIV/0! | #DIV/0! | #REF! | #REF! | #REF! | #REF! | #REF!
|  |  |  | NA | [14 empty] | 0 | 0 | 0 | 0 | 0 | 0 | #REF! | #DIV/0! | 0 | 0 | 0 | 0 | 0 | 0 | 0 | 0 | 0 | 0 | 0 | 0 | #DIV/0! | #DIV/0! | #REF! | #REF! | #REF! | #REF! | #REF!
|  |  |  | NA | [14 empty] | 0 | 0 | 0 | 0 | 0 | 0 | #REF! | #DIV/0! | 0 | 0 | 0 | 0 | 0 | 0 | 0 | 0 | 0 | 0 | 0 | 0 | #DIV/0! | #DIV/0! | #REF! | #REF! | #REF! | #REF! | #REF!
|  |  |  | NA | [14 empty] | 0 | 0 | 0 | 0 | 0 | 0 | #REF! | #DIV/0! | 0 | 0 | 0 | 0 | 0 | 0 | 0 | 0 | 0 | 0 | 0 | 0 | #DIV/0! | #DIV/0! | #REF! | #REF! | #REF! | #REF! | #REF!
|  |  |  | NA | [14 empty] | 0 | 0 | 0 | 0 | 0 | 0 | #REF! | #DIV/0! | 0 | 0 | 0 | 0 | 0 | 0 | 0 | 0 | 0 | 0 | 0 | 0 | #DIV/0! | #DIV/0! | #REF! | #REF! | #REF! | #REF! | #REF!
|  |  |  | NA | [14 empty] | 0 | 0 | 0 | 0 | 0 | 0 | #REF! | #DIV/0! | 0 | 0 | 0 | 0 | 0 | 0 | 0 | 0 | 0 | 0 | 0 | 0 | #DIV/0! | #DIV/0! | #REF! | #REF! | #REF! | #REF! | #REF!
|  |  |  | NA | [14 empty] | 0 | 0 | 0 | 0 | 0 | 0 | #REF! | #DIV/0! | 0 | 0 | 0 | 0 | 0 | 0 | 0 | 0 | 0 | 0 | 0 | 0 | #DIV/0! | #DIV/0! | #REF! | #REF! | #REF! | #REF! | #REF!
|  |  |  | NA | [14 empty] | 0 | 0 | 0 | 0 | 0 | 0 | #REF! | #DIV/0! | 0 | 0 | 0 | 0 | 0 | 0 | 0 | 0 | 0 | 0 | 0 | 0 | #DIV/0! | #DIV/0! | #REF! | #REF! | #REF! | #REF! | #REF!
|  |  |  | NA | [14 empty] | 0 | 0 | 0 | 0 | 0 | 0 | #REF! | #DIV/0! | 0 | 0 | 0 | 0 | 0 | 0 | 0 | 0 | 0 | 0 | 0 | 0 | #DIV/0! | #DIV/0! | #REF! | #REF! | #REF! | #REF! | #REF!
|  |  |  | NA | [14 empty] | 0 | 0 | 0 | 0 | 0 | 0 | #REF! | #DIV/0! | 0 | 0 | 0 | 0 | 0 | 0 | 0 | 0 | 0 | 0 | 0 | 0 | #DIV/0! | #DIV/0! | #REF! | #REF! | #REF! | #REF! | #REF!
|  |  |  | NA | [14 empty] | 0 | 0 | 0 | 0 | 0 | 0 | #REF! | #DIV/0! | 0 | 0 | 0 | 0 | 0 | 0 | 0 | 0 | 0 | 0 | 0 | 0 | #DIV/0! | #DIV/0! | #REF! | #REF! | #REF! | #REF! | #REF!
|  |  |  | NA | [14 empty] | 0 | 0 | 0 | 0 | 0 | 0 | #REF! | #DIV/0! | 0 | 0 | 0 | 0 | 0 | 0 | 0 | 0 | 0 | 0 | 0 | 0 | #DIV/0! | #DIV/0! | #REF! | #REF! | #REF! | #REF! | #REF!
|  |  |  | NA | [14 empty] | 0 | 0 | 0 | 0 | 0 | 0 | #REF! | #DIV/0! | 0 | 0 | 0 | 0 | 0 | 0 | 0 | 0 | 0 | 0 | 0 | 0 | #DIV/0! | #DIV/0! | #REF! | #REF! | #REF! | #REF! | #REF!
|  |  |  | NA | [14 empty] | 0 | 0 | 0 | 0 | 0 | 0 | #REF! | #DIV/0! | 0 | 0 | 0 | 0 | 0 | 0 | 0 | 0 | 0 | 0 | 0 | 0 | #DIV/0! | #DIV/0! | #REF! | #REF! | #REF! | #REF! | #REF!
|  |  |  | NA | [14 empty] | 0 | 0 | 0 | 0 | 0 | 0 | #REF! | #DIV/0! | 0 | 0 | 0 | 0 | 0 | 0 | 0 | 0 | 0 | 0 | 0 | 0 | #DIV/0! | #DIV/0! | #REF! | #REF! | #REF! | #REF! | #REF!
|  |  |  | NA | [14 empty] | 0 | 0 | 0 | 0 | 0 | 0 | #REF! | #DIV/0! | 0 | 0 | 0 | 0 | 0 | 0 | 0 | 0 | 0 | 0 | 0 | 0 | #DIV/0! | #DIV/0! | #REF! | #REF! | #REF! | #REF! | #REF!
|  |  |  | NA | [14 empty] | 0 | 0 | 0 | 0 | 0 | 0 | #REF! | #DIV/0! | 0 | 0 | 0 | 0 | 0 | 0 | 0 | 0 | 0 | 0 | 0 | 0 | #DIV/0! | #DIV/0! | #REF! | #REF! | #REF! | #REF! | #REF!
|  |  |  | NA | [14 empty] | 0 | 0 | 0 | 0 | 0 | 0 | #REF! | #DIV/0! | 0 | 0 | 0 | 0 | 0 | 0 | 0 | 0 | 0 | 0 | 0 | 0 | #DIV/0! | #DIV/0! | #REF! | #REF! | #REF! | #REF! | #REF!
|  |  |  | NA | [14 empty] | 0 | 0 | 0 | 0 | 0 | 0 | #REF! | #DIV/0! | 0 | 0 | 0 | 0 | 0 | 0 | 0 | 0 | 0 | 0 | 0 | 0 | #DIV/0! | #DIV/0! | #REF! | #REF! | #REF! | #REF! | #REF!
|  |  |  | NA | [14 empty] | 0 | 0 | 0 | 0 | 0 | 0 | #REF! | #DIV/0! | 0 | 0 | 0 | 0 | 0 | 0 | 0 | 0 | 0 | 0 | 0 | 0 | #DIV/0! | #DIV/0! | #REF! | #REF! | #REF! | #REF! | #REF!
|  |  |  | NA | [14 empty] | 0 | 0 | 0 | 0 | 0 | 0 | #REF! | #DIV/0! | 0 | 0 | 0 | 0 | 0 | 0 | 0 | 0 | 0 | 0 | 0 | 0 | #DIV/0! | #DIV/0! | #REF! | #REF! | #REF! | #REF! | #REF!
|  |  |  | NA | [14 empty] | 0 | 0 | 0 | 0 | 0 | 0 | #REF! | #DIV/0! | 0 | 0 | 0 | 0 | 0 | 0 | 0 | 0 | 0 | 0 | 0 | 0 | #DIV/0! | #DIV/0! | #REF! | #REF! | #REF! | #REF! | #REF!
|  |  |  | NA | [14 empty] | 0 | 0 | 0 | 0 | 0 | 0 | #REF! | #DIV/0! | 0 | 0 | 0 | 0 | 0 | 0 | 0 | 0 | 0 | 0 | 0 | 0 | #DIV/0! | #DIV/0! | #REF! | #REF! | #REF! | #REF! | #REF!
|  |  |  | NA | [14 empty] | 0 | 0 | 0 | 0 | 0 | 0 | #REF! | #DIV/0! | 0 | 0 | 0 | 0 | 0 | 0 | 0 | 0 | 0 | 0 | 0 | 0 | #DIV/0! | #DIV/0! | #REF! | #REF! | #REF! | #REF! | #REF!
|  |  |  | NA | [14 empty] | 0 | 0 | 0 | 0 | 0 | 0 | #REF! | #DIV/0! | 0 | 0 | 0 | 0 | 0 | 0 | 0 | 0 | 0 | 0 | 0 | 0 | #DIV/0! | #DIV/0! | #REF! | #REF! | #REF! | #REF! | #REF!
|  |  |  | NA | [14 empty] | 0 | 0 | 0 | 0 | 0 | 0 | #REF! | #DIV/0! | 0 | 0 | 0 | 0 | 0 | 0 | 0 | 0 | 0 | 0 | 0 | 0 | #DIV/0! | #DIV/0! | #REF! | #REF! | #REF! | #REF! | #REF!
|  |  |  | NA | [14 empty] | 0 | 0 | 0 | 0 | 0 | 0 | #REF! | #DIV/0! | 0 | 0 | 0 | 0 | 0 | 0 | 0 | 0 | 0 | 0 | 0 | 0 | #DIV/0! | #DIV/0! | #REF! | #REF! | #REF! | #REF! | #REF!
|  |  |  | NA | [14 empty] | 0 | 0 | 0 | 0 | 0 | 0 | #REF! | #DIV/0! | 0 | 0 | 0 | 0 | 0 | 0 | 0 | 0 | 0 | 0 | 0 | 0 | #DIV/0! | #DIV/0! | #REF! | #REF! | #REF! | #REF! | #REF!
|  |  |  | NA | [14 empty] | 0 | 0 | 0 | 0 | 0 | 0 | #REF! | #DIV/0! | 0 | 0 | 0 | 0 | 0 | 0 | 0 | 0 | 0 | 0 | 0 | 0 | #DIV/0! | #DIV/0! | #REF! | #REF! | #REF! | #REF! | #REF!
|  |  |  | NA | [14 empty] | 0 | 0 | 0 | 0 | 0 | 0 | #REF! | #DIV/0! | 0 | 0 | 0 | 0 | 0 | 0 | 0 | 0 | 0 | 0 | 0 | 0 | #DIV/0! | #DIV/0! | #REF! | #REF! | #REF! | #REF! | #REF!
|  |  |  | NA | [14 empty] | 0 | 0 | 0 | 0 | 0 | 0 | #REF! | #DIV/0! | 0 | 0 | 0 | 0 | 0 | 0 | 0 | 0 | 0 | 0 | 0 | 0 | #DIV/0! | #DIV/0! | #REF! | #REF! | #REF! | #REF! | #REF!
|  |  |  | NA | [14 empty] | 0 | 0 | 0 | 0 | 0 | 0 | #REF! | #DIV/0! | 0 | 0 | 0 | 0 | 0 | 0 | 0 | 0 | 0 | 0 | 0 | 0 | #DIV/0! | #DIV/0! | #REF! | #REF! | #REF! | #REF! | #REF!
|  |  |  | NA | [14 empty] | 0 | 0 | 0 | 0 | 0 | 0 | #REF! | #DIV/0! | 0 | 0 | 0 | 0 | 0 | 0 | 0 | 0 | 0 | 0 | 0 | 0 | #DIV/0! | #DIV/0! | #REF! | #REF! | #REF! | #REF! | #REF!
|  |  |  | NA | [14 empty] | 0 | 0 | 0 | 0 | 0 | 0 | #REF! | #DIV/0! | 0 | 0 | 0 | 0 | 0 | 0 | 0 | 0 | 0 | 0 | 0 | 0 | #DIV/0! | #DIV/0! | #REF! | #REF! | #REF! | #REF! | #REF!
|  |  |  | NA | [14 empty] | 0 | 0 | 0 | 0 | 0 | 0 | #REF! | #DIV/0! | 0 | 0 | 0 | 0 | 0 | 0 | 0 | 0 | 0 | 0 | 0 | 0 | #DIV/0! | #DIV/0! | #REF! | #REF! | #REF! | #REF! | #REF!
|  |  |  | NA | [14 empty] | 0 | 0 | 0 | 0 | 0 | 0 | #REF! | #DIV/0! | 0 | 0 | 0 | 0 | 0 | 0 | 0 | 0 | 0 | 0 | 0 | 0 | #DIV/0! | #DIV/0! | #REF! | #REF! | #REF! | #REF! | #REF!
Total | [26 empty] | 0 | 0 | 0 | 0 | 0 | 0 | 0 | 0 | 0 | 0 | 0 | 0 | 0 | 0 | #REF! | #REF! | #REF! | #REF! | #REF!
Note on B3: Rff9457: Average of 2016 and YTD through June 2017 actuals.
Note on M5: Rff9457: TRC less than 1. rebate equal to AC of Electric

## Figures for Chapter 4
|  |  | 4 year | 1 year |  | 2022 ONLY
Program | MWh Savings (2022/CEIP) |  | Non-Energy Impacts |  | 4 year MWH goal | MWh Savings | Budget | Non-Energy Impacts | Program | MWh Savings | Non-Energy Impacts | 4 year MWh savings | 4 year NEIs | NEIs per mwh | Percent commercial NEI | Percent residential NEI | Percent LI Nei
Site Specific / Customer Projects | 18809 | 75236 | 474932.666 | 1899730.6641 |  | 18809 | 5965922.5668 | 474932.666 | Site Specific | 18809 | 474932.666 | 75236 | 1899730.6641 | 25.2503 | 100%
[9 empty] | Commercial Lighting | 17121.4277 | 432320.9808 | 68485.711 | 1729283.9231 | 25.2503 | 100%
[9 empty] | Always On | 4356 | 0 | 17424 | 0 | 0 |  | 100%
[9 empty] | Commercial Prescriptive | 1670.0435 | 17930.5585 | 6680.174 | 71722.2339 | 10.7366 | 100%
Commercial Interior and Exterior Lighting | 17121.4277 | 68485.711 | 432320.9808 | 1729283.9231 |  | 17121.4277 | 4960101.4177 | 432320.9808 | Active Energy Management | 1600 | 40400.4607 | 6400 | 161601.8429 | 25.2503 | 100%
[9 empty] | Multifamily Direct Install | 1311.023 | 72164.4974 | 5244.092 | 288657.9895 | 55.0444 |  | 29% | 71%
[9 empty] | Residential Prescriptive | 2143.3285 | 41855.1413 | 8573.3142 | 167420.5653 | 19.5281 |  | 85% | 15%
Always On Behavioral Program | 4356 | 17424 | TBD | TBD |  | 4356 | 861439.6614 | TBD | Low Income Programs | 789.7435 | 399250.7973 | 3158.9741 | 1597003.1892 | 505.5449 |  | 0% | 100%
[9 empty] | Multifamily Weatherization | 413.9757 | 85519.0098 | 1656 | 342076.0391 | 206.5677 |  | 85% | 15%
[9 empty] | On-Bill Repayment | 260 | 0 | 1040 | 0 | 0
[9 empty] | Market Transformation | 4818 | 0 | 21200 | 0 | 0
[9 empty] | Total | 53292.542 | 1564374.1118 | 215098.2653 | 6257496.447 | 29.0913
[10 empty] | 0 | 0
Commercial Shell and Weatherization | 160.5 | 642 | 0 | 0 |  | 160.5 | 73620.2382 | 0 | 4 year NEIs |  |  |  |  | Residential Prescriptive - Shell | 2255.4942 | 5758.0692 |  | 4 year NEI per MW by program
[9 empty] | Program | 4 year NEIs | [7 empty] | Program | NEIs per mwh
[9 empty] | Site Specific | 1899730.6641 | [7 empty] | Low Income Programs | 505.5449
Green Motors Rewind | 40.685 | 162.74 | 399.6838 | 1598.7351 |  | 40.685 | 8834.5539 | 399.6838 | Commercial Lighting | 1729283.9231 |  |  |  | Residential Prescritive - Water Heat | 934.42 | 2228.2924 |  | Multifamily Weatherization | 206.5677
[9 empty] | Low Income Programs | 1597003.1892 | [7 empty] | Multifamily Direct Install | 55.0444
Variable Frequency Drives | 773.8 | 3095.2 | 2166.4687 | 8665.8748 |  | 773.8 | 186202.3015 | 2166.4687 | Multifamily Weatherization | 342076.0391 |  |  |  | Residential Prescriptive - Estar Homes | 464.1 | 0 |  | Commercial Lighting | 25.2503
[9 empty] | Multifamily Direct Install | 288657.9895 | [7 empty] | Site Specific | 25.2503
[9 empty] | Active Energy Management | 161601.8429 | [7 empty] | Active Energy Management | 25.2503
Fleet Heat | 412.5 | 1650 | 0 | 0 |  | 412.5 | 53700.1904 | 0 | Residential Prescriptive | 167420.5653 |  |  |  | Total Residential | 3654.0142 | 7986.3616 |  | Residential Prescriptive | 19.5281
[9 empty] | Commercial Prescriptive | 71722.2339 | [7 empty] | Commercial Prescriptive | 10.7366
[9 empty] | Always On | 0 | [7 empty] | Always On | 0
Commercial Prescriptive Grocer | 70.8145 | 283.258 | 0 | 0 |  | 70.8145 | 11923.4923 | 0 | On-Bill Repayment | 0 |  |  |  | Multifamily Weatherization | 1655.9027 | 303937.9396 |  | On-Bill Repayment | 0
[9 empty] | Market Transformation | 0 | [7 empty] | Market Transformation | 0
0
Food Services | 169.744 | 678.976 | 11307.206 | 45228.824 |  | 169.744 | 42246.6384 | 11307.206 | [5 empty] | Always On | 17424 | #VALUE!
[20 empty] | Low Income | Commercial | Residential
Compressed Air | 42 | 168 | 4057.2 | 16228.8 |  | 42 | 10769.0669 | 4057.2 | [5 empty] | Multifamily Direct Install | 5244.092 | 288657.9895
Distribution of NEIs by Program Type
Active Energy Management | 1600 | 6400 | 40400.4607 | 161601.8429 |  | 1600 | 495802.7243 | 40400.4607 | [5 empty] | Active Energy Management | 6400 | 161601.8429
[18 empty] | Sector | Estimated Distribution of NEI value, 2022-2025
[18 empty] | Commercial | 3862338.664
Multifamily Direct Install | 1311.023 | 5244.092 | 72164.4974 | 288657.9895 |  | 1311.023 | 803739.4934 | 72164.4974 | [5 empty] | On-Bill Repayment | 1040 | 0 |  | Residential | 516782.9307
[18 empty] | Low Income | 1878374.8524
Residential Prescriptive - HVAC | 1199.79 | 4799.16 | 28267.1066 | 113068.4265 |  | 1199.79 | 471018.3739 | 28267.1066 | [5 empty] | Commercial Lighting | 68485.711 | 1729283.9231
Residential Prescriptive - Appliances | 30.035 | 120.14 | 0 | 0 |  | 30.035 | 14874.0391 | 0 | [5 empty] | Site Specific | 75236 | 1899730.6641
Residential Prescriptive - Shell | 563.8735 | 2255.4942 | 1439.5173 | 5758.0692 |  | 563.8735 | 273760.7465 | 1439.5173 | [5 empty] | Commercial Shell | 642 | 0
Residential Prescriptive - Water Heat | 233.605 | 934.42 | 557.0731 | 2228.2924 |  | 233.605 | 112753.3537 | 557.0731 | [5 empty] | Green Motors Rewind | 162.74 | 1598.7351
Residential Prescriptive - Estar Homes | 116.025 | 464.1 | 0 | 0 |  | 116.025 | 52859.7223 | 0 | [5 empty] | Variable Frequency Drives | 3095.2 | 8665.8748
Low Income Programs | 789.7435 | 3158.9741 | 399305.7973 | 1597223.1892 |  | 789.7435 | 2085404.4457 | 399305.7973 | [5 empty] | Fleet Heat | 1650 | 0
Multifamily Weatherization | 413.9757 | 1655.9027 | 75984.4849 | 303937.9396 |  | 413.9757 | 169207.919 | 75984.4849 | [5 empty] | Grocer | 283.258 | 0
On-Bill Repayment | 260 | 1040 | 0 | 0 |  | 260 | 279502.8264 | 0 | [5 empty] | Food Services | 678.976 | 45228.824
Market Transformation | 4818 | 21200 | 0 | 0 |  | 4818 | 1358000 | 0 | [5 empty] | Compressed Air | 168 | 16228.8
Named Communities - NEW | TBD | TBD | NA | NA |  | TBD | 2000000 | TBD
Pilot Programs | 0 | 0 | 0 | 0 |  | 0 | 1000000 | 0
CPA and EM&V Expense | 0 | 0 | NA | NA |  | 0 | 390369.15 | NA
Total | 53292.542 | 215098.168 | 1543303.1426 | 6173212.5704 |  | 53292.542 | 21682052.9216 | 1543303.1426

## Tables for Chapter 4
Residential Prescriptive
Energy Star Homes | Energy Star Homes | Residential HVAC | Residential Appliances | Res Shell | Res Water Heat | MFDI | MF Wx | Always On | OBR | Low Inc | Int Lighting | Ext Lighting | Site Specific | NR Shell | Green Motors | VFD | Fleet | Grocer | Food | Compressed Air | AEM | NEEA | Named Communities | Pilots and Other | TOTAL
Overall kWh Savings | 116025 | 1199790 | 30035 | 563873.54 | 233605 | 1311023 | 413975.6723 | 4356000 | 260000 | 789743.532 | 9866089 | 7255338.75 | 18809000 | 160500 | 40685 | 773800 | 412500 | 70814.5 | 169744 | 42000 | 1600000 | 4818000 | TBD | TBD | 53292541.9944
Incentives | 35000 | 343750 | 12500 | 151354 | 95000 | 706250 | 112275 | 726000 | 260000 | 1520091.8659 | 2119850 | 1655000 | 4326070 | 51750 | 4960 | 120000 | 26025 | 6820 | 33426.4 | 10080 | 0 | 0 | 2000000 | 1390369.15 | 15706571.4159
Non-Incentive Utility Costs | 17859.7223 | 127268.3739 | 2374.0391 | 122406.7465 | 17753.3537 | 97489.4934 | 56932.919 | 135439.6614 | 19502.8264 | 565312.5799 | 685409.3801 | 499842.0376 | 1639852.5668 | 21870.2382 | 3874.5539 | 66202.3015 | 27675.1904 | 5103.4923 | 8820.2384 | 689.0669 | 495802.7243 | 1358000 | 0 | 0 | 5975481.5057
Total Costs | 52859.7223 | 471018.3739 | 14874.0391 | 273760.7465 | 112753.3537 | 803739.4934 | 169207.919 | 861439.6614 | 279502.8264 | 2085404.4457 | 2805259.3801 | 2154842.0376 | 5965922.5668 | 73620.2382 | 8834.5539 | 186202.3015 | 53700.1904 | 11923.4923 | 42246.6384 | 10769.0669 | 495802.7243 | 1358000 | 2000000 | 1390369.15 | 21682052.9216 | 0
Non-Energy Impacts | 0 | 36943.071 | 2847.564 | 1507.4332 | 557.0731 | 72164.4974 | 85519.0098 | TBD | TBD | 399250.7973 | 249121.5882 | 183199.3926 | 474932.666 | TBD | 399.6838 | 2166.4687 | 0 | 0 | 11307.206 | 4057.2 | 40400.4607 | 0 | 0 | 0 | 1564374.1118 | 0
Energy Star Homes | Energy Star Homes | Residential HVAC | Residential Appliances | Res Shell | Res Water Heat | MFDI | MF Wx | Always On | OBR | Low Inc | Int Lighting | Ext Lighting | Site Specific | NR Shell | Green Motors | VFD | Fleet | Grocer | Food | Compressed Air | AEM | NEEA | Named Communities | Pilots and Other | TOTAL
Overall kWh Savings | 116.025 | 1199.79 | 30.035 | 563.8735 | 233.605 | 1311.023 | 413.9757 | 4356 | 260 | 789.7435 | 9866.089 | 7255.3387 | 18809 | 160.5 | 40.685 | 773.8 | 412.5 | 70.8145 | 169.744 | 42 | 1600 | 4818 |  |  | 53292.542 | MWH
Incentives | 0.035 | 0.34375 | 0.0125 | 0.15135 | 0.095 | 0.70625 | 0.11227 | 0.726 | 0.26 | 1.5201 | 2.1199 | 1.655 | 4.3261 | 0.05175 | 0.00496 | 0.12 | 0.026025 | 0.00682 | 0.033426 | 0.01008 | 0 | 0 | 2 | 1.3904 | 15.7066 | In Millions
Non-Incentive Utility Costs | 0.01786 | 0.12727 | 0.002374 | 0.12241 | 0.017753 | 0.097489 | 0.056933 | 0.13544 | 0.019503 | 0.56531 | 0.68541 | 0.49984 | 1.6399 | 0.02187 | 0.0038746 | 0.066202 | 0.027675 | 0.0051035 | 0.0088202 | 0.00068907 | 0.4958 | 1.358 | 0 | 0 | 5.9755 | In Millions
Total Costs | 0.05286 | 0.47102 | 0.014874 | 0.27376 | 0.11275 | 0.80374 | 0.16921 | 0.86144 | 0.2795 | 2.0854 | 2.8053 | 2.1548 | 5.9659 | 0.07362 | 0.0088346 | 0.1862 | 0.0537 | 0.011923 | 0.042247 | 0.010769 | 0.4958 | 1.358 | 2 | 1.3904 | 21.6821 | In Millions
Non-Energy Impacts | 0 | 28267.1066 | 0 | 1439.5173 | 557.0731 | 0 | 0 | TBD | TBD | 0 | 0 | 0 | 0 | TBD | 0 | 0 | 0 | 0 | 0 | 0 | 0 | 0 | 0 | 0 | 30263.697 | Dollars
Program | 2022 | 2023 | 2024 | 2025
Energy Efficiency | [7 empty] | Year | Incentives/ Direct Customer Benefit | General Implantation Expense | Total Spending
Site Specific- nonresidential | 18809 | 18809 | 18809 | 18809 |  |  |  | 2022 | 15.7066 | 5.9755 | 21.6821 | 0
Non-Residential Lighting | 17121.4277 | 17121.4277 | 17121.4277 | 17121.4277 |  |  |  | 2023 | 15.7066 | 6.095 | 21.8016 | 2% escallation
“Always On” Behavioral Pilot | 4356 | 4356 | 4356 | 4356 |  |  |  | 2024 | 15.7066 | 6.2169 | 21.9235 | 2% escallation
Nonresidential Prescriptive | 1670.0435 | 1670.0435 | 1670.0435 | 1670.0435 |  |  |  | 2025 | 15.7066 | 6.3412 | 22.0478 | 2% escallation
Active Energy Management | 1600 | 1600 | 1600 | 1600 |  |  |  | Total | 62.8263 | 24.6286 | 87.4549
Multifamily Direct Install | 1311.023 | 1311.023 | 1311.023 | 1311.023
Residential Prescriptive | 2143.3285 | 2143.3285 | 2143.3285 | 2143.3285
Low Income Program | 789.7435 | 789.7435 | 789.7435 | 789.7435
Multifamily/ Small Home Weatherization | 413.9757 | 413.9757 | 413.9757 | 413.9757
On-bill Repayment | 260 | 260 | 260 | 260
Market Transformation | 4818 | 5782 | 4818 | 5782
Total Energy Efficiency | 53292.542 | 54256.542 | 53292.542 | 54256.542

## NR NEI
Program | Measure | Quanity | NEI/Unit
Int Lighting | 12-20 watt LED Fixture Retrofit | 1500 | 5.7283 | 8592.4205 | 249121.5882
Int Lighting | 250 to 140 watt fixture/Lamp | 500 | 25.7992 | 12899.6146
Int Lighting | 400 to 175 watt fixture/Lamp | 1500 | 31.3975 | 47096.2058
Int Lighting | 1000 to 400 watt fixture/Lamp | 100 | 82.9432 | 8294.3156
Int Lighting | 2-9 watt MR16 | 1000 | 2.2114 | 2211.4202
Int Lighting | Occ Sensors | 200 | 12.5984 | 2519.6757
Int Lighting | T5HO TLED | 5000 | 3.4146 | 17072.9822
Int Lighting | T8 TLED 4' | 60000 | 1.3559 | 81356.4278
Int Lighting | U-Bend | 1000 | 1.4814 | 1481.4344
Int Lighting | 2x2 fixtures | 1000 | 3.4752 | 3475.1971
Int Lighting | 2x4 fixtures | 4500 | 6.4073 | 28832.6726
Int Lighting | 8' T8 TLED | 5000 | 2.5988 | 12993.7982
Int Lighting | LLLC Fixture | 500 | 18.2825 | 9141.2355
Int Lighting | T8 TLED 2' | 700 | 0.86305 | 604.1384
Int Lighting | T8 TLED 3' | 200 | 1.0789 | 215.789
Int Lighting | 1x4 fixture | 200 | 3.9704 | 794.0711
Int Lighting | 6LT5HO to 160 watt fixture | 100 | 20.378 | 2037.7992
Int Lighting | TLED to TLED | 200 | 0.4588 | 91.7595
Int Lighting | 4LT5HO to 135 watt fixture | 100 | 9.7426 | 974.2571
Int Lighting | T8 8' strip fixture | 1000 | 5.5147 | 5514.6629
Int Lighting | CFL to CFLED | 1500 | 1.7332 | 2599.7696
Int Lighting | T5 TLED 4' | 200 | 1.6097 | 321.9412
Exterior Pres Lighting | 89 to 25 watt fixture/lamp | 500 | 8.398 | 4198.9966 | 183199.3926
Exterior Pres Lighting | 100 to 30 watt fixture/lamp | 725 | 11.4952 | 8334.0154
Exterior Pres Lighting | 150 to 50 watt fixture/lamp | 350 | 17.7388 | 6208.5913
Exterior Pres Lighting | 175 to 100 watt fixture/lamp | 700 | 17.7666 | 12436.6253
Exterior Pres Lighting | 100 watt NC fixture | 100 | 16.7654 | 1676.5434
Exterior Pres Lighting | 250 to 140 watt fixture/lamp | 300 | 22.1945 | 6658.3494
Exterior Pres Lighting | 140 watt NC fixture | 100 | 21.7405 | 2174.0498
Exterior Pres Lighting | 320 to 160 watt fixture/lamp | 150 | 27.4069 | 4111.0373
Exterior Pres Lighting | 160 watt NC fixture | 100 | 24.3461 | 2434.6075
Exterior Pres Lighting | 400 to 175 watt fixture/lamp | 1900 | 36.4639 | 69281.4876
Exterior Pres Lighting | 750 to 300 watt fixture/lamp | 250 | 72.994 | 18248.5094
Exterior Pres Lighting | 1000 to 400 watt fixture/lamp | 400 | 90.6702 | 36268.0996
Exterior Pres Lighting | Sign Lighting | 6000 | 1.2133 | 7279.658
Exterior Pres Lighting | 575 to 300 watt fixture/lamp | 100 | 38.8882 | 3888.8221
Site Specific | Site Specific | 1 | 474932.666 | 474932.666 | 474932.666
Prescriptive Shell | Less than R11 attic insulation (E/E) to R30-R44 Attic Insulation | 15000 | 0 | 0
Prescriptive Shell | Less than R11 attic insulation (E/E) to R45+ Attic Insulation | 15000 | 0 | 0
Prescriptive Shell | Less than R11 roof insulation (E/E) to R30+ Roof Insulation | 15000 | 0 | 0
Prescriptive Shell | Less than R4 wall insulation (E/E) to R11-R18 Wall Insulation | 15000 | 0 | 0
Prescriptive Shell | Less than R4 wall insulation (E/E) to R19+ Wall Insulation | 15000 | 0 | 0 | 0
Green Motors | 15 HP Industrial | 1 | 5.1575 | 5.1575
Green Motors | 20 HP Ind | 0 | 6.9062 | 0
Green Motors | 25 HP Ind | 0 | 8.7727 | 0
Green Motors | 30 HP Ind | 0 | 9.4506 | 0
Green Motors | 40 HP Ind | 1 | 11.0125 | 11.0125
Green Motors | 50 HP Ind | 1 | 11.8476 | 11.8476
Green Motors | 60 HP Ind | 0 | 12.4665 | 0
Green Motors | 75 HP Ind | 2 | 12.8201 | 25.6403
Green Motors | 100 HP Ind | 2 | 16.9265 | 33.853
Green Motors | 125 HP Ind | 1 | 19.5495 | 19.5495
Green Motors | 150 HP Ind | 1 | 23.2433 | 23.2433
Green Motors | 200 HP Ind | 0 | 30.8273 | 0
Green Motors | 250 HP Ind | 1 | 37.3208 | 37.3208
Green Motors | 300 HP Ind | 0 | 44.5512 | 0
Green Motors | 350 HP Ind | 0 | 51.9388 | 0
Green Motors | 400 HP Ind | 1 | 58.8842 | 58.8842
Green Motors | 450 HP Ind | 0 | 66.1342 | 0
Green Motors | 500 HP Ind | 1 | 73.5905 | 73.5905
Green Motors | 600 HP Ind | 1 | 99.5845 | 99.5845
Green Motors | 700 HP Ind | 0 | 115.6956 | 0
Green Motors | 800 HP Ind | 0 | 131.9443 | 0
Green Motors | 900 HP Ind | 0 | 148.1143 | 0
Green Motors | 1000 HP Ind | 0 | 163.8816 | 0
Green Motors | 1250 HP Ind | 0 | 174.9826 | 0
Green Motors | 1500 HP Ind | 0 | 209.5331 | 0
Green Motors | 1750 HP Ind | 0 | 243.4254 | 0
Green Motors | 2000 HP Ind | 0 | 277.0427 | 0
Green Motors | 2250 HP Ind | 0 | 309.7168 | 0
Green Motors | 2500 HP Ind | 0 | 343.4127 | 0
Green Motors | 3000 HP Ind | 0 | 409.5174 | 0
Green Motors | 3500 HP Ind | 0 | 476.7716 | 0
Green Motors | 4000 HP Ind | 0 | 544.8902 | 0
Green Motors | 4500 HP Ind | 0 | 611.722 | 0
Green Motors | 5000 HP Ind | 0 | 678.2786 | 0 | 399.6838
Fleet Heat | Fleet Heat | 50 | 0 | 0
Variable Frequency Drives | Prescriptive VFDs - HVAC Cooling Pump | 200 | 3.0546 | 610.9117
Variable Frequency Drives | Prescriptive VFDs - HVAC Fan | 200 | 2.8614 | 572.2748
Variable Frequency Drives | Prescriptive VFDS - HVAC Heating Pump or combo | 200 | 4.9164 | 983.2823 | 2166.4687
Food Services | 0.81 to 1.00 GPM electric pre-rinse sprayer | 2 | 76.38 | 152.76
Food Services | 3-4 pan electric steamer | 2 | 199.485 | 398.97
Food Services | 5-6 pan electric steamer | 2 | 268.632 | 537.264
Food Services | 7-12 pan electric steamer | 2 | 485.199 | 970.398
Food Services | On-Demand Commercial Overwrapper | 10 | 0 | 0
Food Services | Efficient combination oven (>= 16 pan and <= 20 pan) electric | 1 | 453.296 | 453.296
Food Services | Efficient combination oven (>= 6 pan and <= 15 pan) electric | 1 | 316.634 | 316.634
Food Services | Efficient Electric convection oven full size | 2 | 0 | 0
Food Services | Efficient hot food holding cabinet, 1/2 size | 1 | 0 | 0
Food Services | Efficient hot food holding cabinet, full size | 1 | 0 | 0
Food Services | Efficient hot food holding cabinet, Double Size | 1 | 0 | 0
Food Services | Electric fryer (Large Vat Size) | 1 | 0 | 0
Food Services | Standard Efficiency Appliance to H.E. electric griddle, 70% effic. or better | 2 | 0 | 0
Food Services | High temp electric hot water dishwasher | 2 | 1068.6 | 2137.2
Food Services | Low temp electric hot water dishwasher | 2 | 1482.39 | 2964.78
Food Services | Combination Oven Electric_3-4 Pans | 2 | 107.092 | 214.184
Food Services | Combination Oven Electric_5-14 Pans | 2 | 398.164 | 796.328
Food Services | Combination Oven Electric_15-28 Pans | 2 | 462.07 | 924.14
Food Services | Combination Oven Electric_29-40 Pans | 2 | 720.626 | 1441.252
Food Services | Batch-IMH-1500 | 2 | 0 | 0
Food Services | Batch-IMH-4000 | 2 | 0 | 0
Food Services | Batch-RCU-4000 | 2 | 0 | 0
Food Services | Batch-SCU-4000 | 2 | 0 | 0
Food Services | Continuous-RCU-800 | 2 | 0 | 0
Food Services | Continuous-RCU-4000 | 2 | 0 | 0
Food Services | 0 | 0 | 0 | 0 | 11307.206
Compressed Air | Compressed Air | 7 | 579.6 | 4057.2 | 4057.2
Active Energy Management | Active Energy Management | 1 | 40400.4607 | 40400.4607 | 40400.4607
|  |  |  | 965584.666 | 965584.666
Program | Measure | Quanity | NEI/Unit
Residential Prescriptive | Smart Thermostats - DIY | 300 | 24.3955 | 7318.6362
Residential Prescriptive | Smart Thermostats - Contractor Installed | 100 | 9.4577 | 945.771
Residential Prescriptive | Airsource Heat Pump | 160 | 97.6381 | 15622.1013
Residential Prescriptive | Windows | 20000 | 0.0033158 | 66.3167
Residential Prescriptive | Energy Star Homes - Manufactured, Electric, Dual Fuel | 35 | 0 | 0
Residential Prescriptive | Storm Windows | 308 | 0.0019075 | 0.5875
Residential Prescriptive | Ductless Heat Pumps (displace Zonal) | 150 | 29.204 | 4380.5981
Residential Prescriptive | Heat Pump Water Heater | 190 | 2.932 | 557.0731
Residential Prescriptive | Wall Insulation | 10000 | 0.015874 | 158.7448
Residential Prescriptive | Floor Insulation | 2200 | 0.010583 | 23.2826
Residential Prescriptive | Attic Insulation | 75000 | 0.015874 | 1190.5857
Residential Prescriptive | Ductless Heat Pumps (with existing FAF) | 100 | 86.7596 | 8675.9644
Residential Prescriptive | Energy Star Rated Doors | 1 | 67.9159 | 67.9159
Residential Prescriptive | Standard Size Refrigerator and Refrigerator-Freezer - Bottom-mounted Freezer - ESME | 50 | 0.0019348 | 0.096742
Residential Prescriptive | Standard Size Freezer - Upright - ESME | 50 | 0.0010454 | 0.052272
Residential Prescriptive | Energy Star Washer | 50 | 16.68 | 834
Residential Prescriptive | Energy Star Dryer | 50 | 40.2683 | 2013.415
Residential Prescriptive | Insulated Door R2.5-R5 HZ2 Zonal (ENERGY STAR Rated or Insulated R5) | 50 | 0 | 0 | 41855.1413
Direct Install | Direct Install | 3744.5 | 19.2721 | 72164.4974 | 72164.4974
Multifamily Weatherization | Attic Insulation_R0 - R38_HZ2_Zonal | 5000 | 0.19986 | 999.29
Multifamily Weatherization | Attic Insulation_R0 - R49_HZ2_Zonal | 5000 | 0.21038 | 1051.8806
Multifamily Weatherization | Wall Insulation_R0 - R11_HZ2_Zonal | 5000 | 0.40929 | 2046.4487
Multifamily Weatherization | Floor Insulation_R0 - R19_HZ2_Zonal | 5000 | 0.19578 | 978.9201
Multifamily Weatherization | Floor Insulation_R0 - R30_HZ2_Zonal | 5000 | 0.26205 | 1310.264
Multifamily Weatherization | Insulated Door_R2.5 - R5_HZ2_Zonal (Energy Star Rated or Insulated R5) | 5000 | 0.53353 | 2667.6583
Multifamily Weatherization | Low E Storm Window | 3000 | 11.2959 | 33887.7563
Multifamily Weatherization | Windows | 3000 | 9.9919 | 29975.6139
Multifamily Weatherization | Line Voltage Communicating Thermostat | 100 | 2.9822 | 298.221
Multifamily Weatherization | Line Voltage Thermostat | 100 | 2.477 | 247.7027
Multifamily Weatherization | Ductless Heat Pump 9.0 or greater with resistance Heat | 20 | 126.0365 | 2520.7294
Multifamily Weatherization | Smart Thermostats - DIY | 50 | 21.1851 | 1059.2548
Multifamily Weatherization | Smart Thermostats - Contractor Installed | 50 | 21.1851 | 1059.2548
Multifamily Weatherization | Heat Pump Water Heater | 50 | 68.0213 | 3401.0646
Multifamily Weatherization | Smart Thermostats - DIY | 20 | 24.3955 | 487.9091
Multifamily Weatherization | Smart Thermostats - Contractor Installed | 20 | 24.3955 | 487.9091
Multifamily Weatherization | Ductless Heat Pumps (displace Zonal) | 5 | 105.0482 | 525.2408
Multifamily Weatherization | Airsource Heat Pump | 5 | 426.7491 | 2133.7453
Multifamily Weatherization | Heat Pump Water Heater | 5 | 76.0293 | 380.1463 | 85519.0098
Low-Income Program | Air Infiltration - Electric | 200 | 137.7459 | 27549.1767
Low-Income Program | Energy Star Rated Doors | 200 | 71.3239 | 14264.7724
Low-Income Program | Energy Star Rated Refrigerator | 100 | 0.00066939 | 0.066939
Low-Income Program | Windows | 20000 | 2.7879 | 55757.2421
Low-Income Program | Airsource Heat Pump | 10 | 121.3085 | 1213.0845
Low-Income Program | Attic Insulation | 30000 | 0.11389 | 3416.6698
Low-Income Program | Duct Insulation | 20000 | 0.24852 | 4970.408
Low-Income Program | Floor Insulation | 20000 | 0.17634 | 3526.7347
Low-Income Program | Wall Insulation | 6000 | 0.34679 | 2080.7178
Low-Income Program | Duct Sealing | 20 | 51.1239 | 1022.478
Low-Income Program | Ductless Heat Pump (single Head) (w FAF) | 25 | 348.9531 | 8723.8276
Low-Income Program | Ductless Heat Pump (single head) (displace zonal) | 25 | 292.4269 | 7310.6726
Low-Income Program | Tier2-3 HPWH | 10 | 36.319 | 363.1904
Low-Income Program | Conversion to Airsource Heat Pump | 2 | 730.404 | 1460.808
Low-Income Program | HHS | 1 | 250000 | 250000
Low-Income Program | Outreach LEDs | 10000 | 0.057951 | 579.5128
Low-Income Program | Ductless Heat Pump (multi head) (w FAF) | 25 | 370.2138 | 9255.3447
Low-Income Program | Ductless Heat Pump (multi head) (displace zonal) | 25 | 310.2436 | 7756.0903 | 399250.7973
|  |  |  | 598789.4458 | 598789.4458
|  |  |  | 1564374.1118 | 1564374.1118

## 2022 Portfolio Summary
2022 WA Electric ACP
Program: | kWh | Budget
Low-Income Program | 789743.532 | 2085404.4457
Total Low-Income | 789743.532 | 2085404.4457
Residential Prescriptive | 2143328.54 | 925266.2354
Always On | 4356000 | 861439.6614
On-Bill Repayment | 260000 | 279502.8264
Multifamily Direct Install | 1311023 | 803739.4934
Multifamily Weatherization | 413975.6723 | 169207.919
Total Residential | 8484327.2123 | 3039156.1356
Nonresidential lighting interior | 9866089 | 2805259.3801
Nonresidential lighting exterior | 7255338.75 | 2154842.0376
Site Specific | 18809000 | 5965922.5668
Prescriptive Shell | 160500 | 73620.2382
Variable Frequency Drives | 773800 | 186202.3015
Active Energy Management | 1600000 | 495802.7243
Green Motors | 40685 | 8834.5539
Fleet Heat | 412500 | 53700.1904
Grocer | 70814.5 | 11923.4923
Food Services | 169744 | 42246.6384
Compressed Air | 42000 | 10769.0669
Total Non-Residential | 39200471.25 | 11809123.1902
WA Elec (w/o LI) | 47684798.4623 | 14848279.3258
WA Elec (Everything) | 48474541.9944 | 16933683.7716
CPA & EM&V | 0 | 390369.15
NEEA | 4818000 | 1358000
Named Community Pilot Program |  | 2000000
Pilot Programs |  | 1000000
Total Pilot Programs |  | 3000000
WA Total Electric Budget | 53292541.9944 | 21682052.9216
Note on B33: Finesilver, Ryan: Per NEEA memo received from Christina Steinhoff on 6/9/21 .50 in 2022 .58 in 2023

## 2022 Elec Program Cost Summary
Program: | kWh | therms | CIC | $CIC Elec | $CIC Gas | Electric AC PV | NG AC PV | NEIs | Elec NEIs | Gas NEIs | Electric Incentive$ | Gas Incentive $ | Electric Savings $ | Gas Savings $ | 3rd Party Costs $ | Elec 3rd Party | Gas 3rd Party | NIUC $ | Elec NIUC$ | Gas NIUC$ | NIUC
Low-Income Program | 789743.532 | 0 | 1288352.76 | 1288352.76 | 0 | 1598673.5998 | 0 | 2458125.4409 | 2458125.4409 | 0 | 1520091.8659 | 0 | 1519746.9945 | 0 | 456027.5598 | 456027.5598 | 0 | 109285.0201 | 109285.0201
Washington Low Income | 789743.532 | 0 | 1288352.76 | 1288352.76 | 0 | 1598673.5998 | 0 | 2458125.4409 | 2458125.4409 | 0 | 1520091.8659 | 0 | 1519746.9945 | 0 | 456027.5598 | 456027.5598 | 0 | 109285.0201 | 109285.0201 | 0 | 565312.5799
Residential Prescriptive | 2143328.54 | 0 | 2779798.016 | 2779798.016 | 0 | 4208060.9135 | 0 | 466109.8037 | 466109.8037 | 0 | 637604 | 0 | 3957228.0964 | 0 | 0 | 0 | 0 | 287662.2354 | 287662.2354 |  | 287662.2354
Multifamily Direct Install | 1311023 | 0 | 706250 | 706250 | 0 | 1426122.9871 | 0 | 645057.7062 | 645057.7062 | 0 | 706250 | 0 | 1221295.1557 | 0 | 0 | 0 | 0 | 97489.4934 | 97489.4934 |  | 97489.4934
Multifamily Weatherization | 413975.6723 | 0 | 431637.687 | 431637.687 | 0 | 832841.9983 | 0 | 228708.3018 | 228708.3018 | 0 | 112275 | 0 | 788147.4726 | 0 | 0 | 0 | 0 | 56932.919 | 56932.919 |  | 56932.919
Always On | 4356000 | 0 | 242 | 242 | 0 | 1103567.4881 | 0 | 0 | 0 | 0 | 726000 | 0 | 1014467.652 | 0 | 60000 | 60000 | 0 | 75439.6614 | 75439.6614 |  | 135439.6614
On-Bill Repayment | 260000 | 0 | 0 | 0 | 0 | 65869.5011 | 0 | 0 | 0 | 0 | 260000 | 0 | 60551.3291 | 0 | 15000 | 15000 | 0 | 4502.8264 | 4502.8264 |  | 19502.8264
Residential | 8484327.2123 | 0 | 3917927.703 | 3917927.703 | 0 | 7636462.8881 | 0 | 1339875.8117 | 1339875.8117 | 0 | 2442129 | 0 | 7041689.7057 | 0 | 75000 | 75000 | 0 | 522027.1356 | 522027.1356 | 0 | 597027.1356
Interior Pres Lighting | 9866089 | -122468.7494 | 6208665 | 6208665 | 0 | 10026496.5875 | -1211991.5846 | 87324.531 | 87324.531 | 0 | 2119850 | 0 | 9477647.1155 | -945328.1706 | 0 | 0 | 0 | 685409.3801 | 685409.3801 |  | 685409.3801
Exterior Pres Lighting | 7255338.75 | 0 | 2379775 | 2379775 | 0 | 7311928.6514 | 0 | 1629119.2779 | 1629119.2779 | 0 | 1655000 | 0 | 6714014.0455 | 0 | 0 | 0 | 0 | 499842.0376 | 499842.0376 |  | 499842.0376
Site Specific | 18809000 | 0 | 8264674.6 | 8264674.6 | 0 | 23988548.5122 | 0 | 5202609.3582 | 5202609.3582 | 0 | 4326070 | 0 | 23362255.3615 | 0 | 0 | 0 | 0 | 1639852.5668 | 1639852.5668 |  | 1639852.5668
Prescriptive Shell | 160500 | 0 | 52500 | 52500 | 0 | 319928.3157 | 0 | 0 | 0 | 0 | 51750 | 0 | 274111.209 | 0 | 0 | 0 | 0 | 21870.2382 | 21870.2382 |  | 21870.2382
Green Motors | 40685 | 0 | 6376.07 | 6376.07 | 0 | 26920.846 | 0 | 2595.4466 | 2595.4466 | 0 | 4960 | 0 | 25226.2271 | 0 | 2034.25 | 2034.25 | 0 | 1840.3039 | 1840.3039 |  | 3874.5539
Variable Frequency Drives | 773800 | 0 | 120000 | 120000 | 0 | 968438.964 | 0 | 23732.3965 | 23732.3965 | 0 | 120000 | 0 | 961120.3785 | 0 | 0 | 0 | 0 | 66202.3015 | 66202.3015 |  | 66202.3015
Fleet Heat | 412500 | 0 | 26025 | 26025 | 0 | 404845.9359 | 0 | 0 | 0 | 0 | 26025 | 0 | 384268.05 | 0 | 0 | 0 | 0 | 27675.1904 | 27675.1904 |  | 27675.1904
Grocer | 70814.5 | 0 | 24441.14 | 24441.14 | 0 | 74656.329 | 0 | 0 | 0 | 0 | 6820 | 0 | 72460.3394 | 0 | 0 | 0 | 0 | 5103.4923 | 5103.4923 |  | 5103.4923
Food Services | 169744 | 0 | 45657.35 | 45657.35 | 0 | 129026.6704 | 0 | 89284.9373 | 89284.9373 | 0 | 33426.4 | 0 | 120304.3122 | 0 | 0 | 0 | 0 | 8820.2384 | 8820.2384 |  | 8820.2384
Compressed Air | 42000 | 0 | 10080 | 10080 | 0 | 10080 | 0 | 31558.0939 | 31558.0939 | 0 | 10080 | 0 | 0 | 0 | 0 | 0 | 0 | 689.0669 | 689.0669 |  | 689.0669
Active Energy Management | 1600000 | 0 | 50000 | 50000 | 0 | 670024.1808 | 0 | 0.02525 | 0.02525 | 0 | 0 | 0 | 621039.2727 | 0 | 450000 | 450000 | 0 | 45802.7243 | 45802.7243 |  | 495802.7243
Non-Residential | 39200471.25 | -122468.7494 | 17188194.16 | 17188194.16 | 0 | 43930894.993 | -1211991.5846 | 7066224.0667 | 7066224.0667 | 0 | 8353981.4 | 0 | 42012446.3113 | -945328.1706 | 452034.25 | 452034.25 | 0 | 3003107.5402 | 3003107.5402 | 0 | 3455141.7902
WA Elec | 48474541.9944 | -122468.7494 | 22394474.623 | 22394474.623 | 0 | 53166031.481 | -1211991.5846 | 10864225.3192 | 10864225.3192 | 0 | 12316202.2659 | 0 | 50573883.0115 | -945328.1706 | 983061.8098 | 983061.8098 | 0 | 3634419.6959 | 3634419.6959 | 0 | 4617481.5057